## Map Data for Publishing Formula (hidden)
[6 empty] | NCC Rating (A) |  |  |  |  | 10 PoE Load (A) |  |  |  |  | Power factor |  |  |  |  | LAR (Amps) |  |  |  |  | LAR (MW) |  |  |  |  | Safety Net Classification |  |  |  |  | Meets Safety Net |  |  |  |  | ECC Rating (A) |  |  |  |  | 50 PoE Load (A) |  |  |  |  | RAW Lar (A) |  |  |  |  | 2HR Rating |  |  |  |  | Transfers Available |  |  |  |  | Remote Transfers Available |  |  |  |  | Manual Transfers Available |  |  |  |  | POPS Available |  |  |  |  | Mobile Generation Available |  |  |  |  | LARc (A) |  |  |  |  | LARc (MW) |  |  |  |  | Hours above 95%
Feeder_Name | From | From_B | To | To_B | Fdr OOS | SUM1_1 | SUM1_2 | SUM1_3 | SUM1_4 | SUM1_5 | SUM2_1 | SUM2_2 | SUM2_3 | SUM2_4 | SUM2_5 | SUM3_1 | SUM3_2 | SUM3_3 | SUM3_4 | SUM3_5 | SUM4_1 | SUM4_2 | SUM4_3 | SUM4_4 | SUM4_5 | SUM5_1 | SUM5_2 | SUM5_3 | SUM5_4 | SUM5_5 | SUM6_1 | SUM6_2 | SUM6_3 | SUM6_4 | SUM6_5 | SUM7_1 | SUM7_2 | SUM7_3 | SUM7_4 | SUM7_5 | SUM8_1 | SUM8_2 | SUM8_3 | SUM8_4 | SUM8_5 | SUM9_1 | SUM9_2 | SUM9_3 | SUM9_4 | SUM9_5 | SUM10_1 | SUM10_2 | SUM10_3 | SUM10_4 | SUM10_5 | SUM11_1 | SUM11_2 | SUM11_3 | SUM11_4 | SUM11_5 | SUM12_1 | SUM12_2 | SUM12_3 | SUM12_4 | SUM12_5 | SUM13_1 | SUM13_2 | SUM13_3 | SUM13_4 | SUM13_5 | SUM14_1 | SUM14_2 | SUM14_3 | SUM14_4 | SUM14_5 | SUM15_1 | SUM15_2 | SUM15_3 | SUM15_4 | SUM15_5 | SUM16_1 | SUM16_2 | SUM16_3 | SUM16_4 | SUM16_5 | SUM17_1 | SUM17_2 | SUM17_3 | SUM17_4 | SUM17_5 | SUM18_1 | SUM18_2 | SUM18_3 | SUM18_4 | SUM18_5 | SUM19_1 | SUM19_2 | SUM19_3 | SUM19_4 | SUM19_5
F7259/1 | Abermain |  | Wulkuraka Tee |  | NA | 407 | 407 | 407 | 451 | 407 | 343 | 340 | 337 | 346 | 344 | 0.99 | 0.99 | 0.99 | 0.99 | 0.99 | 0 | 0 | 0 | 0 | 0 | 0 | 0 | 0 | 0 | 0 | Rural | Rural | Rural | Rural | Rural | Yes | Yes | Yes | Yes | Yes | 407 | 407 | 407 | 407 | 407 | 517 | 520 | 518 | 526 | 522 | 0 | 0 | 0 | 0 | 0 | 0 | 0 | 0 | 0 | 0 | 134 | 134 | 134 | 134 | 134 | NA | NA | NA | NA | NA | 0 | 0 | 0 | 0 | 0 | NA | NA | NA | NA | NA | 0 | 0 | 0 | 0 | 0 | 0 | 0 | 0 | 0 | 0 | 0 | 0 | 0 | 0 | 0 | NA | NA | NA | NA | NA
0 | 0 |  | 0 |  | NA | 343 | 340 | 337 | 0.97 | 344 | 0.99 | 0.99 | 0.99 | 0.99 | 0.99 | 407 | 407 | 407 | 407 | 407 | 0 | 0 | 0 | 0 | 0 | 0 | 0 | 0 | 0 | 0 | 0 | 0 | 0 | 0 | 0 | Yes | Yes | Yes | Yes | Yes | 517 | 520 | 518 | 526 | 522 | 407 | 407 | 407 | 407 | 407 | 0 | 0 | 0 | 0 | 0 | 0 | 0 | 0 | 0 | 0 | 0 | 0 | 0 | 0 | 0 | NA | NA | NA | NA | NA | 0 | 0 | 0 | 0 | 0 | NA | NA | NA | NA | NA | 0 | 0 | 0 | 0 | 0 | 0 | 0 | 0 | 0 | 0 | 0 | 0 | 0 | 0 | 0 | NA | NA | NA | NA | NA
0 | 0 |  | 0 |  | NA | 0.99 | 0.99 | 0.99 | 1394 | 0.99 | 407 | 407 | 407 | 407 | 407 | 517 | 520 | 518 | 526 | 522 | 0 | 0 | 0 | 0 | 0 | 0 | 0 | 0 | 0 | 0 | 0 | 0 | 0 | 0 | 0 | Yes | Yes | Yes | Yes | Yes | 407 | 407 | 407 | 407 | 407 | 307 | 304 | 302 | 312 | 310 | 0 | 0 | 0 | 0 | 0 | 0 | 0 | 0 | 0 | 0 | 0 | 0 | 0 | 0 | 0 | NA | NA | NA | NA | NA | 0 | 0 | 0 | 0 | 0 | NA | NA | NA | NA | NA | 0 | 0 | 0 | 0 | 0 | 0 | 0 | 0 | 0 | 0 | 0 | 0 | 0 | 0 | 0 | NA | NA | NA | NA | NA
0 | 0 |  | 0 |  | NA | 407 | 407 | 407 | 858 | 407 | 517 | 520 | 518 | 526 | 522 | 407 | 407 | 407 | 407 | 407 | 0 | 0 | 0 | 0 | 0 | 0 | 0 | 0 | 0 | 0 | 0 | 0 | 0 | 0 | 0 | Yes | Yes | Yes | Yes | Yes | 307 | 304 | 302 | 312 | 310 | 0.99 | 1 | 1 | 0.99 | 0.99 | 0 | 0 | 0 | 0 | 0 | 0 | 0 | 0 | 0 | 0 | 0 | 0 | 0 | 0 | 0 | NA | NA | NA | NA | NA | 0 | 0 | 0 | 0 | 0 | NA | NA | NA | NA | NA | 0 | 0 | 0 | 0 | 0 | 0 | 0 | 0 | 0 | 0 | 0 | 0 | 0 | 0 | 0 | NA | NA | NA | NA | NA
0 | 0 |  | 0 |  | NA | 517 | 520 | 518 | 1394 | 522 | 407 | 407 | 407 | 407 | 407 | 307 | 304 | 302 | 312 | 310 | 0 | 0 | 0 | 0 | 0 | 0 | 0 | 0 | 0 | 0 | 0 | 0 | 0 | 0 | 0 | Yes | Yes | Yes | Yes | Yes | 0.99 | 1 | 1 | 0.99 | 0.99 | 407 | 407 | 407 | 407 | 407 | 0 | 0 | 0 | 0 | 0 | 0 | 0 | 0 | 0 | 0 | 0 | 0 | 0 | 0 | 0 | NA | NA | NA | NA | NA | 0 | 0 | 0 | 0 | 0 | NA | NA | NA | NA | NA | 0 | 0 | 0 | 0 | 0 | 0 | 0 | 0 | 0 | 0 | 0 | 0 | 0 | 0 | 0 | NA | NA | NA | NA | NA
F7259/2 | Wulkuraka Tee |  | Lockrose |  | NA | 407 | 407 | 407 | 451 | 407 | 307 | 304 | 302 | 312 | 310 | 0.99 | 1 | 1 | 0.99 | 0.99 | 0 | 0 | 0 | 0 | 0 | 0 | 0 | 0 | 0 | 0 | Rural | Rural | Rural | Rural | Rural | Yes | Yes | Yes | Yes | Yes | 407 | 407 | 407 | 407 | 407 | 483 | 487 | 485 | 494 | 490 | 0 | 0 | 0 | 0 | 0 | 0 | 0 | 0 | 0 | 0 | 134 | 134 | 134 | 134 | 134 | NA | NA | NA | NA | NA | 0 | 0 | 0 | 0 | 0 | NA | NA | NA | NA | NA | 0 | 0 | 0 | 0 | 0 | 0 | 0 | 0 | 0 | 0 | 0 | 0 | 0 | 0 | 0 | NA | NA | NA | NA | NA
0 | 0 |  | 0 |  | NA | 307 | 304 | 302 | 0.97 | 310 | 0.99 | 1 | 1 | 0.99 | 0.99 | 407 | 407 | 407 | 407 | 407 | 0 | 0 | 0 | 0 | 0 | 0 | 0 | 0 | 0 | 0 | 0 | 0 | 0 | 0 | 0 | Yes | Yes | Yes | Yes | Yes | 483 | 487 | 485 | 494 | 490 | 441 | 441 | 441 | 441 | 441 | 0 | 0 | 0 | 0 | 0 | 0 | 0 | 0 | 0 | 0 | 0 | 0 | 0 | 0 | 0 | NA | NA | NA | NA | NA | 0 | 0 | 0 | 0 | 0 | NA | NA | NA | NA | NA | 0 | 0 | 0 | 0 | 0 | 0 | 0 | 0 | 0 | 0 | 0 | 0 | 0 | 0 | 0 | NA | NA | NA | NA | NA
0 | 0 |  | 0 |  | NA | 0.99 | 1 | 1 | 1394 | 0.99 | 407 | 407 | 407 | 407 | 407 | 483 | 487 | 485 | 494 | 490 | 0 | 0 | 0 | 0 | 0 | 0 | 0 | 0 | 0 | 0 | 0 | 0 | 0 | 0 | 0 | Yes | Yes | Yes | Yes | Yes | 441 | 441 | 441 | 441 | 441 | 0 | 0 | 0 | 0 | 0 | 0 | 0 | 0 | 0 | 0 | 0 | 0 | 0 | 0 | 0 | 0 | 0 | 0 | 0 | 0 | NA | NA | NA | NA | NA | 0 | 0 | 0 | 0 | 0 | NA | NA | NA | NA | NA | 0 | 0 | 0 | 0 | 0 | 0 | 0 | 0 | 0 | 0 | 0 | 0 | 0 | 0 | 0 | NA | NA | NA | NA | NA
0 | 0 |  | 0 |  | NA | 407 | 407 | 407 | 858 | 407 | 483 | 487 | 485 | 494 | 490 | 441 | 441 | 441 | 441 | 441 | 0 | 0 | 0 | 0 | 0 | 0 | 0 | 0 | 0 | 0 | 0 | 0 | 0 | 0 | 0 | Yes | Yes | Yes | Yes | Yes | 0 | 0 | 0 | 0 | 0 | 0 | 0 | 0 | 0 | 0 | 0 | 0 | 0 | 0 | 0 | 0 | 0 | 0 | 0 | 0 | 0 | 0 | 0 | 0 | 0 | NA | NA | NA | NA | NA | 0 | 0 | 0 | 0 | 0 | NA | NA | NA | NA | NA | 0 | 0 | 0 | 0 | 0 | 0 | 0 | 0 | 0 | 0 | 0 | 0 | 0 | 0 | 0 | NA | NA | NA | NA | NA
0 | 0 |  | 0 |  | NA | 483 | 487 | 485 | 756 | 490 | 441 | 441 | 441 | 441 | 441 | 0 | 0 | 0 | 0 | 0 | 0 | 0 | 0 | 0 | 0 | 0 | 0 | 0 | 0 | 0 | 0 | 0 | 0 | 0 | 0 | Yes | Yes | Yes | Yes | Yes | 0 | 0 | 0 | 0 | 0 | 441 | 441 | 441 | 441 | 441 | 0 | 0 | 0 | 0 | 0 | 0 | 0 | 0 | 0 | 0 | 0 | 0 | 0 | 0 | 0 | NA | NA | NA | NA | NA | 0 | 0 | 0 | 0 | 0 | NA | NA | NA | NA | NA | 0 | 0 | 0 | 0 | 0 | 0 | 0 | 0 | 0 | 0 | 0 | 0 | 0 | 0 | 0 | NA | NA | NA | NA | NA
F7289 | Lockrose |  | Gatton |  | NA | 441 | 441 | 441 | 284 | 441 | 0 | 0 | 0 | 0 | 0 | 0 | 0 | 0 | 0 | 0 | 0 | 0 | 0 | 0 | 0 | 0 | 0 | 0 | 0 | 0 | Rural | Rural | Rural | Rural | Rural | Yes | Yes | Yes | Yes | Yes | 441 | 441 | 441 | 441 | 441 | 314 | 311 | 311 | 319 | 318 | 0 | 0 | 0 | 0 | 0 | 0 | 0 | 0 | 0 | 0 | 52 | 52 | 52 | 52 | 52 | NA | NA | NA | NA | NA | 0 | 0 | 0 | 0 | 0 | NA | NA | NA | NA | NA | 0 | 0 | 0 | 0 | 0 | 0 | 0 | 0 | 0 | 0 | 0 | 0 | 0 | 0 | 0 | NA | NA | NA | NA | NA
0 | 0 |  | 0 |  | NA | 0 | 0 | 0 | 0.99 | 0 | 0 | 0 | 0 | 0 | 0 | 441 | 441 | 441 | 441 | 441 | 0 | 0 | 0 | 0 | 0 | 0 | 0 | 0 | 0 | 0 | 0 | 0 | 0 | 0 | 0 | Yes | Yes | Yes | Yes | Yes | 314 | 311 | 311 | 319 | 318 | 524 | 524 | 524 | 524 | 524 | 0 | 0 | 0 | 0 | 0 | 0 | 0 | 0 | 0 | 0 | 0 | 0 | 0 | 0 | 0 | NA | NA | NA | NA | NA | 0 | 0 | 0 | 0 | 0 | NA | NA | NA | NA | NA | 0 | 0 | 0 | 0 | 0 | 0 | 0 | 0 | 0 | 0 | 0 | 0 | 0 | 0 | 0 | NA | NA | NA | NA | NA
0 | 0 |  | 0 |  | NA | 0 | 0 | 0 | 756 | 0 | 441 | 441 | 441 | 441 | 441 | 314 | 311 | 311 | 319 | 318 | 0 | 0 | 0 | 0 | 0 | 0 | 0 | 0 | 0 | 0 | 0 | 0 | 0 | 0 | 0 | Yes | Yes | Yes | Yes | Yes | 524 | 524 | 524 | 524 | 524 | 231 | 227 | 239 | 239 | 240 | 0 | 0 | 0 | 0 | 0 | 0 | 0 | 0 | 0 | 0 | 0 | 0 | 0 | 0 | 0 | NA | NA | NA | NA | NA | 0 | 0 | 0 | 0 | 0 | NA | NA | NA | NA | NA | 0 | 0 | 0 | 0 | 0 | 0 | 0 | 0 | 0 | 0 | 0 | 0 | 0 | 0 | 0 | NA | NA | NA | NA | NA
0 | 0 |  | 0 |  | NA | 441 | 441 | 441 | 538 | 441 | 314 | 311 | 311 | 319 | 318 | 524 | 524 | 524 | 524 | 524 | 0 | 0 | 0 | 0 | 0 | 0 | 0 | 0 | 0 | 0 | 0 | 0 | 0 | 0 | 0 | Yes | Yes | Yes | Yes | Yes | 231 | 227 | 239 | 239 | 240 | 0.97 | 0.96 | 0.97 | 0.98 | 0.97 | 0 | 0 | 0 | 0 | 0 | 0 | 0 | 0 | 0 | 0 | 0 | 0 | 0 | 0 | 0 | NA | NA | NA | NA | NA | 0 | 0 | 0 | 0 | 0 | NA | NA | NA | NA | NA | 0 | 0 | 0 | 0 | 0 | 0 | 0 | 0 | 0 | 0 | 0 | 0 | 0 | 0 | 0 | NA | NA | NA | NA | NA
0 | 0 |  | 0 |  | NA | 314 | 311 | 311 | 756 | 318 | 524 | 524 | 524 | 524 | 524 | 231 | 227 | 239 | 239 | 240 | 0 | 0 | 0 | 0 | 0 | 0 | 0 | 0 | 0 | 0 | 0 | 0 | 0 | 0 | 0 | Yes | Yes | Yes | Yes | Yes | 0.97 | 0.96 | 0.97 | 0.98 | 0.97 | 524 | 524 | 524 | 524 | 524 | 0 | 0 | 0 | 0 | 0 | 0 | 0 | 0 | 0 | 0 | 0 | 0 | 0 | 0 | 0 | NA | NA | NA | NA | NA | 0 | 0 | 0 | 0 | 0 | NA | NA | NA | NA | NA | 0 | 0 | 0 | 0 | 0 | 0 | 0 | 0 | 0 | 0 | 0 | 0 | 0 | 0 | 0 | NA | NA | NA | NA | NA
F750 | Belmont |  | Beenleigh |  | NA | 524 | 524 | 524 | 284 | 524 | 231 | 227 | 239 | 239 | 240 | 0.97 | 0.96 | 0.97 | 0.98 | 0.97 | 0 | 0 | 0 | 0 | 0 | 0 | 0 | 0 | 0 | 0 | Urban | Urban | Urban | Urban | Urban | Yes | Yes | Yes | Yes | Yes | 524 | 524 | 524 | 524 | 524 | 362 | 362 | 358 | 360 | 362 | 0 | 0 | 0 | 0 | 0 | 0 | 0 | 0 | 0 | 0 | 21 | 21 | 21 | 21 | 21 | NA | NA | NA | NA | NA | 0 | 0 | 0 | 0 | 0 | NA | NA | NA | NA | NA | 0 | 0 | 0 | 0 | 0 | 0 | 0 | 0 | 0 | 0 | 0 | 0 | 0 | 0 | 0 | NA | NA | NA | NA | NA
0 | 0 |  | 0 |  | NA | 231 | 227 | 239 | 0.99 | 240 | 0.97 | 0.96 | 0.97 | 0.98 | 0.97 | 524 | 524 | 524 | 524 | 524 | 0 | 0 | 0 | 0 | 0 | 0 | 0 | 0 | 0 | 0 | 0 | 0 | 0 | 0 | 0 | Yes | Yes | Yes | Yes | Yes | 362 | 362 | 358 | 360 | 362 | 1394 | 1394 | 1394 | 1394 | 1394 | 0 | 0 | 0 | 0 | 0 | 0 | 0 | 0 | 0 | 0 | 0 | 0 | 0 | 0 | 0 | NA | NA | NA | NA | NA | 0 | 0 | 0 | 0 | 0 | NA | NA | NA | NA | NA | 0 | 0 | 0 | 0 | 0 | 0 | 0 | 0 | 0 | 0 | 0 | 0 | 0 | 0 | 0 | NA | NA | NA | NA | NA
0 | 0 |  | 0 |  | NA | 0.97 | 0.96 | 0.97 | 756 | 0.97 | 524 | 524 | 524 | 524 | 524 | 362 | 362 | 358 | 360 | 362 | 0 | 0 | 0 | 0 | 0 | 0 | 0 | 0 | 0 | 0 | 0 | 0 | 0 | 0 | 0 | Yes | Yes | Yes | Yes | Yes | 1394 | 1394 | 1394 | 1394 | 1394 | 464 | 461 | 455 | 451 | 449 | 0 | 0 | 0 | 0 | 0 | 0 | 0 | 0 | 0 | 0 | 0 | 0 | 0 | 0 | 0 | NA | NA | NA | NA | NA | 0 | 0 | 0 | 0 | 0 | NA | NA | NA | NA | NA | 0 | 0 | 0 | 0 | 0 | 0 | 0 | 0 | 0 | 0 | 0 | 0 | 0 | 0 | 0 | NA | NA | NA | NA | NA
0 | 0 |  | 0 |  | NA | 524 | 524 | 524 | 538 | 524 | 362 | 362 | 358 | 360 | 362 | 1394 | 1394 | 1394 | 1394 | 1394 | 0 | 0 | 0 | 0 | 0 | 0 | 0 | 0 | 0 | 0 | 0 | 0 | 0 | 0 | 0 | Yes | Yes | Yes | Yes | Yes | 464 | 461 | 455 | 451 | 449 | 0.97 | 0.97 | 0.97 | 0.97 | 0.97 | 0 | 0 | 0 | 0 | 0 | 0 | 0 | 0 | 0 | 0 | 0 | 0 | 0 | 0 | 0 | NA | NA | NA | NA | NA | 0 | 0 | 0 | 0 | 0 | NA | NA | NA | NA | NA | 0 | 0 | 0 | 0 | 0 | 0 | 0 | 0 | 0 | 0 | 0 | 0 | 0 | 0 | 0 | NA | NA | NA | NA | NA
0 | 0 |  | 0 |  | NA | 362 | 362 | 358 | 1184 | 362 | 1394 | 1394 | 1394 | 1394 | 1394 | 464 | 461 | 455 | 451 | 449 | 0 | 0 | 0 | 0 | 0 | 0 | 0 | 0 | 0 | 0 | 0 | 0 | 0 | 0 | 0 | Yes | Yes | Yes | Yes | Yes | 0.97 | 0.97 | 0.97 | 0.97 | 0.97 | 1394 | 1394 | 1394 | 1394 | 1394 | 0 | 0 | 0 | 0 | 0 | 0 | 0 | 0 | 0 | 0 | 0 | 0 | 0 | 0 | 0 | NA | NA | NA | NA | NA | 0 | 0 | 0 | 0 | 0 | NA | NA | NA | NA | NA | 0 | 0 | 0 | 0 | 0 | 0 | 0 | 0 | 0 | 0 | 0 | 0 | 0 | 0 | 0 | NA | NA | NA | NA | NA
F766 | Belmont |  | Cleveland |  | NA | 1394 | 1394 | 1394 | 536 | 1394 | 464 | 461 | 455 | 451 | 449 | 0.97 | 0.97 | 0.97 | 0.97 | 0.97 | 0 | 0 | 0 | 0 | 0 | 0 | 0 | 0 | 0 | 0 | Urban | Urban | Urban | Urban | Urban | Yes | Yes | Yes | Yes | Yes | 1394 | 1394 | 1394 | 1394 | 1394 | 881 | 871 | 861 | 858 | 850 | 0 | 0 | 0 | 0 | 0 | 0 | 0 | 0 | 0 | 0 | 21 | 21 | 21 | 21 | 21 | NA | NA | NA | NA | NA | 0 | 0 | 0 | 0 | 0 | NA | NA | NA | NA | NA | 0 | 0 | 0 | 0 | 0 | 0 | 0 | 0 | 0 | 0 | 0 | 0 | 0 | 0 | 0 | NA | NA | NA | NA | NA
0 | 0 |  | 0 |  | NA | 464 | 461 | 455 | 0.99 | 449 | 0.97 | 0.97 | 0.97 | 0.97 | 0.97 | 1394 | 1394 | 1394 | 1394 | 1394 | 0 | 0 | 0 | 0 | 0 | 0 | 0 | 0 | 0 | 0 | 0 | 0 | 0 | 0 | 0 | Yes | Yes | Yes | Yes | Yes | 881 | 871 | 861 | 858 | 850 | 1394 | 1394 | 1394 | 1394 | 1394 | 0 | 0 | 0 | 0 | 0 | 0 | 0 | 0 | 0 | 0 | 0 | 0 | 0 | 0 | 0 | NA | NA | NA | NA | NA | 0 | 0 | 0 | 0 | 0 | NA | NA | NA | NA | NA | 0 | 0 | 0 | 0 | 0 | 0 | 0 | 0 | 0 | 0 | 0 | 0 | 0 | 0 | 0 | NA | NA | NA | NA | NA
0 | 0 |  | 0 |  | NA | 0.97 | 0.97 | 0.97 | 1184 | 0.97 | 1394 | 1394 | 1394 | 1394 | 1394 | 881 | 871 | 861 | 858 | 850 | 0 | 0 | 0 | 0 | 0 | 0 | 0 | 0 | 0 | 0 | 0 | 0 | 0 | 0 | 0 | Yes | Yes | Yes | Yes | Yes | 1394 | 1394 | 1394 | 1394 | 1394 | 464 | 461 | 455 | 451 | 449 | 0 | 0 | 0 | 0 | 0 | 0 | 0 | 0 | 0 | 0 | 0 | 0 | 0 | 0 | 0 | NA | NA | NA | NA | NA | 0 | 0 | 0 | 0 | 0 | NA | NA | NA | NA | NA | 0 | 0 | 0 | 0 | 0 | 0 | 0 | 0 | 0 | 0 | 0 | 0 | 0 | 0 | 0 | NA | NA | NA | NA | NA
0 | 0 |  | 0 |  | NA | 1394 | 1394 | 1394 | 998 | 1394 | 881 | 871 | 861 | 858 | 850 | 1394 | 1394 | 1394 | 1394 | 1394 | 0 | 0 | 0 | 0 | 0 | 0 | 0 | 0 | 0 | 0 | 0 | 0 | 0 | 0 | 0 | Yes | Yes | Yes | Yes | Yes | 464 | 461 | 455 | 451 | 449 | 0.97 | 0.97 | 0.97 | 0.97 | 0.97 | 0 | 0 | 0 | 0 | 0 | 0 | 0 | 0 | 0 | 0 | 0 | 0 | 0 | 0 | 0 | NA | NA | NA | NA | NA | 0 | 0 | 0 | 0 | 0 | NA | NA | NA | NA | NA | 0 | 0 | 0 | 0 | 0 | 0 | 0 | 0 | 0 | 0 | 0 | 0 | 0 | 0 | 0 | NA | NA | NA | NA | NA
0 | 0 |  | 0 |  | NA | 881 | 871 | 861 | 1184 | 850 | 1394 | 1394 | 1394 | 1394 | 1394 | 464 | 461 | 455 | 451 | 449 | 0 | 0 | 0 | 0 | 0 | 0 | 0 | 0 | 0 | 0 | 0 | 0 | 0 | 0 | 0 | Yes | Yes | Yes | Yes | Yes | 0.97 | 0.97 | 0.97 | 0.97 | 0.97 | 1394 | 1394 | 1394 | 1394 | 1394 | 0 | 0 | 0 | 0 | 0 | 0 | 0 | 0 | 0 | 0 | 0 | 0 | 0 | 0 | 0 | NA | NA | NA | NA | NA | 0 | 0 | 0 | 0 | 0 | NA | NA | NA | NA | NA | 0 | 0 | 0 | 0 | 0 | 0 | 0 | 0 | 0 | 0 | 0 | 0 | 0 | 0 | 0 | NA | NA | NA | NA | NA
F767 | Belmont |  | Cleveland |  | NA | 1394 | 1394 | 1394 | 536 | 1394 | 464 | 461 | 455 | 451 | 449 | 0.97 | 0.97 | 0.97 | 0.97 | 0.97 | 0 | 0 | 0 | 0 | 0 | 0 | 0 | 0 | 0 | 0 | Urban | Urban | Urban | Urban | Urban | Yes | Yes | Yes | Yes | Yes | 1394 | 1394 | 1394 | 1394 | 1394 | 881 | 871 | 861 | 858 | 850 | 0 | 0 | 0 | 0 | 0 | 0 | 0 | 0 | 0 | 0 | 21 | 21 | 21 | 21 | 21 | NA | NA | NA | NA | NA | 0 | 0 | 0 | 0 | 0 | NA | NA | NA | NA | NA | 0 | 0 | 0 | 0 | 0 | 0 | 0 | 0 | 0 | 0 | 0 | 0 | 0 | 0 | 0 | NA | NA | NA | NA | NA
0 | 0 |  | 0 |  | NA | 464 | 461 | 455 | 0.99 | 449 | 0.97 | 0.97 | 0.97 | 0.97 | 0.97 | 1394 | 1394 | 1394 | 1394 | 1394 | 0 | 0 | 0 | 0 | 0 | 0 | 0 | 0 | 0 | 0 | 0 | 0 | 0 | 0 | 0 | Yes | Yes | Yes | Yes | Yes | 881 | 871 | 861 | 858 | 850 | 756 | 756 | 756 | 756 | 756 | 0 | 0 | 0 | 0 | 0 | 0 | 0 | 0 | 0 | 0 | 0 | 0 | 0 | 0 | 0 | NA | NA | NA | NA | NA | 0 | 0 | 0 | 0 | 0 | NA | NA | NA | NA | NA | 0 | 0 | 0 | 0 | 0 | 0 | 0 | 0 | 0 | 0 | 0 | 0 | 0 | 0 | 0 | NA | NA | NA | NA | NA
0 | 0 |  | 0 |  | NA | 0.97 | 0.97 | 0.97 | 1184 | 0.97 | 1394 | 1394 | 1394 | 1394 | 1394 | 881 | 871 | 861 | 858 | 850 | 0 | 0 | 0 | 0 | 0 | 0 | 0 | 0 | 0 | 0 | 0 | 0 | 0 | 0 | 0 | Yes | Yes | Yes | Yes | Yes | 756 | 756 | 756 | 756 | 756 | 269 | 276 | 279 | 284 | 287 | 0 | 0 | 0 | 0 | 0 | 0 | 0 | 0 | 0 | 0 | 0 | 0 | 0 | 0 | 0 | NA | NA | NA | NA | NA | 0 | 0 | 0 | 0 | 0 | NA | NA | NA | NA | NA | 0 | 0 | 0 | 0 | 0 | 0 | 0 | 0 | 0 | 0 | 0 | 0 | 0 | 0 | 0 | NA | NA | NA | NA | NA
0 | 0 |  | 0 |  | NA | 1394 | 1394 | 1394 | 998 | 1394 | 881 | 871 | 861 | 858 | 850 | 756 | 756 | 756 | 756 | 756 | 0 | 0 | 0 | 0 | 0 | 0 | 0 | 0 | 0 | 0 | 0 | 0 | 0 | 0 | 0 | Yes | Yes | Yes | Yes | Yes | 269 | 276 | 279 | 284 | 287 | 1 | 0.99 | 0.99 | 0.99 | 0.99 | 0 | 0 | 0 | 0 | 0 | 0 | 0 | 0 | 0 | 0 | 0 | 0 | 0 | 0 | 0 | NA | NA | NA | NA | NA | 0 | 0 | 0 | 0 | 0 | NA | NA | NA | NA | NA | 0 | 0 | 0 | 0 | 0 | 0 | 0 | 0 | 0 | 0 | 0 | 0 | 0 | 0 | 0 | NA | NA | NA | NA | NA
0 | 0 |  | 0 |  | NA | 881 | 871 | 861 | 1130 | 850 | 756 | 756 | 756 | 756 | 756 | 269 | 276 | 279 | 284 | 287 | 0 | 0 | 0 | 0 | 0 | 0 | 0 | 0 | 0 | 0 | 0 | 0 | 0 | 0 | 0 | Yes | Yes | Yes | Yes | Yes | 1 | 0.99 | 0.99 | 0.99 | 0.99 | 756 | 756 | 756 | 756 | 756 | 0 | 0 | 0 | 0 | 0 | 0 | 0 | 0 | 0 | 0 | 0 | 0 | 0 | 0 | 0 | NA | NA | NA | NA | NA | 0 | 0 | 0 | 0 | 0 | NA | NA | NA | NA | NA | 0 | 0 | 0 | 0 | 0 | 0 | 0 | 0 | 0 | 0 | 0 | 0 | 0 | 0 | 0 | NA | NA | NA | NA | NA
F713 | Blackstone |  | Raceview |  | NA | 756 | 756 | 756 | 890 | 756 | 269 | 276 | 279 | 284 | 287 | 1 | 0.99 | 0.99 | 0.99 | 0.99 | 0 | 0 | 0 | 0 | 0 | 0 | 0 | 0 | 0 | 0 | Urban | Urban | Urban | Urban | Urban | Yes | Yes | Yes | Yes | Yes | 756 | 756 | 756 | 756 | 756 | 518 | 522 | 526 | 538 | 544 | 0 | 0 | 0 | 0 | 0 | 0 | 0 | 0 | 0 | 0 | 21 | 21 | 21 | 21 | 21 | NA | NA | NA | NA | NA | 0 | 0 | 0 | 0 | 0 | NA | NA | NA | NA | NA | 0 | 0 | 0 | 0 | 0 | 0 | 0 | 0 | 0 | 0 | 0 | 0 | 0 | 0 | 0 | NA | NA | NA | NA | NA
0 | 0 |  | 0 |  | NA | 269 | 276 | 279 | 0.99 | 287 | 1 | 0.99 | 0.99 | 0.99 | 0.99 | 756 | 756 | 756 | 756 | 756 | 0 | 0 | 0 | 0 | 0 | 0 | 0 | 0 | 0 | 0 | 0 | 0 | 0 | 0 | 0 | Yes | Yes | Yes | Yes | Yes | 518 | 522 | 526 | 538 | 544 | 756 | 756 | 756 | 756 | 756 | 0 | 0 | 0 | 0 | 0 | 0 | 0 | 0 | 0 | 0 | 0 | 0 | 0 | 0 | 0 | NA | NA | NA | NA | NA | 0 | 0 | 0 | 0 | 0 | NA | NA | NA | NA | NA | 0 | 0 | 0 | 0 | 0 | 0 | 0 | 0 | 0 | 0 | 0 | 0 | 0 | 0 | 0 | NA | NA | NA | NA | NA
0 | 0 |  | 0 |  | NA | 1 | 0.99 | 0.99 | 1255 | 0.99 | 756 | 756 | 756 | 756 | 756 | 518 | 522 | 526 | 538 | 544 | 0 | 0 | 0 | 0 | 0 | 0 | 0 | 0 | 0 | 0 | 0 | 0 | 0 | 0 | 0 | Yes | Yes | Yes | Yes | Yes | 756 | 756 | 756 | 756 | 756 | 278 | 276 | 279 | 284 | 287 | 0 | 0 | 0 | 0 | 0 | 0 | 0 | 0 | 0 | 0 | 0 | 0 | 0 | 0 | 0 | NA | NA | NA | NA | NA | 0 | 0 | 0 | 0 | 0 | NA | NA | NA | NA | NA | 0 | 0 | 0 | 0 | 0 | 0 | 0 | 0 | 0 | 0 | 0 | 0 | 0 | 0 | 0 | NA | NA | NA | NA | NA
0 | 0 |  | 0 |  | NA | 756 | 756 | 756 | 1415 | 756 | 518 | 522 | 526 | 538 | 544 | 756 | 756 | 756 | 756 | 756 | 0 | 0 | 0 | 0 | 0 | 0 | 0 | 0 | 0 | 0 | 0 | 0 | 0 | 0 | 0 | Yes | Yes | Yes | Yes | Yes | 278 | 276 | 279 | 284 | 287 | 0.99 | 0.99 | 0.99 | 0.99 | 0.99 | 0 | 0 | 0 | 0 | 0 | 0 | 0 | 0 | 0 | 0 | 0 | 0 | 0 | 0 | 0 | NA | NA | NA | NA | NA | 0 | 0 | 0 | 0 | 0 | NA | NA | NA | NA | NA | 0 | 0 | 0 | 0 | 0 | 0 | 0 | 0 | 0 | 0 | 0 | 0 | 0 | 0 | 0 | NA | NA | NA | NA | NA
0 | 0 |  | 0 |  | NA | 518 | 522 | 526 | 1130 | 544 | 756 | 756 | 756 | 756 | 756 | 278 | 276 | 279 | 284 | 287 | 0 | 0 | 0 | 0 | 0 | 0 | 0 | 0 | 0 | 0 | 0 | 0 | 0 | 0 | 0 | Yes | Yes | Yes | Yes | Yes | 0.99 | 0.99 | 0.99 | 0.99 | 0.99 | 756 | 756 | 756 | 756 | 756 | 0 | 0 | 0 | 0 | 0 | 0 | 0 | 0 | 0 | 0 | 0 | 0 | 0 | 0 | 0 | NA | NA | NA | NA | NA | 0 | 0 | 0 | 0 | 0 | NA | NA | NA | NA | NA | 0 | 0 | 0 | 0 | 0 | 0 | 0 | 0 | 0 | 0 | 0 | 0 | 0 | 0 | 0 | NA | NA | NA | NA | NA
F714 | Blackstone |  | Raceview |  | NA | 756 | 756 | 756 | 894 | 756 | 278 | 276 | 279 | 284 | 287 | 0.99 | 0.99 | 0.99 | 0.99 | 0.99 | 0 | 0 | 0 | 0 | 0 | 0 | 0 | 0 | 0 | 0 | Urban | Urban | Urban | Urban | Urban | Yes | Yes | Yes | Yes | Yes | 756 | 756 | 756 | 756 | 756 | 518 | 522 | 526 | 538 | 544 | 0 | 0 | 0 | 0 | 0 | 0 | 0 | 0 | 0 | 0 | 21 | 21 | 21 | 21 | 21 | NA | NA | NA | NA | NA | 0 | 0 | 0 | 0 | 0 | NA | NA | NA | NA | NA | 0 | 0 | 0 | 0 | 0 | 0 | 0 | 0 | 0 | 0 | 0 | 0 | 0 | 0 | 0 | NA | NA | NA | NA | NA
0 | 0 |  | 0 |  | NA | 278 | 276 | 279 | 0.99 | 287 | 0.99 | 0.99 | 0.99 | 0.99 | 0.99 | 756 | 756 | 756 | 756 | 756 | 0 | 0 | 0 | 0 | 0 | 0 | 0 | 0 | 0 | 0 | 0 | 0 | 0 | 0 | 0 | Yes | Yes | Yes | Yes | Yes | 518 | 522 | 526 | 538 | 544 | 1184 | 1184 | 1184 | 1184 | 1184 | 0 | 0 | 0 | 0 | 0 | 0 | 0 | 0 | 0 | 0 | 0 | 0 | 0 | 0 | 0 | NA | NA | NA | NA | NA | 0 | 0 | 0 | 0 | 0 | NA | NA | NA | NA | NA | 0 | 0 | 0 | 0 | 0 | 0 | 0 | 0 | 0 | 0 | 0 | 0 | 0 | 0 | 0 | NA | NA | NA | NA | NA
0 | 0 |  | 0 |  | NA | 0.99 | 0.99 | 0.99 | 1255 | 0.99 | 756 | 756 | 756 | 756 | 756 | 518 | 522 | 526 | 538 | 544 | 0 | 0 | 0 | 0 | 0 | 0 | 0 | 0 | 0 | 0 | 0 | 0 | 0 | 0 | 0 | Yes | Yes | Yes | Yes | Yes | 1184 | 1184 | 1184 | 1184 | 1184 | 467 | 508 | 529 | 536 | 551 | 0 | 0 | 0 | 0 | 0 | 0 | 0 | 0 | 0 | 0 | 0 | 0 | 0 | 0 | 0 | NA | NA | NA | NA | NA | 0 | 0 | 0 | 0 | 0 | NA | NA | NA | NA | NA | 0 | 0 | 0 | 0 | 0 | 0 | 0 | 0 | 0 | 0 | 0 | 0 | 0 | 0 | 0 | NA | NA | NA | NA | NA
0 | 0 |  | 0 |  | NA | 756 | 756 | 756 | 1419 | 756 | 518 | 522 | 526 | 538 | 544 | 1184 | 1184 | 1184 | 1184 | 1184 | 0 | 0 | 0 | 0 | 0 | 0 | 0 | 0 | 0 | 0 | 0 | 0 | 0 | 0 | 0 | Yes | Yes | Yes | Yes | Yes | 467 | 508 | 529 | 536 | 551 | 0.99 | 0.99 | 0.99 | 0.99 | 0.99 | 0 | 0 | 0 | 0 | 0 | 0 | 0 | 0 | 0 | 0 | 0 | 0 | 0 | 0 | 0 | NA | NA | NA | NA | NA | 0 | 0 | 0 | 0 | 0 | NA | NA | NA | NA | NA | 0 | 0 | 0 | 0 | 0 | 0 | 0 | 0 | 0 | 0 | 0 | 0 | 0 | 0 | 0 | NA | NA | NA | NA | NA
0 | 0 |  | 0 |  | NA | 518 | 522 | 526 | 1155 | 544 | 1184 | 1184 | 1184 | 1184 | 1184 | 467 | 508 | 529 | 536 | 551 | 0 | 0 | 0 | 0 | 0 | 0 | 0 | 0 | 0 | 0 | 0 | 0 | 0 | 0 | 0 | Yes | Yes | Yes | Yes | Yes | 0.99 | 0.99 | 0.99 | 0.99 | 0.99 | 1184 | 1184 | 1184 | 1184 | 1184 | 0 | 0 | 0 | 0 | 0 | 0 | 0 | 0 | 0 | 0 | 0 | 0 | 0 | 0 | 0 | NA | NA | NA | NA | NA | 0 | 0 | 0 | 0 | 0 | NA | NA | NA | NA | NA | 0 | 0 | 0 | 0 | 0 | 0 | 0 | 0 | 0 | 0 | 0 | 0 | 0 | 0 | 0 | NA | NA | NA | NA | NA
F7231 | Wellington Road |  | Charlotte St |  | NA | 1184 | 1184 | 1184 | 205 | 1184 | 467 | 508 | 529 | 536 | 551 | 0.99 | 0.99 | 0.99 | 0.99 | 0.99 | 0 | 0 | 0 | 0 | 0 | 0 | 0 | 0 | 0 | 0 | CBD | CBD | CBD | CBD | CBD | Yes | Yes | Yes | Yes | Yes | 1184 | 1184 | 1184 | 1184 | 1184 | 874 | 948 | 985 | 998 | 1023 | 0 | 0 | 0 | 0 | 0 | 0 | 0 | 0 | 0 | 0 | NA | NA | NA | NA | NA | NA | NA | NA | NA | NA | 0 | 0 | 0 | 0 | 0 | NA | NA | NA | NA | NA | 0 | 0 | 0 | 0 | 0 | 0 | 0 | 0 | 0 | 0 | 0 | 0 | 0 | 0 | 0 | NA | NA | NA | NA | NA
0 | 0 |  | 0 |  | NA | 467 | 508 | 529 | 0.97 | 551 | 0.99 | 0.99 | 0.99 | 0.99 | 0.99 | 1184 | 1184 | 1184 | 1184 | 1184 | 0 | 0 | 0 | 0 | 0 | 0 | 0 | 0 | 0 | 0 | 0 | 0 | 0 | 0 | 0 | Yes | Yes | Yes | Yes | Yes | 874 | 948 | 985 | 998 | 1023 | 1184 | 1184 | 1184 | 1184 | 1184 | 0 | 0 | 0 | 0 | 0 | 0 | 0 | 0 | 0 | 0 | 0 | 0 | 0 | 0 | 0 | NA | NA | NA | NA | NA | 0 | 0 | 0 | 0 | 0 | NA | NA | NA | NA | NA | 0 | 0 | 0 | 0 | 0 | 0 | 0 | 0 | 0 | 0 | 0 | 0 | 0 | 0 | 0 | NA | NA | NA | NA | NA
0 | 0 |  | 0 |  | NA | 0.99 | 0.99 | 0.99 | 1155 | 0.99 | 1184 | 1184 | 1184 | 1184 | 1184 | 874 | 948 | 985 | 998 | 1023 | 0 | 0 | 0 | 0 | 0 | 0 | 0 | 0 | 0 | 0 | 0 | 0 | 0 | 0 | 0 | Yes | Yes | Yes | Yes | Yes | 1184 | 1184 | 1184 | 1184 | 1184 | 467 | 508 | 529 | 536 | 551 | 0 | 0 | 0 | 0 | 0 | 0 | 0 | 0 | 0 | 0 | 0 | 0 | 0 | 0 | 0 | NA | NA | NA | NA | NA | 0 | 0 | 0 | 0 | 0 | NA | NA | NA | NA | NA | 0 | 0 | 0 | 0 | 0 | 0 | 0 | 0 | 0 | 0 | 0 | 0 | 0 | 0 | 0 | NA | NA | NA | NA | NA
0 | 0 |  | 0 |  | NA | 1184 | 1184 | 1184 | 385 | 1184 | 874 | 948 | 985 | 998 | 1023 | 1184 | 1184 | 1184 | 1184 | 1184 | 0 | 0 | 0 | 0 | 0 | 0 | 0 | 0 | 0 | 0 | 0 | 0 | 0 | 0 | 0 | Yes | Yes | Yes | Yes | Yes | 467 | 508 | 529 | 536 | 551 | 0.99 | 0.99 | 0.99 | 0.99 | 0.99 | 0 | 0 | 0 | 0 | 0 | 0 | 0 | 0 | 0 | 0 | 0 | 0 | 0 | 0 | 0 | NA | NA | NA | NA | NA | 0 | 0 | 0 | 0 | 0 | NA | NA | NA | NA | NA | 0 | 0 | 0 | 0 | 0 | 0 | 0 | 0 | 0 | 0 | 0 | 0 | 0 | 0 | 0 | NA | NA | NA | NA | NA
0 | 0 |  | 0 |  | NA | 874 | 948 | 985 | 1155 | 1023 | 1184 | 1184 | 1184 | 1184 | 1184 | 467 | 508 | 529 | 536 | 551 | 0 | 0 | 0 | 0 | 0 | 0 | 0 | 0 | 0 | 0 | 0 | 0 | 0 | 0 | 0 | Yes | Yes | Yes | Yes | Yes | 0.99 | 0.99 | 0.99 | 0.99 | 0.99 | 1184 | 1184 | 1184 | 1184 | 1184 | 0 | 0 | 0 | 0 | 0 | 0 | 0 | 0 | 0 | 0 | 0 | 0 | 0 | 0 | 0 | NA | NA | NA | NA | NA | 0 | 0 | 0 | 0 | 0 | NA | NA | NA | NA | NA | 0 | 0 | 0 | 0 | 0 | 0 | 0 | 0 | 0 | 0 | 0 | 0 | 0 | 0 | 0 | NA | NA | NA | NA | NA
F7232 | Wellington Road |  | Charlotte St |  | NA | 1184 | 1184 | 1184 | 205 | 1184 | 467 | 508 | 529 | 536 | 551 | 0.99 | 0.99 | 0.99 | 0.99 | 0.99 | 0 | 0 | 0 | 0 | 0 | 0 | 0 | 0 | 0 | 0 | CBD | CBD | CBD | CBD | CBD | Yes | Yes | Yes | Yes | Yes | 1184 | 1184 | 1184 | 1184 | 1184 | 874 | 948 | 985 | 998 | 1023 | 0 | 0 | 0 | 0 | 0 | 0 | 0 | 0 | 0 | 0 | NA | NA | NA | NA | NA | NA | NA | NA | NA | NA | 0 | 0 | 0 | 0 | 0 | NA | NA | NA | NA | NA | 0 | 0 | 0 | 0 | 0 | 0 | 0 | 0 | 0 | 0 | 0 | 0 | 0 | 0 | 0 | NA | NA | NA | NA | NA
0 | 0 |  | 0 |  | NA | 467 | 508 | 529 | 0.97 | 551 | 0.99 | 0.99 | 0.99 | 0.99 | 0.99 | 1184 | 1184 | 1184 | 1184 | 1184 | 0 | 0 | 0 | 0 | 0 | 0 | 0 | 0 | 0 | 0 | 0 | 0 | 0 | 0 | 0 | Yes | Yes | Yes | Yes | Yes | 874 | 948 | 985 | 998 | 1023 | 1130 | 1130 | 1130 | 1130 | 1130 | 0 | 0 | 0 | 0 | 0 | 0 | 0 | 0 | 0 | 0 | 0 | 0 | 0 | 0 | 0 | NA | NA | NA | NA | NA | 0 | 0 | 0 | 0 | 0 | NA | NA | NA | NA | NA | 0 | 0 | 0 | 0 | 0 | 0 | 0 | 0 | 0 | 0 | 0 | 0 | 0 | 0 | 0 | NA | NA | NA | NA | NA
0 | 0 |  | 0 |  | NA | 0.99 | 0.99 | 0.99 | 1155 | 0.99 | 1184 | 1184 | 1184 | 1184 | 1184 | 874 | 948 | 985 | 998 | 1023 | 0 | 0 | 0 | 0 | 0 | 0 | 0 | 0 | 0 | 0 | 0 | 0 | 0 | 0 | 0 | Yes | Yes | Yes | Yes | Yes | 1130 | 1130 | 1130 | 1130 | 1130 | 827 | 867 | 885 | 890 | 904 | 0 | 0 | 0 | 0 | 0 | 0 | 0 | 0 | 0 | 0 | 0 | 0 | 0 | 0 | 0 | NA | NA | NA | NA | NA | 0 | 0 | 0 | 0 | 0 | NA | NA | NA | NA | NA | 0 | 0 | 0 | 0 | 0 | 0 | 0 | 0 | 0 | 0 | 0 | 0 | 0 | 0 | 0 | NA | NA | NA | NA | NA
0 | 0 |  | 0 |  | NA | 1184 | 1184 | 1184 | 385 | 1184 | 874 | 948 | 985 | 998 | 1023 | 1130 | 1130 | 1130 | 1130 | 1130 | 0 | 0 | 0 | 0 | 0 | 0 | 0 | 0 | 0 | 0 | 0 | 0 | 0 | 0 | 0 | Yes | Yes | Yes | Yes | Yes | 827 | 867 | 885 | 890 | 904 | 0.99 | 0.99 | 0.99 | 0.99 | 0.99 | 0 | 0 | 0 | 0 | 0 | 0 | 0 | 0 | 0 | 0 | 0 | 0 | 0 | 0 | 0 | NA | NA | NA | NA | NA | 0 | 0 | 0 | 0 | 0 | NA | NA | NA | NA | NA | 0 | 0 | 0 | 0 | 0 | 0 | 0 | 0 | 0 | 0 | 0 | 0 | 0 | 0 | 0 | NA | NA | NA | NA | NA
0 | 0 |  | 0 |  | NA | 874 | 948 | 985 | 1352 | 1023 | 1130 | 1130 | 1130 | 1130 | 1130 | 827 | 867 | 885 | 890 | 904 | 0 | 0 | 0 | 0 | 0 | 0 | 0 | 0 | 0 | 0 | 0 | 0 | 0 | 0 | 0 | Yes | Yes | Yes | Yes | Yes | 0.99 | 0.99 | 0.99 | 0.99 | 0.99 | 1255 | 1255 | 1255 | 1255 | 1255 | 0 | 0 | 0 | 0 | 0 | 0 | 0 | 0 | 0 | 0 | 0 | 0 | 0 | 0 | 0 | NA | NA | NA | NA | NA | 0 | 0 | 0 | 0 | 0 | NA | NA | NA | NA | NA | 0 | 0 | 0 | 0 | 0 | 0 | 0 | 0 | 0 | 0 | 0 | 0 | 0 | 0 | 0 | NA | NA | NA | NA | NA
F7287/3 | Tingalpa Tee |  | Wellington Road |  | NA | 1130 | 1130 | 1130 | 451 | 1130 | 827 | 867 | 885 | 890 | 904 | 0.99 | 0.99 | 0.99 | 0.99 | 0.99 | 0 | 0 | 0 | 0 | 0 | 0 | 0 | 0 | 0 | 0 | CBD | CBD | CBD | CBD | CBD | Yes | Yes | Yes | Yes | Yes | 1255 | 1255 | 1255 | 1255 | 1255 | 1302 | 1364 | 1405 | 1415 | 1434 | 0 | 0 | 0 | 0 | 0 | 0 | 0 | 0 | 0 | 0 | 776 | 776 | 776 | 776 | 776 | NA | NA | NA | NA | NA | 0 | 0 | 0 | 0 | 0 | NA | NA | NA | NA | NA | 0 | 0 | 0 | 0 | 0 | 0 | 0 | 0 | 0 | 0 | 0 | 0 | 0 | 0 | 0 | NA | NA | NA | NA | NA
0 | 0 |  | 0 |  | NA | 827 | 867 | 885 | 0.99 | 904 | 0.99 | 0.99 | 0.99 | 0.99 | 0.99 | 1255 | 1255 | 1255 | 1255 | 1255 | 0 | 0 | 0 | 0 | 0 | 0 | 0 | 0 | 0 | 0 | 0 | 0 | 0 | 0 | 0 | Yes | Yes | Yes | Yes | Yes | 1302 | 1364 | 1405 | 1415 | 1434 | 1130 | 1130 | 1130 | 1130 | 1130 | 0 | 0 | 0 | 0 | 0 | 0 | 0 | 0 | 0 | 0 | 0 | 0 | 0 | 0 | 0 | NA | NA | NA | NA | NA | 0 | 0 | 0 | 0 | 0 | NA | NA | NA | NA | NA | 0 | 0 | 0 | 0 | 0 | 0 | 0 | 0 | 0 | 0 | 0 | 0 | 0 | 0 | 0 | NA | NA | NA | NA | NA
0 | 0 |  | 0 |  | NA | 0.99 | 0.99 | 0.99 | 1352 | 0.99 | 1255 | 1255 | 1255 | 1255 | 1255 | 1302 | 1364 | 1405 | 1415 | 1434 | 0 | 0 | 0 | 0 | 0 | 0 | 0 | 0 | 0 | 0 | 0 | 0 | 0 | 0 | 0 | Yes | Yes | Yes | Yes | Yes | 1130 | 1130 | 1130 | 1130 | 1130 | 832 | 872 | 888 | 894 | 907 | 0 | 0 | 0 | 0 | 0 | 0 | 0 | 0 | 0 | 0 | 0 | 0 | 0 | 0 | 0 | NA | NA | NA | NA | NA | 0 | 0 | 0 | 0 | 0 | NA | NA | NA | NA | NA | 0 | 0 | 0 | 0 | 0 | 0 | 0 | 0 | 0 | 0 | 0 | 0 | 0 | 0 | 0 | NA | NA | NA | NA | NA
0 | 0 |  | 0 |  | NA | 1255 | 1255 | 1255 | 597 | 1255 | 1302 | 1364 | 1405 | 1415 | 1434 | 1130 | 1130 | 1130 | 1130 | 1130 | 0 | 0 | 0 | 0 | 0 | 0 | 0 | 0 | 0 | 0 | 0 | 0 | 0 | 0 | 0 | Yes | Yes | Yes | Yes | Yes | 832 | 872 | 888 | 894 | 907 | 0.99 | 0.99 | 0.99 | 0.99 | 0.99 | 0 | 0 | 0 | 0 | 0 | 0 | 0 | 0 | 0 | 0 | 0 | 0 | 0 | 0 | 0 | NA | NA | NA | NA | NA | 0 | 0 | 0 | 0 | 0 | NA | NA | NA | NA | NA | 0 | 0 | 0 | 0 | 0 | 0 | 0 | 0 | 0 | 0 | 0 | 0 | 0 | 0 | 0 | NA | NA | NA | NA | NA
0 | 0 |  | 0 |  | NA | 1302 | 1364 | 1405 | 1352 | 1434 | 1130 | 1130 | 1130 | 1130 | 1130 | 832 | 872 | 888 | 894 | 907 | 0 | 0 | 0 | 0 | 0 | 0 | 0 | 0 | 0 | 0 | 0 | 0 | 0 | 0 | 0 | Yes | Yes | Yes | Yes | Yes | 0.99 | 0.99 | 0.99 | 0.99 | 0.99 | 1255 | 1255 | 1255 | 1255 | 1255 | 0 | 0 | 0 | 0 | 0 | 0 | 0 | 0 | 0 | 0 | 0 | 0 | 0 | 0 | 0 | NA | NA | NA | NA | NA | 0 | 0 | 0 | 0 | 0 | NA | NA | NA | NA | NA | 0 | 0 | 0 | 0 | 0 | 0 | 0 | 0 | 0 | 0 | 0 | 0 | 0 | 0 | 0 | NA | NA | NA | NA | NA
F7288/3 | Tingalpa Tee |  | Wellington Road |  | NA | 1130 | 1130 | 1130 | 451 | 1130 | 832 | 872 | 888 | 894 | 907 | 0.99 | 0.99 | 0.99 | 0.99 | 0.99 | 0 | 0 | 0 | 0 | 0 | 0 | 0 | 0 | 0 | 0 | CBD | CBD | CBD | CBD | CBD | Yes | Yes | Yes | Yes | Yes | 1255 | 1255 | 1255 | 1255 | 1255 | 1306 | 1367 | 1409 | 1419 | 1438 | 0 | 0 | 0 | 0 | 0 | 0 | 0 | 0 | 0 | 0 | 780 | 780 | 780 | 780 | 780 | NA | NA | NA | NA | NA | 0 | 0 | 0 | 0 | 0 | NA | NA | NA | NA | NA | 0 | 0 | 0 | 0 | 0 | 0 | 0 | 0 | 0 | 0 | 0 | 0 | 0 | 0 | 0 | NA | NA | NA | NA | NA
0 | 0 |  | 0 |  | NA | 832 | 872 | 888 | 0.99 | 907 | 0.99 | 0.99 | 0.99 | 0.99 | 0.99 | 1255 | 1255 | 1255 | 1255 | 1255 | 0 | 0 | 0 | 0 | 0 | 0 | 0 | 0 | 0 | 0 | 0 | 0 | 0 | 0 | 0 | Yes | Yes | Yes | Yes | Yes | 1306 | 1367 | 1409 | 1419 | 1438 | 1155 | 1155 | 1155 | 1155 | 1155 | 0 | 0 | 0 | 0 | 0 | 0 | 0 | 0 | 0 | 0 | 0 | 0 | 0 | 0 | 0 | NA | NA | NA | NA | NA | 0 | 0 | 0 | 0 | 0 | NA | NA | NA | NA | NA | 0 | 0 | 0 | 0 | 0 | 0 | 0 | 0 | 0 | 0 | 0 | 0 | 0 | 0 | 0 | NA | NA | NA | NA | NA
0 | 0 |  | 0 |  | NA | 0.99 | 0.99 | 0.99 | 1352 | 0.99 | 1255 | 1255 | 1255 | 1255 | 1255 | 1306 | 1367 | 1409 | 1419 | 1438 | 0 | 0 | 0 | 0 | 0 | 0 | 0 | 0 | 0 | 0 | 0 | 0 | 0 | 0 | 0 | Yes | Yes | Yes | Yes | Yes | 1155 | 1155 | 1155 | 1155 | 1155 | 211 | 210 | 207 | 205 | 204 | 0 | 0 | 0 | 0 | 0 | 0 | 0 | 0 | 0 | 0 | 0 | 0 | 0 | 0 | 0 | NA | NA | NA | NA | NA | 0 | 0 | 0 | 0 | 0 | NA | NA | NA | NA | NA | 0 | 0 | 0 | 0 | 0 | 0 | 0 | 0 | 0 | 0 | 0 | 0 | 0 | 0 | 0 | NA | NA | NA | NA | NA
0 | 0 |  | 0 |  | NA | 1255 | 1255 | 1255 | 597 | 1255 | 1306 | 1367 | 1409 | 1419 | 1438 | 1155 | 1155 | 1155 | 1155 | 1155 | 0 | 0 | 0 | 0 | 0 | 0 | 0 | 0 | 0 | 0 | 0 | 0 | 0 | 0 | 0 | Yes | Yes | Yes | Yes | Yes | 211 | 210 | 207 | 205 | 204 | 0.97 | 0.97 | 0.97 | 0.97 | 0.97 | 0 | 0 | 0 | 0 | 0 | 0 | 0 | 0 | 0 | 0 | 0 | 0 | 0 | 0 | 0 | NA | NA | NA | NA | NA | 0 | 0 | 0 | 0 | 0 | NA | NA | NA | NA | NA | 0 | 0 | 0 | 0 | 0 | 0 | 0 | 0 | 0 | 0 | 0 | 0 | 0 | 0 | 0 | NA | NA | NA | NA | NA
0 | 0 |  | 0 |  | NA | 1306 | 1367 | 1409 | 655 | 1438 | 1155 | 1155 | 1155 | 1155 | 1155 | 211 | 210 | 207 | 205 | 204 | 0 | 0 | 0 | 0 | 0 | 0 | 0 | 0 | 0 | 0 | 0 | 0 | 0 | 0 | 0 | Yes | Yes | Yes | Yes | Yes | 0.97 | 0.97 | 0.97 | 0.97 | 0.97 | 1155 | 1155 | 1155 | 1155 | 1155 | 0 | 0 | 0 | 0 | 0 | 0 | 0 | 0 | 0 | 0 | 0 | 0 | 0 | 0 | 0 | NA | NA | NA | NA | NA | 0 | 0 | 0 | 0 | 0 | NA | NA | NA | NA | NA | 0 | 0 | 0 | 0 | 0 | 0 | 0 | 0 | 0 | 0 | 0 | 0 | 0 | 0 | 0 | NA | NA | NA | NA | NA
F7230 | Wellington Road |  | Coorparoo |  | NA | 1155 | 1155 | 1155 | 153 | 1155 | 211 | 210 | 207 | 205 | 204 | 0.97 | 0.97 | 0.97 | 0.97 | 0.97 | 0 | 0 | 0 | 0 | 0 | 0 | 0 | 0 | 0 | 0 | Urban | Urban | Urban | Urban | Urban | Yes | Yes | Yes | Yes | Yes | 1155 | 1155 | 1155 | 1155 | 1155 | 397 | 393 | 387 | 385 | 381 | 0 | 0 | 0 | 0 | 0 | 0 | 0 | 0 | 0 | 0 | 21 | 21 | 21 | 21 | 21 | NA | NA | NA | NA | NA | 0 | 0 | 0 | 0 | 0 | NA | NA | NA | NA | NA | 0 | 0 | 0 | 0 | 0 | 0 | 0 | 0 | 0 | 0 | 0 | 0 | 0 | 0 | 0 | NA | NA | NA | NA | NA
0 | 0 |  | 0 |  | NA | 211 | 210 | 207 | 1 | 204 | 0.97 | 0.97 | 0.97 | 0.97 | 0.97 | 1155 | 1155 | 1155 | 1155 | 1155 | 0 | 0 | 0 | 0 | 0 | 0 | 0 | 0 | 0 | 0 | 0 | 0 | 0 | 0 | 0 | Yes | Yes | Yes | Yes | Yes | 397 | 393 | 387 | 385 | 381 | 1155 | 1155 | 1155 | 1155 | 1155 | 0 | 0 | 0 | 0 | 0 | 0 | 0 | 0 | 0 | 0 | 0 | 0 | 0 | 0 | 0 | NA | NA | NA | NA | NA | 0 | 0 | 0 | 0 | 0 | NA | NA | NA | NA | NA | 0 | 0 | 0 | 0 | 0 | 0 | 0 | 0 | 0 | 0 | 0 | 0 | 0 | 0 | 0 | NA | NA | NA | NA | NA
0 | 0 |  | 0 |  | NA | 0.97 | 0.97 | 0.97 | 655 | 0.97 | 1155 | 1155 | 1155 | 1155 | 1155 | 397 | 393 | 387 | 385 | 381 | 0 | 0 | 0 | 0 | 0 | 0 | 0 | 0 | 0 | 0 | 0 | 0 | 0 | 0 | 0 | Yes | Yes | Yes | Yes | Yes | 1155 | 1155 | 1155 | 1155 | 1155 | 211 | 210 | 207 | 205 | 204 | 0 | 0 | 0 | 0 | 0 | 0 | 0 | 0 | 0 | 0 | 0 | 0 | 0 | 0 | 0 | NA | NA | NA | NA | NA | 0 | 0 | 0 | 0 | 0 | NA | NA | NA | NA | NA | 0 | 0 | 0 | 0 | 0 | 0 | 0 | 0 | 0 | 0 | 0 | 0 | 0 | 0 | 0 | NA | NA | NA | NA | NA
0 | 0 |  | 0 |  | NA | 1155 | 1155 | 1155 | 308 | 1155 | 397 | 393 | 387 | 385 | 381 | 1155 | 1155 | 1155 | 1155 | 1155 | 0 | 0 | 0 | 0 | 0 | 0 | 0 | 0 | 0 | 0 | 0 | 0 | 0 | 0 | 0 | Yes | Yes | Yes | Yes | Yes | 211 | 210 | 207 | 205 | 204 | 0.97 | 0.97 | 0.97 | 0.97 | 0.97 | 0 | 0 | 0 | 0 | 0 | 0 | 0 | 0 | 0 | 0 | 0 | 0 | 0 | 0 | 0 | NA | NA | NA | NA | NA | 0 | 0 | 0 | 0 | 0 | NA | NA | NA | NA | NA | 0 | 0 | 0 | 0 | 0 | 0 | 0 | 0 | 0 | 0 | 0 | 0 | 0 | 0 | 0 | NA | NA | NA | NA | NA
0 | 0 |  | 0 |  | NA | 397 | 393 | 387 | 655 | 381 | 1155 | 1155 | 1155 | 1155 | 1155 | 211 | 210 | 207 | 205 | 204 | 0 | 0 | 0 | 0 | 0 | 0 | 0 | 0 | 0 | 0 | 0 | 0 | 0 | 0 | 0 | Yes | Yes | Yes | Yes | Yes | 0.97 | 0.97 | 0.97 | 0.97 | 0.97 | 1155 | 1155 | 1155 | 1155 | 1155 | 0 | 0 | 0 | 0 | 0 | 0 | 0 | 0 | 0 | 0 | 0 | 0 | 0 | 0 | 0 | NA | NA | NA | NA | NA | 0 | 0 | 0 | 0 | 0 | NA | NA | NA | NA | NA | 0 | 0 | 0 | 0 | 0 | 0 | 0 | 0 | 0 | 0 | 0 | 0 | 0 | 0 | 0 | NA | NA | NA | NA | NA
F7362 | Wellington Road |  | Coorparoo |  | NA | 1155 | 1155 | 1155 | 153 | 1155 | 211 | 210 | 207 | 205 | 204 | 0.97 | 0.97 | 0.97 | 0.97 | 0.97 | 0 | 0 | 0 | 0 | 0 | 0 | 0 | 0 | 0 | 0 | Urban | Urban | Urban | Urban | Urban | Yes | Yes | Yes | Yes | Yes | 1155 | 1155 | 1155 | 1155 | 1155 | 397 | 393 | 387 | 385 | 381 | 0 | 0 | 0 | 0 | 0 | 0 | 0 | 0 | 0 | 0 | 21 | 21 | 21 | 21 | 21 | NA | NA | NA | NA | NA | 0 | 0 | 0 | 0 | 0 | NA | NA | NA | NA | NA | 0 | 0 | 0 | 0 | 0 | 0 | 0 | 0 | 0 | 0 | 0 | 0 | 0 | 0 | 0 | NA | NA | NA | NA | NA
0 | 0 |  | 0 |  | NA | 211 | 210 | 207 | 1 | 204 | 0.97 | 0.97 | 0.97 | 0.97 | 0.97 | 1155 | 1155 | 1155 | 1155 | 1155 | 0 | 0 | 0 | 0 | 0 | 0 | 0 | 0 | 0 | 0 | 0 | 0 | 0 | 0 | 0 | Yes | Yes | Yes | Yes | Yes | 397 | 393 | 387 | 385 | 381 | 1352 | 1352 | 1352 | 1352 | 1352 | 0 | 0 | 0 | 0 | 0 | 0 | 0 | 0 | 0 | 0 | 0 | 0 | 0 | 0 | 0 | NA | NA | NA | NA | NA | 0 | 0 | 0 | 0 | 0 | NA | NA | NA | NA | NA | 0 | 0 | 0 | 0 | 0 | 0 | 0 | 0 | 0 | 0 | 0 | 0 | 0 | 0 | 0 | NA | NA | NA | NA | NA
0 | 0 |  | 0 |  | NA | 0.97 | 0.97 | 0.97 | 655 | 0.97 | 1155 | 1155 | 1155 | 1155 | 1155 | 397 | 393 | 387 | 385 | 381 | 0 | 0 | 0 | 0 | 0 | 0 | 0 | 0 | 0 | 0 | 0 | 0 | 0 | 0 | 0 | Yes | Yes | Yes | Yes | Yes | 1352 | 1352 | 1352 | 1352 | 1352 | 421 | 441 | 449 | 451 | 457 | 0 | 0 | 0 | 0 | 0 | 0 | 0 | 0 | 0 | 0 | 0 | 0 | 0 | 0 | 0 | NA | NA | NA | NA | NA | 0 | 0 | 0 | 0 | 0 | NA | NA | NA | NA | NA | 0 | 0 | 0 | 0 | 0 | 0 | 0 | 0 | 0 | 0 | 0 | 0 | 0 | 0 | 0 | NA | NA | NA | NA | NA
0 | 0 |  | 0 |  | NA | 1155 | 1155 | 1155 | 308 | 1155 | 397 | 393 | 387 | 385 | 381 | 1352 | 1352 | 1352 | 1352 | 1352 | 0 | 0 | 0 | 0 | 0 | 0 | 0 | 0 | 0 | 0 | 0 | 0 | 0 | 0 | 0 | Yes | Yes | Yes | Yes | Yes | 421 | 441 | 449 | 451 | 457 | 0.99 | 0.99 | 0.99 | 0.99 | 0.99 | 0 | 0 | 0 | 0 | 0 | 0 | 0 | 0 | 0 | 0 | 0 | 0 | 0 | 0 | 0 | NA | NA | NA | NA | NA | 0 | 0 | 0 | 0 | 0 | NA | NA | NA | NA | NA | 0 | 0 | 0 | 0 | 0 | 0 | 0 | 0 | 0 | 0 | 0 | 0 | 0 | 0 | 0 | NA | NA | NA | NA | NA
0 | 0 |  | 0 |  | NA | 397 | 393 | 387 | 909 | 381 | 1352 | 1352 | 1352 | 1352 | 1352 | 421 | 441 | 449 | 451 | 457 | 0 | 0 | 0 | 0 | 0 | 0 | 0 | 0 | 0 | 0 | 0 | 0 | 0 | 0 | 0 | Yes | Yes | Yes | Yes | Yes | 0.99 | 0.99 | 0.99 | 0.99 | 0.99 | 1352 | 1352 | 1352 | 1352 | 1352 | 0 | 0 | 0 | 0 | 0 | 0 | 0 | 0 | 0 | 0 | 0 | 0 | 0 | 0 | 0 | NA | NA | NA | NA | NA | 0 | 0 | 0 | 0 | 0 | NA | NA | NA | NA | NA | 0 | 0 | 0 | 0 | 0 | 0 | 0 | 0 | 0 | 0 | 0 | 0 | 0 | 0 | 0 | NA | NA | NA | NA | NA
F752 | Murarrie |  | Newstead |  | NA | 1352 | 1352 | 1352 | 282 | 1352 | 421 | 441 | 449 | 451 | 457 | 0.99 | 0.99 | 0.99 | 0.99 | 0.99 | 0 | 0 | 0 | 0 | 0 | 0 | 0 | 0 | 0 | 0 | CBD | CBD | CBD | CBD | CBD | Yes | Yes | Yes | Yes | Yes | 1352 | 1352 | 1352 | 1352 | 1352 | 552 | 582 | 597 | 597 | 595 | 0 | 0 | 0 | 0 | 0 | 0 | 0 | 0 | 0 | 0 | NA | NA | NA | NA | NA | NA | NA | NA | NA | NA | 0 | 0 | 0 | 0 | 0 | NA | NA | NA | NA | NA | 0 | 0 | 0 | 0 | 0 | 0 | 0 | 0 | 0 | 0 | 0 | 0 | 0 | 0 | 0 | NA | NA | NA | NA | NA
0 | 0 |  | 0 |  | NA | 421 | 441 | 449 | 1 | 457 | 0.99 | 0.99 | 0.99 | 0.99 | 0.99 | 1352 | 1352 | 1352 | 1352 | 1352 | 0 | 0 | 0 | 0 | 0 | 0 | 0 | 0 | 0 | 0 | 0 | 0 | 0 | 0 | 0 | Yes | Yes | Yes | Yes | Yes | 552 | 582 | 597 | 597 | 595 | 1352 | 1352 | 1352 | 1352 | 1352 | 0 | 0 | 0 | 0 | 0 | 0 | 0 | 0 | 0 | 0 | 0 | 0 | 0 | 0 | 0 | NA | NA | NA | NA | NA | 0 | 0 | 0 | 0 | 0 | NA | NA | NA | NA | NA | 0 | 0 | 0 | 0 | 0 | 0 | 0 | 0 | 0 | 0 | 0 | 0 | 0 | 0 | 0 | NA | NA | NA | NA | NA
0 | 0 |  | 0 |  | NA | 0.99 | 0.99 | 0.99 | 909 | 0.99 | 1352 | 1352 | 1352 | 1352 | 1352 | 552 | 582 | 597 | 597 | 595 | 0 | 0 | 0 | 0 | 0 | 0 | 0 | 0 | 0 | 0 | 0 | 0 | 0 | 0 | 0 | Yes | Yes | Yes | Yes | Yes | 1352 | 1352 | 1352 | 1352 | 1352 | 421 | 441 | 449 | 451 | 457 | 0 | 0 | 0 | 0 | 0 | 0 | 0 | 0 | 0 | 0 | 0 | 0 | 0 | 0 | 0 | NA | NA | NA | NA | NA | 0 | 0 | 0 | 0 | 0 | NA | NA | NA | NA | NA | 0 | 0 | 0 | 0 | 0 | 0 | 0 | 0 | 0 | 0 | 0 | 0 | 0 | 0 | 0 | NA | NA | NA | NA | NA
0 | 0 |  | 0 |  | NA | 1352 | 1352 | 1352 | 548 | 1352 | 552 | 582 | 597 | 597 | 595 | 1352 | 1352 | 1352 | 1352 | 1352 | 0 | 0 | 0 | 0 | 0 | 0 | 0 | 0 | 0 | 0 | 0 | 0 | 0 | 0 | 0 | Yes | Yes | Yes | Yes | Yes | 421 | 441 | 449 | 451 | 457 | 0.99 | 0.99 | 0.99 | 0.99 | 0.99 | 0 | 0 | 0 | 0 | 0 | 0 | 0 | 0 | 0 | 0 | 0 | 0 | 0 | 0 | 0 | NA | NA | NA | NA | NA | 0 | 0 | 0 | 0 | 0 | NA | NA | NA | NA | NA | 0 | 0 | 0 | 0 | 0 | 0 | 0 | 0 | 0 | 0 | 0 | 0 | 0 | 0 | 0 | NA | NA | NA | NA | NA
0 | 0 |  | 0 |  | NA | 552 | 582 | 597 | 909 | 595 | 1352 | 1352 | 1352 | 1352 | 1352 | 421 | 441 | 449 | 451 | 457 | 0 | 0 | 0 | 0 | 0 | 0 | 0 | 0 | 0 | 0 | 0 | 0 | 0 | 0 | 0 | Yes | Yes | Yes | Yes | Yes | 0.99 | 0.99 | 0.99 | 0.99 | 0.99 | 1352 | 1352 | 1352 | 1352 | 1352 | 0 | 0 | 0 | 0 | 0 | 0 | 0 | 0 | 0 | 0 | 0 | 0 | 0 | 0 | 0 | NA | NA | NA | NA | NA | 0 | 0 | 0 | 0 | 0 | NA | NA | NA | NA | NA | 0 | 0 | 0 | 0 | 0 | 0 | 0 | 0 | 0 | 0 | 0 | 0 | 0 | 0 | 0 | NA | NA | NA | NA | NA
F753 | Murarrie |  | Newstead |  | NA | 1352 | 1352 | 1352 | 282 | 1352 | 421 | 441 | 449 | 451 | 457 | 0.99 | 0.99 | 0.99 | 0.99 | 0.99 | 0 | 0 | 0 | 0 | 0 | 0 | 0 | 0 | 0 | 0 | CBD | CBD | CBD | CBD | CBD | Yes | Yes | Yes | Yes | Yes | 1352 | 1352 | 1352 | 1352 | 1352 | 552 | 582 | 597 | 597 | 595 | 0 | 0 | 0 | 0 | 0 | 0 | 0 | 0 | 0 | 0 | NA | NA | NA | NA | NA | NA | NA | NA | NA | NA | 0 | 0 | 0 | 0 | 0 | NA | NA | NA | NA | NA | 0 | 0 | 0 | 0 | 0 | 0 | 0 | 0 | 0 | 0 | 0 | 0 | 0 | 0 | 0 | NA | NA | NA | NA | NA
0 | 0 |  | 0 |  | NA | 421 | 441 | 449 | 1 | 457 | 0.99 | 0.99 | 0.99 | 0.99 | 0.99 | 1352 | 1352 | 1352 | 1352 | 1352 | 0 | 0 | 0 | 0 | 0 | 0 | 0 | 0 | 0 | 0 | 0 | 0 | 0 | 0 | 0 | Yes | Yes | Yes | Yes | Yes | 552 | 582 | 597 | 597 | 595 | 655 | 655 | 655 | 655 | 655 | 0 | 0 | 0 | 0 | 0 | 0 | 0 | 0 | 0 | 0 | 0 | 0 | 0 | 0 | 0 | NA | NA | NA | NA | NA | 0 | 0 | 0 | 0 | 0 | NA | NA | NA | NA | NA | 0 | 0 | 0 | 0 | 0 | 0 | 0 | 0 | 0 | 0 | 0 | 0 | 0 | 0 | 0 | NA | NA | NA | NA | NA
0 | 0 |  | 0 |  | NA | 0.99 | 0.99 | 0.99 | 909 | 0.99 | 1352 | 1352 | 1352 | 1352 | 1352 | 552 | 582 | 597 | 597 | 595 | 0 | 0 | 0 | 0 | 0 | 0 | 0 | 0 | 0 | 0 | 0 | 0 | 0 | 0 | 0 | Yes | Yes | Yes | Yes | Yes | 655 | 655 | 655 | 655 | 655 | 136 | 146 | 153 | 153 | 155 | 0 | 0 | 0 | 0 | 0 | 0 | 0 | 0 | 0 | 0 | 0 | 0 | 0 | 0 | 0 | NA | NA | NA | NA | NA | 0 | 0 | 0 | 0 | 0 | NA | NA | NA | NA | NA | 0 | 0 | 0 | 0 | 0 | 0 | 0 | 0 | 0 | 0 | 0 | 0 | 0 | 0 | 0 | NA | NA | NA | NA | NA
0 | 0 |  | 0 |  | NA | 1352 | 1352 | 1352 | 548 | 1352 | 552 | 582 | 597 | 597 | 595 | 655 | 655 | 655 | 655 | 655 | 0 | 0 | 0 | 0 | 0 | 0 | 0 | 0 | 0 | 0 | 0 | 0 | 0 | 0 | 0 | Yes | Yes | Yes | Yes | Yes | 136 | 146 | 153 | 153 | 155 | 1 | 1 | 1 | 1 | 1 | 0 | 0 | 0 | 0 | 0 | 0 | 0 | 0 | 0 | 0 | 0 | 0 | 0 | 0 | 0 | NA | NA | NA | NA | NA | 0 | 0 | 0 | 0 | 0 | NA | NA | NA | NA | NA | 0 | 0 | 0 | 0 | 0 | 0 | 0 | 0 | 0 | 0 | 0 | 0 | 0 | 0 | 0 | NA | NA | NA | NA | NA
0 | 0 |  | 0 |  | NA | 552 | 582 | 597 | 908 | 595 | 655 | 655 | 655 | 655 | 655 | 136 | 146 | 153 | 153 | 155 | 0 | 0 | 0 | 0 | 0 | 0 | 0 | 0 | 0 | 0 | 0 | 0 | 0 | 0 | 0 | Yes | Yes | Yes | Yes | Yes | 1 | 1 | 1 | 1 | 1 | 655 | 655 | 655 | 655 | 655 | 0 | 0 | 0 | 0 | 0 | 0 | 0 | 0 | 0 | 0 | 0 | 0 | 0 | 0 | 0 | NA | NA | NA | NA | NA | 0 | 0 | 0 | 0 | 0 | NA | NA | NA | NA | NA | 0 | 0 | 0 | 0 | 0 | 0 | 0 | 0 | 0 | 0 | 0 | 0 | 0 | 0 | 0 | NA | NA | NA | NA | NA
F809 | Newstead |  | Victoria Park |  | NA | 655 | 655 | 655 | 342 | 655 | 136 | 146 | 153 | 153 | 155 | 1 | 1 | 1 | 1 | 1 | 0 | 0 | 0 | 0 | 0 | 0 | 0 | 0 | 0 | 0 | CBD | CBD | CBD | CBD | CBD | Yes | Yes | Yes | Yes | Yes | 655 | 655 | 655 | 655 | 655 | 267 | 293 | 310 | 308 | 307 | 0 | 0 | 0 | 0 | 0 | 0 | 0 | 0 | 0 | 0 | NA | NA | NA | NA | NA | NA | NA | NA | NA | NA | 0 | 0 | 0 | 0 | 0 | NA | NA | NA | NA | NA | 0 | 0 | 0 | 0 | 0 | 0 | 0 | 0 | 0 | 0 | 0 | 0 | 0 | 0 | 0 | NA | NA | NA | NA | NA
0 | 0 |  | 0 |  | NA | 136 | 146 | 153 | 1 | 155 | 1 | 1 | 1 | 1 | 1 | 655 | 655 | 655 | 655 | 655 | 0 | 0 | 0 | 0 | 0 | 0 | 0 | 0 | 0 | 0 | 0 | 0 | 0 | 0 | 0 | Yes | Yes | Yes | Yes | Yes | 267 | 293 | 310 | 308 | 307 | 655 | 655 | 655 | 655 | 655 | 0 | 0 | 0 | 0 | 0 | 0 | 0 | 0 | 0 | 0 | 0 | 0 | 0 | 0 | 0 | NA | NA | NA | NA | NA | 0 | 0 | 0 | 0 | 0 | NA | NA | NA | NA | NA | 0 | 0 | 0 | 0 | 0 | 0 | 0 | 0 | 0 | 0 | 0 | 0 | 0 | 0 | 0 | NA | NA | NA | NA | NA
0 | 0 |  | 0 |  | NA | 1 | 1 | 1 | 908 | 1 | 655 | 655 | 655 | 655 | 655 | 267 | 293 | 310 | 308 | 307 | 0 | 0 | 0 | 0 | 0 | 0 | 0 | 0 | 0 | 0 | 0 | 0 | 0 | 0 | 0 | Yes | Yes | Yes | Yes | Yes | 655 | 655 | 655 | 655 | 655 | 136 | 146 | 153 | 153 | 155 | 0 | 0 | 0 | 0 | 0 | 0 | 0 | 0 | 0 | 0 | 0 | 0 | 0 | 0 | 0 | NA | NA | NA | NA | NA | 0 | 0 | 0 | 0 | 0 | NA | NA | NA | NA | NA | 0 | 0 | 0 | 0 | 0 | 0 | 0 | 0 | 0 | 0 | 0 | 0 | 0 | 0 | 0 | NA | NA | NA | NA | NA
0 | 0 |  | 0 |  | NA | 655 | 655 | 655 | 634 | 655 | 267 | 293 | 310 | 308 | 307 | 655 | 655 | 655 | 655 | 655 | 0 | 0 | 0 | 0 | 0 | 0 | 0 | 0 | 0 | 0 | 0 | 0 | 0 | 0 | 0 | Yes | Yes | Yes | Yes | Yes | 136 | 146 | 153 | 153 | 155 | 1 | 1 | 1 | 1 | 1 | 0 | 0 | 0 | 0 | 0 | 0 | 0 | 0 | 0 | 0 | 0 | 0 | 0 | 0 | 0 | NA | NA | NA | NA | NA | 0 | 0 | 0 | 0 | 0 | NA | NA | NA | NA | NA | 0 | 0 | 0 | 0 | 0 | 0 | 0 | 0 | 0 | 0 | 0 | 0 | 0 | 0 | 0 | NA | NA | NA | NA | NA
0 | 0 |  | 0 |  | NA | 267 | 293 | 310 | 908 | 307 | 655 | 655 | 655 | 655 | 655 | 136 | 146 | 153 | 153 | 155 | 0 | 0 | 0 | 0 | 0 | 0 | 0 | 0 | 0 | 0 | 0 | 0 | 0 | 0 | 0 | Yes | Yes | Yes | Yes | Yes | 1 | 1 | 1 | 1 | 1 | 655 | 655 | 655 | 655 | 655 | 0 | 0 | 0 | 0 | 0 | 0 | 0 | 0 | 0 | 0 | 0 | 0 | 0 | 0 | 0 | NA | NA | NA | NA | NA | 0 | 0 | 0 | 0 | 0 | NA | NA | NA | NA | NA | 0 | 0 | 0 | 0 | 0 | 0 | 0 | 0 | 0 | 0 | 0 | 0 | 0 | 0 | 0 | NA | NA | NA | NA | NA
F810 | Newstead |  | Victoria Park |  | NA | 655 | 655 | 655 | 338 | 655 | 136 | 146 | 153 | 153 | 155 | 1 | 1 | 1 | 1 | 1 | 0 | 0 | 0 | 0 | 0 | 0 | 0 | 0 | 0 | 0 | CBD | CBD | CBD | CBD | CBD | Yes | Yes | Yes | Yes | Yes | 655 | 655 | 655 | 655 | 655 | 267 | 293 | 310 | 308 | 307 | 0 | 0 | 0 | 0 | 0 | 0 | 0 | 0 | 0 | 0 | NA | NA | NA | NA | NA | NA | NA | NA | NA | NA | 0 | 0 | 0 | 0 | 0 | NA | NA | NA | NA | NA | 0 | 0 | 0 | 0 | 0 | 0 | 0 | 0 | 0 | 0 | 0 | 0 | 0 | 0 | 0 | NA | NA | NA | NA | NA
0 | 0 |  | 0 |  | NA | 136 | 146 | 153 | 0.98 | 155 | 1 | 1 | 1 | 1 | 1 | 655 | 655 | 655 | 655 | 655 | 0 | 0 | 0 | 0 | 0 | 0 | 0 | 0 | 0 | 0 | 0 | 0 | 0 | 0 | 0 | Yes | Yes | Yes | Yes | Yes | 267 | 293 | 310 | 308 | 307 | 909 | 909 | 909 | 909 | 909 | 0 | 0 | 0 | 0 | 0 | 0 | 0 | 0 | 0 | 0 | 0 | 0 | 0 | 0 | 0 | NA | NA | NA | NA | NA | 0 | 0 | 0 | 0 | 0 | NA | NA | NA | NA | NA | 0 | 0 | 0 | 0 | 0 | 0 | 0 | 0 | 0 | 0 | 0 | 0 | 0 | 0 | 0 | NA | NA | NA | NA | NA
0 | 0 |  | 0 |  | NA | 1 | 1 | 1 | 908 | 1 | 655 | 655 | 655 | 655 | 655 | 267 | 293 | 310 | 308 | 307 | 0 | 0 | 0 | 0 | 0 | 0 | 0 | 0 | 0 | 0 | 0 | 0 | 0 | 0 | 0 | Yes | Yes | Yes | Yes | Yes | 909 | 909 | 909 | 909 | 909 | 253 | 265 | 274 | 282 | 297 | 0 | 0 | 0 | 0 | 0 | 0 | 0 | 0 | 0 | 0 | 0 | 0 | 0 | 0 | 0 | NA | NA | NA | NA | NA | 0 | 0 | 0 | 0 | 0 | NA | NA | NA | NA | NA | 0 | 0 | 0 | 0 | 0 | 0 | 0 | 0 | 0 | 0 | 0 | 0 | 0 | 0 | 0 | NA | NA | NA | NA | NA
0 | 0 |  | 0 |  | NA | 655 | 655 | 655 | 427 | 655 | 267 | 293 | 310 | 308 | 307 | 909 | 909 | 909 | 909 | 909 | 0 | 0 | 0 | 0 | 0 | 0 | 0 | 0 | 0 | 0 | 0 | 0 | 0 | 0 | 0 | Yes | Yes | Yes | Yes | Yes | 253 | 265 | 274 | 282 | 297 | 1 | 1 | 1 | 1 | 1 | 0 | 0 | 0 | 0 | 0 | 0 | 0 | 0 | 0 | 0 | 0 | 0 | 0 | 0 | 0 | NA | NA | NA | NA | NA | 0 | 0 | 0 | 0 | 0 | NA | NA | NA | NA | NA | 0 | 0 | 0 | 0 | 0 | 0 | 0 | 0 | 0 | 0 | 0 | 0 | 0 | 0 | 0 | NA | NA | NA | NA | NA
0 | 0 |  | 0 |  | NA | 267 | 293 | 310 | 1232 | 307 | 909 | 909 | 909 | 909 | 909 | 253 | 265 | 274 | 282 | 297 | 0 | 0 | 0 | 0 | 0 | 0 | 0 | 0 | 0 | 0 | 0 | 0 | 0 | 0 | 0 | Yes | Yes | Yes | Yes | Yes | 1 | 1 | 1 | 1 | 1 | 909 | 909 | 909 | 909 | 909 | 0 | 0 | 0 | 0 | 0 | 0 | 0 | 0 | 0 | 0 | 0 | 0 | 0 | 0 | 0 | NA | NA | NA | NA | NA | 0 | 0 | 0 | 0 | 0 | NA | NA | NA | NA | NA | 0 | 0 | 0 | 0 | 0 | 0 | 0 | 0 | 0 | 0 | 0 | 0 | 0 | 0 | 0 | NA | NA | NA | NA | NA
F829 | Charlotte St |  | Ann St |  | NA | 909 | 909 | 909 | 141 | 909 | 253 | 265 | 274 | 282 | 297 | 1 | 1 | 1 | 1 | 1 | 0 | 0 | 0 | 0 | 0 | 0 | 0 | 0 | 0 | 0 | CBD | CBD | CBD | CBD | CBD | Yes | Yes | Yes | Yes | Yes | 909 | 909 | 909 | 909 | 909 | 498 | 520 | 532 | 548 | 576 | 0 | 0 | 0 | 0 | 0 | 0 | 0 | 0 | 0 | 0 | NA | NA | NA | NA | NA | NA | NA | NA | NA | NA | 0 | 0 | 0 | 0 | 0 | NA | NA | NA | NA | NA | 0 | 0 | 0 | 0 | 0 | 0 | 0 | 0 | 0 | 0 | 0 | 0 | 0 | 0 | 0 | NA | NA | NA | NA | NA
0 | 0 |  | 0 |  | NA | 253 | 265 | 274 | 0.97 | 297 | 1 | 1 | 1 | 1 | 1 | 909 | 909 | 909 | 909 | 909 | 0 | 0 | 0 | 0 | 0 | 0 | 0 | 0 | 0 | 0 | 0 | 0 | 0 | 0 | 0 | Yes | Yes | Yes | Yes | Yes | 498 | 520 | 532 | 548 | 576 | 909 | 909 | 909 | 909 | 909 | 0 | 0 | 0 | 0 | 0 | 0 | 0 | 0 | 0 | 0 | 0 | 0 | 0 | 0 | 0 | NA | NA | NA | NA | NA | 0 | 0 | 0 | 0 | 0 | NA | NA | NA | NA | NA | 0 | 0 | 0 | 0 | 0 | 0 | 0 | 0 | 0 | 0 | 0 | 0 | 0 | 0 | 0 | NA | NA | NA | NA | NA
0 | 0 |  | 0 |  | NA | 1 | 1 | 1 | 1232 | 1 | 909 | 909 | 909 | 909 | 909 | 498 | 520 | 532 | 548 | 576 | 0 | 0 | 0 | 0 | 0 | 0 | 0 | 0 | 0 | 0 | 0 | 0 | 0 | 0 | 0 | Yes | Yes | Yes | Yes | Yes | 909 | 909 | 909 | 909 | 909 | 253 | 265 | 274 | 282 | 297 | 0 | 0 | 0 | 0 | 0 | 0 | 0 | 0 | 0 | 0 | 0 | 0 | 0 | 0 | 0 | NA | NA | NA | NA | NA | 0 | 0 | 0 | 0 | 0 | NA | NA | NA | NA | NA | 0 | 0 | 0 | 0 | 0 | 0 | 0 | 0 | 0 | 0 | 0 | 0 | 0 | 0 | 0 | NA | NA | NA | NA | NA
0 | 0 |  | 0 |  | NA | 909 | 909 | 909 | 258 | 909 | 498 | 520 | 532 | 548 | 576 | 909 | 909 | 909 | 909 | 909 | 0 | 0 | 0 | 0 | 0 | 0 | 0 | 0 | 0 | 0 | 0 | 0 | 0 | 0 | 0 | Yes | Yes | Yes | Yes | Yes | 253 | 265 | 274 | 282 | 297 | 1 | 1 | 1 | 1 | 1 | 0 | 0 | 0 | 0 | 0 | 0 | 0 | 0 | 0 | 0 | 0 | 0 | 0 | 0 | 0 | NA | NA | NA | NA | NA | 0 | 0 | 0 | 0 | 0 | NA | NA | NA | NA | NA | 0 | 0 | 0 | 0 | 0 | 0 | 0 | 0 | 0 | 0 | 0 | 0 | 0 | 0 | 0 | NA | NA | NA | NA | NA
0 | 0 |  | 0 |  | NA | 498 | 520 | 532 | 1232 | 576 | 909 | 909 | 909 | 909 | 909 | 253 | 265 | 274 | 282 | 297 | 0 | 0 | 0 | 0 | 0 | 0 | 0 | 0 | 0 | 0 | 0 | 0 | 0 | 0 | 0 | Yes | Yes | Yes | Yes | Yes | 1 | 1 | 1 | 1 | 1 | 909 | 909 | 909 | 909 | 909 | 0 | 0 | 0 | 0 | 0 | 0 | 0 | 0 | 0 | 0 | 0 | 0 | 0 | 0 | 0 | NA | NA | NA | NA | NA | 0 | 0 | 0 | 0 | 0 | NA | NA | NA | NA | NA | 0 | 0 | 0 | 0 | 0 | 0 | 0 | 0 | 0 | 0 | 0 | 0 | 0 | 0 | 0 | NA | NA | NA | NA | NA
F833 | Charlotte St |  | Ann St |  | NA | 909 | 909 | 909 | 141 | 909 | 253 | 265 | 274 | 282 | 297 | 1 | 1 | 1 | 1 | 1 | 0 | 0 | 0 | 0 | 0 | 0 | 0 | 0 | 0 | 0 | CBD | CBD | CBD | CBD | CBD | Yes | Yes | Yes | Yes | Yes | 909 | 909 | 909 | 909 | 909 | 498 | 520 | 532 | 548 | 576 | 0 | 0 | 0 | 0 | 0 | 0 | 0 | 0 | 0 | 0 | NA | NA | NA | NA | NA | NA | NA | NA | NA | NA | 0 | 0 | 0 | 0 | 0 | NA | NA | NA | NA | NA | 0 | 0 | 0 | 0 | 0 | 0 | 0 | 0 | 0 | 0 | 0 | 0 | 0 | 0 | 0 | NA | NA | NA | NA | NA
0 | 0 |  | 0 |  | NA | 253 | 265 | 274 | 0.97 | 297 | 1 | 1 | 1 | 1 | 1 | 909 | 909 | 909 | 909 | 909 | 0 | 0 | 0 | 0 | 0 | 0 | 0 | 0 | 0 | 0 | 0 | 0 | 0 | 0 | 0 | Yes | Yes | Yes | Yes | Yes | 498 | 520 | 532 | 548 | 576 | 908 | 908 | 908 | 908 | 908 | 0 | 0 | 0 | 0 | 0 | 0 | 0 | 0 | 0 | 0 | 0 | 0 | 0 | 0 | 0 | NA | NA | NA | NA | NA | 0 | 0 | 0 | 0 | 0 | NA | NA | NA | NA | NA | 0 | 0 | 0 | 0 | 0 | 0 | 0 | 0 | 0 | 0 | 0 | 0 | 0 | 0 | 0 | NA | NA | NA | NA | NA
0 | 0 |  | 0 |  | NA | 1 | 1 | 1 | 1232 | 1 | 909 | 909 | 909 | 909 | 909 | 498 | 520 | 532 | 548 | 576 | 0 | 0 | 0 | 0 | 0 | 0 | 0 | 0 | 0 | 0 | 0 | 0 | 0 | 0 | 0 | Yes | Yes | Yes | Yes | Yes | 908 | 908 | 908 | 908 | 908 | 304 | 329 | 349 | 342 | 330 | 0 | 0 | 0 | 0 | 0 | 0 | 0 | 0 | 0 | 0 | 0 | 0 | 0 | 0 | 0 | NA | NA | NA | NA | NA | 0 | 0 | 0 | 0 | 0 | NA | NA | NA | NA | NA | 0 | 0 | 0 | 0 | 0 | 0 | 0 | 0 | 0 | 0 | 0 | 0 | 0 | 0 | 0 | NA | NA | NA | NA | NA
0 | 0 |  | 0 |  | NA | 909 | 909 | 909 | 258 | 909 | 498 | 520 | 532 | 548 | 576 | 908 | 908 | 908 | 908 | 908 | 0 | 0 | 0 | 0 | 0 | 0 | 0 | 0 | 0 | 0 | 0 | 0 | 0 | 0 | 0 | Yes | Yes | Yes | Yes | Yes | 304 | 329 | 349 | 342 | 330 | 0.99 | 0.99 | 1 | 1 | 1 | 0 | 0 | 0 | 0 | 0 | 0 | 0 | 0 | 0 | 0 | 0 | 0 | 0 | 0 | 0 | NA | NA | NA | NA | NA | 0 | 0 | 0 | 0 | 0 | NA | NA | NA | NA | NA | 0 | 0 | 0 | 0 | 0 | 0 | 0 | 0 | 0 | 0 | 0 | 0 | 0 | 0 | 0 | NA | NA | NA | NA | NA
0 | 0 |  | 0 |  | NA | 498 | 520 | 532 | 651 | 576 | 908 | 908 | 908 | 908 | 908 | 304 | 329 | 349 | 342 | 330 | 0 | 0 | 0 | 0 | 0 | 0 | 0 | 0 | 0 | 0 | 0 | 0 | 0 | 0 | 0 | Yes | Yes | Yes | Yes | Yes | 0.99 | 0.99 | 1 | 1 | 1 | 908 | 908 | 908 | 908 | 908 | 0 | 0 | 0 | 0 | 0 | 0 | 0 | 0 | 0 | 0 | 0 | 0 | 0 | 0 | 0 | NA | NA | NA | NA | NA | 0 | 0 | 0 | 0 | 0 | NA | NA | NA | NA | NA | 0 | 0 | 0 | 0 | 0 | 0 | 0 | 0 | 0 | 0 | 0 | 0 | 0 | 0 | 0 | NA | NA | NA | NA | NA
F834 | McLachlan St |  | Ann St |  | NA | 908 | 908 | 908 | 220 | 908 | 304 | 329 | 349 | 342 | 330 | 0.99 | 0.99 | 1 | 1 | 1 | 0 | 0 | 0 | 0 | 0 | 0 | 0 | 0 | 0 | 0 | CBD | CBD | CBD | CBD | CBD | Yes | Yes | Yes | Yes | Yes | 908 | 908 | 908 | 908 | 908 | 579 | 616 | 637 | 634 | 623 | 0 | 0 | 0 | 0 | 0 | 0 | 0 | 0 | 0 | 0 | NA | NA | NA | NA | NA | NA | NA | NA | NA | NA | 0 | 0 | 0 | 0 | 0 | NA | NA | NA | NA | NA | 0 | 0 | 0 | 0 | 0 | 0 | 0 | 0 | 0 | 0 | 0 | 0 | 0 | 0 | 0 | NA | NA | NA | NA | NA
0 | 0 |  | 0 |  | NA | 304 | 329 | 349 | 0.27 | 330 | 0.99 | 0.99 | 1 | 1 | 1 | 908 | 908 | 908 | 908 | 908 | 0 | 0 | 0 | 0 | 0 | 0 | 0 | 0 | 0 | 0 | 0 | 0 | 0 | 0 | 0 | Yes | Yes | Yes | Yes | Yes | 579 | 616 | 637 | 634 | 623 | 908 | 908 | 908 | 908 | 908 | 0 | 0 | 0 | 0 | 0 | 0 | 0 | 0 | 0 | 0 | 0 | 0 | 0 | 0 | 0 | NA | NA | NA | NA | NA | 0 | 0 | 0 | 0 | 0 | NA | NA | NA | NA | NA | 0 | 0 | 0 | 0 | 0 | 0 | 0 | 0 | 0 | 0 | 0 | 0 | 0 | 0 | 0 | NA | NA | NA | NA | NA
0 | 0 |  | 0 |  | NA | 0.99 | 0.99 | 1 | 651 | 1 | 908 | 908 | 908 | 908 | 908 | 579 | 616 | 637 | 634 | 623 | 0 | 0 | 0 | 0 | 0 | 0 | 0 | 0 | 0 | 0 | 0 | 0 | 0 | 0 | 0 | Yes | Yes | Yes | Yes | Yes | 908 | 908 | 908 | 908 | 908 | 286 | 320 | 341 | 338 | 333 | 0 | 0 | 0 | 0 | 0 | 0 | 0 | 0 | 0 | 0 | 0 | 0 | 0 | 0 | 0 | NA | NA | NA | NA | NA | 0 | 0 | 0 | 0 | 0 | NA | NA | NA | NA | NA | 0 | 0 | 0 | 0 | 0 | 0 | 0 | 0 | 0 | 0 | 0 | 0 | 0 | 0 | 0 | NA | NA | NA | NA | NA
0 | 0 |  | 0 |  | NA | 908 | 908 | 908 | 421 | 908 | 579 | 616 | 637 | 634 | 623 | 908 | 908 | 908 | 908 | 908 | 0 | 0 | 0 | 0 | 0 | 0 | 0 | 0 | 0 | 0 | 0 | 0 | 0 | 0 | 0 | Yes | Yes | Yes | Yes | Yes | 286 | 320 | 341 | 338 | 333 | 0.98 | 0.98 | 0.99 | 0.98 | 0.99 | 0 | 0 | 0 | 0 | 0 | 0 | 0 | 0 | 0 | 0 | 0 | 0 | 0 | 0 | 0 | NA | NA | NA | NA | NA | 0 | 0 | 0 | 0 | 0 | NA | NA | NA | NA | NA | 0 | 0 | 0 | 0 | 0 | 0 | 0 | 0 | 0 | 0 | 0 | 0 | 0 | 0 | 0 | NA | NA | NA | NA | NA
0 | 0 |  | 0 |  | NA | 579 | 616 | 637 | 653 | 623 | 908 | 908 | 908 | 908 | 908 | 286 | 320 | 341 | 338 | 333 | 0 | 0 | 0 | 0 | 0 | 0 | 0 | 0 | 0 | 0 | 0 | 0 | 0 | 0 | 0 | Yes | Yes | Yes | Yes | Yes | 0.98 | 0.98 | 0.99 | 0.98 | 0.99 | 908 | 908 | 908 | 908 | 908 | 0 | 0 | 0 | 0 | 0 | 0 | 0 | 0 | 0 | 0 | 0 | 0 | 0 | 0 | 0 | NA | NA | NA | NA | NA | 0 | 0 | 0 | 0 | 0 | NA | NA | NA | NA | NA | 0 | 0 | 0 | 0 | 0 | 0 | 0 | 0 | 0 | 0 | 0 | 0 | 0 | 0 | 0 | NA | NA | NA | NA | NA
F835 | McLachlan St |  | Victoria Park |  | NA | 908 | 908 | 908 | 473 | 908 | 286 | 320 | 341 | 338 | 333 | 0.98 | 0.98 | 0.99 | 0.98 | 0.99 | 0 | 0 | 0 | 0 | 0 | 0 | 0 | 0 | 0 | 0 | CBD | CBD | CBD | CBD | CBD | Yes | Yes | Yes | Yes | Yes | 908 | 908 | 908 | 908 | 908 | 366 | 405 | 429 | 427 | 422 | 0 | 0 | 0 | 0 | 0 | 0 | 0 | 0 | 0 | 0 | NA | NA | NA | NA | NA | NA | NA | NA | NA | NA | 0 | 0 | 0 | 0 | 0 | NA | NA | NA | NA | NA | 0 | 0 | 0 | 0 | 0 | 0 | 0 | 0 | 0 | 0 | 0 | 0 | 0 | 0 | 0 | NA | NA | NA | NA | NA
0 | 0 |  | 0 |  | NA | 286 | 320 | 341 | 0.95 | 333 | 0.98 | 0.98 | 0.99 | 0.98 | 0.99 | 908 | 908 | 908 | 908 | 908 | 0 | 0 | 0 | 0 | 0 | 0 | 0 | 0 | 0 | 0 | 0 | 0 | 0 | 0 | 0 | Yes | Yes | Yes | Yes | Yes | 366 | 405 | 429 | 427 | 422 | 1232 | 1232 | 1232 | 1232 | 1232 | 0 | 0 | 0 | 0 | 0 | 0 | 0 | 0 | 0 | 0 | 0 | 0 | 0 | 0 | 0 | NA | NA | NA | NA | NA | 0 | 0 | 0 | 0 | 0 | NA | NA | NA | NA | NA | 0 | 0 | 0 | 0 | 0 | 0 | 0 | 0 | 0 | 0 | 0 | 0 | 0 | 0 | 0 | NA | NA | NA | NA | NA
0 | 0 |  | 0 |  | NA | 0.98 | 0.98 | 0.99 | 653 | 0.99 | 908 | 908 | 908 | 908 | 908 | 366 | 405 | 429 | 427 | 422 | 0 | 0 | 0 | 0 | 0 | 0 | 0 | 0 | 0 | 0 | 0 | 0 | 0 | 0 | 0 | Yes | Yes | Yes | Yes | Yes | 1232 | 1232 | 1232 | 1232 | 1232 | 132 | 136 | 139 | 141 | 146 | 0 | 0 | 0 | 0 | 0 | 0 | 0 | 0 | 0 | 0 | 0 | 0 | 0 | 0 | 0 | NA | NA | NA | NA | NA | 0 | 0 | 0 | 0 | 0 | NA | NA | NA | NA | NA | 0 | 0 | 0 | 0 | 0 | 0 | 0 | 0 | 0 | 0 | 0 | 0 | 0 | 0 | 0 | NA | NA | NA | NA | NA
0 | 0 |  | 0 |  | NA | 908 | 908 | 908 | 705 | 908 | 366 | 405 | 429 | 427 | 422 | 1232 | 1232 | 1232 | 1232 | 1232 | 0 | 0 | 0 | 0 | 0 | 0 | 0 | 0 | 0 | 0 | 0 | 0 | 0 | 0 | 0 | Yes | Yes | Yes | Yes | Yes | 132 | 136 | 139 | 141 | 146 | 0.98 | 0.98 | 0.96 | 0.97 | 0.96 | 0 | 0 | 0 | 0 | 0 | 0 | 0 | 0 | 0 | 0 | 0 | 0 | 0 | 0 | 0 | NA | NA | NA | NA | NA | 0 | 0 | 0 | 0 | 0 | NA | NA | NA | NA | NA | 0 | 0 | 0 | 0 | 0 | 0 | 0 | 0 | 0 | 0 | 0 | 0 | 0 | 0 | 0 | NA | NA | NA | NA | NA
0 | 0 |  | 0 |  | NA | 366 | 405 | 429 | 908 | 422 | 1232 | 1232 | 1232 | 1232 | 1232 | 132 | 136 | 139 | 141 | 146 | 0 | 0 | 0 | 0 | 0 | 0 | 0 | 0 | 0 | 0 | 0 | 0 | 0 | 0 | 0 | Yes | Yes | Yes | Yes | Yes | 0.98 | 0.98 | 0.96 | 0.97 | 0.96 | 1232 | 1232 | 1232 | 1232 | 1232 | 0 | 0 | 0 | 0 | 0 | 0 | 0 | 0 | 0 | 0 | 0 | 0 | 0 | 0 | 0 | NA | NA | NA | NA | NA | 0 | 0 | 0 | 0 | 0 | NA | NA | NA | NA | NA | 0 | 0 | 0 | 0 | 0 | 0 | 0 | 0 | 0 | 0 | 0 | 0 | 0 | 0 | 0 | NA | NA | NA | NA | NA
F914 | Newstead |  | McLachlan St |  | NA | 1232 | 1232 | 1232 | 179 | 1232 | 132 | 136 | 139 | 141 | 146 | 0.98 | 0.98 | 0.96 | 0.97 | 0.96 | 0 | 0 | 0 | 0 | 0 | 0 | 0 | 0 | 0 | 0 | CBD | CBD | CBD | CBD | CBD | Yes | Yes | Yes | Yes | Yes | 1232 | 1232 | 1232 | 1232 | 1232 | 238 | 251 | 258 | 258 | 257 | 0 | 0 | 0 | 0 | 0 | 0 | 0 | 0 | 0 | 0 | NA | NA | NA | NA | NA | NA | NA | NA | NA | NA | 0 | 0 | 0 | 0 | 0 | NA | NA | NA | NA | NA | 0 | 0 | 0 | 0 | 0 | 0 | 0 | 0 | 0 | 0 | 0 | 0 | 0 | 0 | 0 | NA | NA | NA | NA | NA
0 | 0 |  | 0 |  | NA | 132 | 136 | 139 | 0.77 | 146 | 0.98 | 0.98 | 0.96 | 0.97 | 0.96 | 1232 | 1232 | 1232 | 1232 | 1232 | 0 | 0 | 0 | 0 | 0 | 0 | 0 | 0 | 0 | 0 | 0 | 0 | 0 | 0 | 0 | Yes | Yes | Yes | Yes | Yes | 238 | 251 | 258 | 258 | 257 | 1232 | 1232 | 1232 | 1232 | 1232 | 0 | 0 | 0 | 0 | 0 | 0 | 0 | 0 | 0 | 0 | 0 | 0 | 0 | 0 | 0 | NA | NA | NA | NA | NA | 0 | 0 | 0 | 0 | 0 | NA | NA | NA | NA | NA | 0 | 0 | 0 | 0 | 0 | 0 | 0 | 0 | 0 | 0 | 0 | 0 | 0 | 0 | 0 | NA | NA | NA | NA | NA
0 | 0 |  | 0 |  | NA | 0.98 | 0.98 | 0.96 | 908 | 0.96 | 1232 | 1232 | 1232 | 1232 | 1232 | 238 | 251 | 258 | 258 | 257 | 0 | 0 | 0 | 0 | 0 | 0 | 0 | 0 | 0 | 0 | 0 | 0 | 0 | 0 | 0 | Yes | Yes | Yes | Yes | Yes | 1232 | 1232 | 1232 | 1232 | 1232 | 132 | 136 | 139 | 141 | 146 | 0 | 0 | 0 | 0 | 0 | 0 | 0 | 0 | 0 | 0 | 0 | 0 | 0 | 0 | 0 | NA | NA | NA | NA | NA | 0 | 0 | 0 | 0 | 0 | NA | NA | NA | NA | NA | 0 | 0 | 0 | 0 | 0 | 0 | 0 | 0 | 0 | 0 | 0 | 0 | 0 | 0 | 0 | NA | NA | NA | NA | NA
0 | 0 |  | 0 |  | NA | 1232 | 1232 | 1232 | 367 | 1232 | 238 | 251 | 258 | 258 | 257 | 1232 | 1232 | 1232 | 1232 | 1232 | 0 | 0 | 0 | 0 | 0 | 0 | 0 | 0 | 0 | 0 | 0 | 0 | 0 | 0 | 0 | Yes | Yes | Yes | Yes | Yes | 132 | 136 | 139 | 141 | 146 | 0.98 | 0.98 | 0.96 | 0.97 | 0.96 | 0 | 0 | 0 | 0 | 0 | 0 | 0 | 0 | 0 | 0 | 0 | 0 | 0 | 0 | 0 | NA | NA | NA | NA | NA | 0 | 0 | 0 | 0 | 0 | NA | NA | NA | NA | NA | 0 | 0 | 0 | 0 | 0 | 0 | 0 | 0 | 0 | 0 | 0 | 0 | 0 | 0 | 0 | NA | NA | NA | NA | NA
0 | 0 |  | 0 |  | NA | 238 | 251 | 258 | 908 | 257 | 1232 | 1232 | 1232 | 1232 | 1232 | 132 | 136 | 139 | 141 | 146 | 0 | 0 | 0 | 0 | 0 | 0 | 0 | 0 | 0 | 0 | 0 | 0 | 0 | 0 | 0 | Yes | Yes | Yes | Yes | Yes | 0.98 | 0.98 | 0.96 | 0.97 | 0.96 | 1232 | 1232 | 1232 | 1232 | 1232 | 0 | 0 | 0 | 0 | 0 | 0 | 0 | 0 | 0 | 0 | 0 | 0 | 0 | 0 | 0 | NA | NA | NA | NA | NA | 0 | 0 | 0 | 0 | 0 | NA | NA | NA | NA | NA | 0 | 0 | 0 | 0 | 0 | 0 | 0 | 0 | 0 | 0 | 0 | 0 | 0 | 0 | 0 | NA | NA | NA | NA | NA
F915 | Newstead |  | McLachlan St |  | NA | 1232 | 1232 | 1232 | 232 | 1232 | 132 | 136 | 139 | 141 | 146 | 0.98 | 0.98 | 0.96 | 0.97 | 0.96 | 0 | 0 | 0 | 0 | 0 | 0 | 0 | 0 | 0 | 0 | CBD | CBD | CBD | CBD | CBD | Yes | Yes | Yes | Yes | Yes | 1232 | 1232 | 1232 | 1232 | 1232 | 238 | 251 | 258 | 258 | 257 | 0 | 0 | 0 | 0 | 0 | 0 | 0 | 0 | 0 | 0 | NA | NA | NA | NA | NA | NA | NA | NA | NA | NA | 0 | 0 | 0 | 0 | 0 | NA | NA | NA | NA | NA | 0 | 0 | 0 | 0 | 0 | 0 | 0 | 0 | 0 | 0 | 0 | 0 | 0 | 0 | 0 | NA | NA | NA | NA | NA
0 | 0 |  | 0 |  | NA | 132 | 136 | 139 | 0.81 | 146 | 0.98 | 0.98 | 0.96 | 0.97 | 0.96 | 1232 | 1232 | 1232 | 1232 | 1232 | 0 | 0 | 0 | 0 | 0 | 0 | 0 | 0 | 0 | 0 | 0 | 0 | 0 | 0 | 0 | Yes | Yes | Yes | Yes | Yes | 238 | 251 | 258 | 258 | 257 | 651 | 651 | 651 | 651 | 651 | 0 | 0 | 0 | 0 | 0 | 0 | 0 | 0 | 0 | 0 | 0 | 0 | 0 | 0 | 0 | NA | NA | NA | NA | NA | 0 | 0 | 0 | 0 | 0 | NA | NA | NA | NA | NA | 0 | 0 | 0 | 0 | 0 | 0 | 0 | 0 | 0 | 0 | 0 | 0 | 0 | 0 | 0 | NA | NA | NA | NA | NA
0 | 0 |  | 0 |  | NA | 0.98 | 0.98 | 0.96 | 908 | 0.96 | 1232 | 1232 | 1232 | 1232 | 1232 | 238 | 251 | 258 | 258 | 257 | 0 | 0 | 0 | 0 | 0 | 0 | 0 | 0 | 0 | 0 | 0 | 0 | 0 | 0 | 0 | Yes | Yes | Yes | Yes | Yes | 651 | 651 | 651 | 651 | 651 | 212 | 221 | 215 | 220 | 220 | 0 | 0 | 0 | 0 | 0 | 0 | 0 | 0 | 0 | 0 | 0 | 0 | 0 | 0 | 0 | NA | NA | NA | NA | NA | 0 | 0 | 0 | 0 | 0 | NA | NA | NA | NA | NA | 0 | 0 | 0 | 0 | 0 | 0 | 0 | 0 | 0 | 0 | 0 | 0 | 0 | 0 | 0 | NA | NA | NA | NA | NA
0 | 0 |  | 0 |  | NA | 1232 | 1232 | 1232 | 414 | 1232 | 238 | 251 | 258 | 258 | 257 | 651 | 651 | 651 | 651 | 651 | 0 | 0 | 0 | 0 | 0 | 0 | 0 | 0 | 0 | 0 | 0 | 0 | 0 | 0 | 0 | Yes | Yes | Yes | Yes | Yes | 212 | 221 | 215 | 220 | 220 | 0.31 | 0.31 | 0.25 | 0.27 | 0.34 | 0 | 0 | 0 | 0 | 0 | 0 | 0 | 0 | 0 | 0 | 0 | 0 | 0 | 0 | 0 | NA | NA | NA | NA | NA | 0 | 0 | 0 | 0 | 0 | NA | NA | NA | NA | NA | 0 | 0 | 0 | 0 | 0 | 0 | 0 | 0 | 0 | 0 | 0 | 0 | 0 | 0 | 0 | NA | NA | NA | NA | NA
0 | 0 |  | 0 |  | NA | 238 | 251 | 258 | 908 | 257 | 651 | 651 | 651 | 651 | 651 | 212 | 221 | 215 | 220 | 220 | 0 | 0 | 0 | 0 | 0 | 0 | 0 | 0 | 0 | 0 | 0 | 0 | 0 | 0 | 0 | Yes | Yes | Yes | Yes | Yes | 0.31 | 0.31 | 0.25 | 0.27 | 0.34 | 651 | 651 | 651 | 651 | 651 | 0 | 0 | 0 | 0 | 0 | 0 | 0 | 0 | 0 | 0 | 0 | 0 | 0 | 0 | 0 | NA | NA | NA | NA | NA | 0 | 0 | 0 | 0 | 0 | NA | NA | NA | NA | NA | 0 | 0 | 0 | 0 | 0 | 0 | 0 | 0 | 0 | 0 | 0 | 0 | 0 | 0 | 0 | NA | NA | NA | NA | NA
F830 | West End |  | Charlotte St |  | NA | 651 | 651 | 651 | 138 | 651 | 212 | 221 | 215 | 220 | 220 | 0.31 | 0.31 | 0.25 | 0.27 | 0.34 | 0 | 0 | 0 | 0 | 0 | 0 | 0 | 0 | 0 | 0 | CBD | CBD | CBD | CBD | CBD | Yes | Yes | Yes | Yes | Yes | 651 | 651 | 651 | 651 | 651 | 439 | 417 | 412 | 421 | 428 | 0 | 0 | 0 | 0 | 0 | 0 | 0 | 0 | 0 | 0 | NA | NA | NA | NA | NA | NA | NA | NA | NA | NA | 0 | 0 | 0 | 0 | 0 | NA | NA | NA | NA | NA | 0 | 0 | 0 | 0 | 0 | 0 | 0 | 0 | 0 | 0 | 0 | 0 | 0 | 0 | 0 | NA | NA | NA | NA | NA
0 | 0 |  | 0 |  | NA | 212 | 221 | 215 | 0.67 | 220 | 0.31 | 0.31 | 0.25 | 0.27 | 0.34 | 651 | 651 | 651 | 651 | 651 | 0 | 0 | 0 | 0 | 0 | 0 | 0 | 0 | 0 | 0 | 0 | 0 | 0 | 0 | 0 | Yes | Yes | Yes | Yes | Yes | 439 | 417 | 412 | 421 | 428 | 653 | 653 | 653 | 653 | 653 | 0 | 0 | 0 | 0 | 0 | 0 | 0 | 0 | 0 | 0 | 0 | 0 | 0 | 0 | 0 | NA | NA | NA | NA | NA | 0 | 0 | 0 | 0 | 0 | NA | NA | NA | NA | NA | 0 | 0 | 0 | 0 | 0 | 0 | 0 | 0 | 0 | 0 | 0 | 0 | 0 | 0 | 0 | NA | NA | NA | NA | NA
0 | 0 |  | 0 |  | NA | 0.31 | 0.31 | 0.25 | 908 | 0.34 | 651 | 651 | 651 | 651 | 651 | 439 | 417 | 412 | 421 | 428 | 0 | 0 | 0 | 0 | 0 | 0 | 0 | 0 | 0 | 0 | 0 | 0 | 0 | 0 | 0 | Yes | Yes | Yes | Yes | Yes | 653 | 653 | 653 | 653 | 653 | 474 | 479 | 466 | 473 | 488 | 0 | 0 | 0 | 0 | 0 | 0 | 0 | 0 | 0 | 0 | 0 | 0 | 0 | 0 | 0 | NA | NA | NA | NA | NA | 0 | 0 | 0 | 0 | 0 | NA | NA | NA | NA | NA | 0 | 0 | 0 | 0 | 0 | 0 | 0 | 0 | 0 | 0 | 0 | 0 | 0 | 0 | 0 | NA | NA | NA | NA | NA
0 | 0 |  | 0 |  | NA | 651 | 651 | 651 | 327 | 651 | 439 | 417 | 412 | 421 | 428 | 653 | 653 | 653 | 653 | 653 | 0 | 0 | 0 | 0 | 0 | 0 | 0 | 0 | 0 | 0 | 0 | 0 | 0 | 0 | 0 | Yes | Yes | Yes | Yes | Yes | 474 | 479 | 466 | 473 | 488 | 0.96 | 0.96 | 0.95 | 0.95 | 0.96 | 0 | 0 | 0 | 0 | 0 | 0 | 0 | 0 | 0 | 0 | 0 | 0 | 0 | 0 | 0 | NA | NA | NA | NA | NA | 0 | 0 | 0 | 0 | 0 | NA | NA | NA | NA | NA | 0 | 0 | 0 | 0 | 0 | 0 | 0 | 0 | 0 | 0 | 0 | 0 | 0 | 0 | 0 | NA | NA | NA | NA | NA
0 | 0 |  | 0 |  | NA | 439 | 417 | 412 | 905 | 428 | 653 | 653 | 653 | 653 | 653 | 474 | 479 | 466 | 473 | 488 | 0 | 0 | 0 | 0 | 0 | 0 | 0 | 0 | 0 | 0 | 0 | 0 | 0 | 0 | 0 | Yes | Yes | Yes | Yes | Yes | 0.96 | 0.96 | 0.95 | 0.95 | 0.96 | 653 | 653 | 653 | 653 | 653 | 0 | 0 | 0 | 0 | 0 | 0 | 0 | 0 | 0 | 0 | 0 | 0 | 0 | 0 | 0 | NA | NA | NA | NA | NA | 0 | 0 | 0 | 0 | 0 | NA | NA | NA | NA | NA | 0 | 0 | 0 | 0 | 0 | 0 | 0 | 0 | 0 | 0 | 0 | 0 | 0 | 0 | 0 | NA | NA | NA | NA | NA
F905 | Rocklea |  | West End |  | NA | 653 | 653 | 653 | 236 | 653 | 474 | 479 | 466 | 473 | 488 | 0.96 | 0.96 | 0.95 | 0.95 | 0.96 | 0 | 0 | 0 | 0 | 0 | 0 | 0 | 0 | 0 | 0 | CBD | CBD | CBD | CBD | CBD | Yes | Yes | Yes | Yes | Yes | 653 | 653 | 653 | 653 | 653 | 711 | 704 | 696 | 705 | 719 | 0 | 0 | 0 | 0 | 0 | 0 | 0 | 0 | 0 | 0 | 350 | 350 | 350 | 350 | 350 | NA | NA | NA | NA | NA | 0 | 0 | 0 | 0 | 0 | NA | NA | NA | NA | NA | 0 | 0 | 0 | 0 | 0 | 0 | 0 | 0 | 0 | 0 | 0 | 0 | 0 | 0 | 0 | NA | NA | NA | NA | NA
0 | 0 |  | 0 |  | NA | 474 | 479 | 466 | 0.86 | 488 | 0.96 | 0.96 | 0.95 | 0.95 | 0.96 | 653 | 653 | 653 | 653 | 653 | 0 | 0 | 0 | 0 | 0 | 0 | 0 | 0 | 0 | 0 | 0 | 0 | 0 | 0 | 0 | Yes | Yes | Yes | Yes | Yes | 711 | 704 | 696 | 705 | 719 | 908 | 908 | 908 | 908 | 908 | 0 | 0 | 0 | 0 | 0 | 0 | 0 | 0 | 0 | 0 | 0 | 0 | 0 | 0 | 0 | NA | NA | NA | NA | NA | 0 | 0 | 0 | 0 | 0 | NA | NA | NA | NA | NA | 0 | 0 | 0 | 0 | 0 | 0 | 0 | 0 | 0 | 0 | 0 | 0 | 0 | 0 | 0 | NA | NA | NA | NA | NA
0 | 0 |  | 0 |  | NA | 0.96 | 0.96 | 0.95 | 905 | 0.96 | 653 | 653 | 653 | 653 | 653 | 711 | 704 | 696 | 705 | 719 | 0 | 0 | 0 | 0 | 0 | 0 | 0 | 0 | 0 | 0 | 0 | 0 | 0 | 0 | 0 | Yes | Yes | Yes | Yes | Yes | 908 | 908 | 908 | 908 | 908 | 179 | 175 | 175 | 179 | 185 | 0 | 0 | 0 | 0 | 0 | 0 | 0 | 0 | 0 | 0 | 0 | 0 | 0 | 0 | 0 | NA | NA | NA | NA | NA | 0 | 0 | 0 | 0 | 0 | NA | NA | NA | NA | NA | 0 | 0 | 0 | 0 | 0 | 0 | 0 | 0 | 0 | 0 | 0 | 0 | 0 | 0 | 0 | NA | NA | NA | NA | NA
0 | 0 |  | 0 |  | NA | 653 | 653 | 653 | 538 | 653 | 711 | 704 | 696 | 705 | 719 | 908 | 908 | 908 | 908 | 908 | 0 | 0 | 0 | 0 | 0 | 0 | 0 | 0 | 0 | 0 | 0 | 0 | 0 | 0 | 0 | Yes | Yes | Yes | Yes | Yes | 179 | 175 | 175 | 179 | 185 | 0.76 | 0.76 | 0.77 | 0.77 | 0.77 | 0 | 0 | 0 | 0 | 0 | 0 | 0 | 0 | 0 | 0 | 0 | 0 | 0 | 0 | 0 | NA | NA | NA | NA | NA | 0 | 0 | 0 | 0 | 0 | NA | NA | NA | NA | NA | 0 | 0 | 0 | 0 | 0 | 0 | 0 | 0 | 0 | 0 | 0 | 0 | 0 | 0 | 0 | NA | NA | NA | NA | NA
0 | 0 |  | 0 |  | NA | 711 | 704 | 696 | 857 | 719 | 908 | 908 | 908 | 908 | 908 | 179 | 175 | 175 | 179 | 185 | 0 | 0 | 0 | 0 | 0 | 0 | 0 | 0 | 0 | 0 | 0 | 0 | 0 | 0 | 0 | Yes | Yes | Yes | Yes | Yes | 0.76 | 0.76 | 0.77 | 0.77 | 0.77 | 908 | 908 | 908 | 908 | 908 | 0 | 0 | 0 | 0 | 0 | 0 | 0 | 0 | 0 | 0 | 0 | 0 | 0 | 0 | 0 | NA | NA | NA | NA | NA | 0 | 0 | 0 | 0 | 0 | NA | NA | NA | NA | NA | 0 | 0 | 0 | 0 | 0 | 0 | 0 | 0 | 0 | 0 | 0 | 0 | 0 | 0 | 0 | NA | NA | NA | NA | NA
F7266 | Milton |  | Customer |  | NA | 908 | 908 | 908 | 321 | 908 | 179 | 175 | 175 | 179 | 185 | 0.76 | 0.76 | 0.77 | 0.77 | 0.77 | 0 | 0 | 0 | 0 | 0 | 0 | 0 | 0 | 0 | 0 | CBD | CBD | CBD | CBD | CBD | Yes | Yes | Yes | Yes | Yes | 908 | 908 | 908 | 908 | 908 | 409 | 370 | 367 | 367 | 385 | 0 | 0 | 0 | 0 | 0 | 0 | 0 | 0 | 0 | 0 | NA | NA | NA | NA | NA | NA | NA | NA | NA | NA | 0 | 0 | 0 | 0 | 0 | NA | NA | NA | NA | NA | 0 | 0 | 0 | 0 | 0 | 0 | 0 | 0 | 0 | 0 | 0 | 0 | 0 | 0 | 0 | NA | NA | NA | NA | NA
0 | 0 |  | 0 |  | NA | 179 | 175 | 175 | 0.93 | 185 | 0.76 | 0.76 | 0.77 | 0.77 | 0.77 | 908 | 908 | 908 | 908 | 908 | 0 | 0 | 0 | 0 | 0 | 0 | 0 | 0 | 0 | 0 | 0 | 0 | 0 | 0 | 0 | Yes | Yes | Yes | Yes | Yes | 409 | 370 | 367 | 367 | 385 | 908 | 908 | 908 | 908 | 908 | 0 | 0 | 0 | 0 | 0 | 0 | 0 | 0 | 0 | 0 | 0 | 0 | 0 | 0 | 0 | NA | NA | NA | NA | NA | 0 | 0 | 0 | 0 | 0 | NA | NA | NA | NA | NA | 0 | 0 | 0 | 0 | 0 | 0 | 0 | 0 | 0 | 0 | 0 | 0 | 0 | 0 | 0 | NA | NA | NA | NA | NA
0 | 0 |  | 0 |  | NA | 0.76 | 0.76 | 0.77 | 857 | 0.77 | 908 | 908 | 908 | 908 | 908 | 409 | 370 | 367 | 367 | 385 | 0 | 0 | 0 | 0 | 0 | 0 | 0 | 0 | 0 | 0 | 0 | 0 | 0 | 0 | 0 | Yes | Yes | Yes | Yes | Yes | 908 | 908 | 908 | 908 | 908 | 223 | 222 | 225 | 232 | 246 | 0 | 0 | 0 | 0 | 0 | 0 | 0 | 0 | 0 | 0 | 0 | 0 | 0 | 0 | 0 | NA | NA | NA | NA | NA | 0 | 0 | 0 | 0 | 0 | NA | NA | NA | NA | NA | 0 | 0 | 0 | 0 | 0 | 0 | 0 | 0 | 0 | 0 | 0 | 0 | 0 | 0 | 0 | NA | NA | NA | NA | NA
0 | 0 |  | 0 |  | NA | 908 | 908 | 908 | 616 | 908 | 409 | 370 | 367 | 367 | 385 | 908 | 908 | 908 | 908 | 908 | 0 | 0 | 0 | 0 | 0 | 0 | 0 | 0 | 0 | 0 | 0 | 0 | 0 | 0 | 0 | Yes | Yes | Yes | Yes | Yes | 223 | 222 | 225 | 232 | 246 | 0.79 | 0.8 | 0.82 | 0.81 | 0.81 | 0 | 0 | 0 | 0 | 0 | 0 | 0 | 0 | 0 | 0 | 0 | 0 | 0 | 0 | 0 | NA | NA | NA | NA | NA | 0 | 0 | 0 | 0 | 0 | NA | NA | NA | NA | NA | 0 | 0 | 0 | 0 | 0 | 0 | 0 | 0 | 0 | 0 | 0 | 0 | 0 | 0 | 0 | NA | NA | NA | NA | NA
0 | 0 |  | 0 |  | NA | 409 | 370 | 367 | 857 | 385 | 908 | 908 | 908 | 908 | 908 | 223 | 222 | 225 | 232 | 246 | 0 | 0 | 0 | 0 | 0 | 0 | 0 | 0 | 0 | 0 | 0 | 0 | 0 | 0 | 0 | Yes | Yes | Yes | Yes | Yes | 0.79 | 0.8 | 0.82 | 0.81 | 0.81 | 908 | 908 | 908 | 908 | 908 | 0 | 0 | 0 | 0 | 0 | 0 | 0 | 0 | 0 | 0 | 0 | 0 | 0 | 0 | 0 | NA | NA | NA | NA | NA | 0 | 0 | 0 | 0 | 0 | NA | NA | NA | NA | NA | 0 | 0 | 0 | 0 | 0 | 0 | 0 | 0 | 0 | 0 | 0 | 0 | 0 | 0 | 0 | NA | NA | NA | NA | NA
F7267 | Milton |  | Makerston St |  | NA | 908 | 908 | 908 | 377 | 908 | 223 | 222 | 225 | 232 | 246 | 0.79 | 0.8 | 0.82 | 0.81 | 0.81 | 0 | 0 | 0 | 0 | 0 | 0 | 0 | 0 | 0 | 0 | CBD | CBD | CBD | CBD | CBD | Yes | Yes | Yes | Yes | Yes | 908 | 908 | 908 | 908 | 908 | 421 | 411 | 408 | 414 | 437 | 0 | 0 | 0 | 0 | 0 | 0 | 0 | 0 | 0 | 0 | NA | NA | NA | NA | NA | NA | NA | NA | NA | NA | 0 | 0 | 0 | 0 | 0 | NA | NA | NA | NA | NA | 0 | 0 | 0 | 0 | 0 | 0 | 0 | 0 | 0 | 0 | 0 | 0 | 0 | 0 | 0 | NA | NA | NA | NA | NA
0 | 0 |  | 0 |  | NA | 223 | 222 | 225 | 0.92 | 246 | 0.79 | 0.8 | 0.82 | 0.81 | 0.81 | 908 | 908 | 908 | 908 | 908 | 0 | 0 | 0 | 0 | 0 | 0 | 0 | 0 | 0 | 0 | 0 | 0 | 0 | 0 | 0 | Yes | Yes | Yes | Yes | Yes | 421 | 411 | 408 | 414 | 437 | 908 | 908 | 908 | 908 | 908 | 0 | 0 | 0 | 0 | 0 | 0 | 0 | 0 | 0 | 0 | 0 | 0 | 0 | 0 | 0 | NA | NA | NA | NA | NA | 0 | 0 | 0 | 0 | 0 | NA | NA | NA | NA | NA | 0 | 0 | 0 | 0 | 0 | 0 | 0 | 0 | 0 | 0 | 0 | 0 | 0 | 0 | 0 | NA | NA | NA | NA | NA
0 | 0 |  | 0 |  | NA | 0.79 | 0.8 | 0.82 | 857 | 0.81 | 908 | 908 | 908 | 908 | 908 | 421 | 411 | 408 | 414 | 437 | 0 | 0 | 0 | 0 | 0 | 0 | 0 | 0 | 0 | 0 | 0 | 0 | 0 | 0 | 0 | Yes | Yes | Yes | Yes | Yes | 908 | 908 | 908 | 908 | 908 | 130 | 130 | 134 | 138 | 145 | 0 | 0 | 0 | 0 | 0 | 0 | 0 | 0 | 0 | 0 | 0 | 0 | 0 | 0 | 0 | NA | NA | NA | NA | NA | 0 | 0 | 0 | 0 | 0 | NA | NA | NA | NA | NA | 0 | 0 | 0 | 0 | 0 | 0 | 0 | 0 | 0 | 0 | 0 | 0 | 0 | 0 | 0 | NA | NA | NA | NA | NA
0 | 0 |  | 0 |  | NA | 908 | 908 | 908 | 628 | 908 | 421 | 411 | 408 | 414 | 437 | 908 | 908 | 908 | 908 | 908 | 0 | 0 | 0 | 0 | 0 | 0 | 0 | 0 | 0 | 0 | 0 | 0 | 0 | 0 | 0 | Yes | Yes | Yes | Yes | Yes | 130 | 130 | 134 | 138 | 145 | 0.63 | 0.65 | 0.68 | 0.67 | 0.68 | 0 | 0 | 0 | 0 | 0 | 0 | 0 | 0 | 0 | 0 | 0 | 0 | 0 | 0 | 0 | NA | NA | NA | NA | NA | 0 | 0 | 0 | 0 | 0 | NA | NA | NA | NA | NA | 0 | 0 | 0 | 0 | 0 | 0 | 0 | 0 | 0 | 0 | 0 | 0 | 0 | 0 | 0 | NA | NA | NA | NA | NA
0 | 0 |  | 0 |  | NA | 421 | 411 | 408 | 588 | 437 | 908 | 908 | 908 | 908 | 908 | 130 | 130 | 134 | 138 | 145 | 0 | 0 | 0 | 0 | 0 | 0 | 0 | 0 | 0 | 0 | 0 | 0 | 0 | 0 | 0 | Yes | Yes | Yes | Yes | Yes | 0.63 | 0.65 | 0.68 | 0.67 | 0.68 | 908 | 908 | 908 | 908 | 908 | 0 | 0 | 0 | 0 | 0 | 0 | 0 | 0 | 0 | 0 | 0 | 0 | 0 | 0 | 0 | NA | NA | NA | NA | NA | 0 | 0 | 0 | 0 | 0 | NA | NA | NA | NA | NA | 0 | 0 | 0 | 0 | 0 | 0 | 0 | 0 | 0 | 0 | 0 | 0 | 0 | 0 | 0 | NA | NA | NA | NA | NA
F7321 | Customer |  | Makerston St |  | NA | 908 | 908 | 908 | 97 | 908 | 130 | 130 | 134 | 138 | 145 | 0.63 | 0.65 | 0.68 | 0.67 | 0.68 | 0 | 0 | 0 | 0 | 0 | 0 | 0 | 0 | 0 | 0 | CBD | CBD | CBD | CBD | CBD | Yes | Yes | Yes | Yes | Yes | 908 | 908 | 908 | 908 | 908 | 361 | 325 | 327 | 327 | 346 | 0 | 0 | 0 | 0 | 0 | 0 | 0 | 0 | 0 | 0 | NA | NA | NA | NA | NA | NA | NA | NA | NA | NA | 0 | 0 | 0 | 0 | 0 | NA | NA | NA | NA | NA | 0 | 0 | 0 | 0 | 0 | 0 | 0 | 0 | 0 | 0 | 0 | 0 | 0 | 0 | 0 | NA | NA | NA | NA | NA
0 | 0 |  | 0 |  | NA | 130 | 130 | 134 | 0.24 | 145 | 0.63 | 0.65 | 0.68 | 0.67 | 0.68 | 908 | 908 | 908 | 908 | 908 | 0 | 0 | 0 | 0 | 0 | 0 | 0 | 0 | 0 | 0 | 0 | 0 | 0 | 0 | 0 | Yes | Yes | Yes | Yes | Yes | 361 | 325 | 327 | 327 | 346 | 905 | 905 | 905 | 905 | 905 | 0 | 0 | 0 | 0 | 0 | 0 | 0 | 0 | 0 | 0 | 0 | 0 | 0 | 0 | 0 | NA | NA | NA | NA | NA | 0 | 0 | 0 | 0 | 0 | NA | NA | NA | NA | NA | 0 | 0 | 0 | 0 | 0 | 0 | 0 | 0 | 0 | 0 | 0 | 0 | 0 | 0 | 0 | NA | NA | NA | NA | NA
0 | 0 |  | 0 |  | NA | 0.63 | 0.65 | 0.68 | 588 | 0.68 | 908 | 908 | 908 | 908 | 908 | 361 | 325 | 327 | 327 | 346 | 0 | 0 | 0 | 0 | 0 | 0 | 0 | 0 | 0 | 0 | 0 | 0 | 0 | 0 | 0 | Yes | Yes | Yes | Yes | Yes | 905 | 905 | 905 | 905 | 905 | 228 | 233 | 233 | 236 | 245 | 0 | 0 | 0 | 0 | 0 | 0 | 0 | 0 | 0 | 0 | 0 | 0 | 0 | 0 | 0 | NA | NA | NA | NA | NA | 0 | 0 | 0 | 0 | 0 | NA | NA | NA | NA | NA | 0 | 0 | 0 | 0 | 0 | 0 | 0 | 0 | 0 | 0 | 0 | 0 | 0 | 0 | 0 | NA | NA | NA | NA | NA
0 | 0 |  | 0 |  | NA | 908 | 908 | 908 | 250 | 908 | 361 | 325 | 327 | 327 | 346 | 905 | 905 | 905 | 905 | 905 | 0 | 0 | 0 | 0 | 0 | 0 | 0 | 0 | 0 | 0 | 0 | 0 | 0 | 0 | 0 | Yes | Yes | Yes | Yes | Yes | 228 | 233 | 233 | 236 | 245 | 0.85 | 0.86 | 0.87 | 0.86 | 0.86 | 0 | 0 | 0 | 0 | 0 | 0 | 0 | 0 | 0 | 0 | 0 | 0 | 0 | 0 | 0 | NA | NA | NA | NA | NA | 0 | 0 | 0 | 0 | 0 | NA | NA | NA | NA | NA | 0 | 0 | 0 | 0 | 0 | 0 | 0 | 0 | 0 | 0 | 0 | 0 | 0 | 0 | 0 | NA | NA | NA | NA | NA
0 | 0 |  | 0 |  | NA | 361 | 325 | 327 | 588 | 346 | 905 | 905 | 905 | 905 | 905 | 228 | 233 | 233 | 236 | 245 | 0 | 0 | 0 | 0 | 0 | 0 | 0 | 0 | 0 | 0 | 0 | 0 | 0 | 0 | 0 | Yes | Yes | Yes | Yes | Yes | 0.85 | 0.86 | 0.87 | 0.86 | 0.86 | 905 | 905 | 905 | 905 | 905 | 0 | 0 | 0 | 0 | 0 | 0 | 0 | 0 | 0 | 0 | 0 | 0 | 0 | 0 | 0 | NA | NA | NA | NA | NA | 0 | 0 | 0 | 0 | 0 | NA | NA | NA | NA | NA | 0 | 0 | 0 | 0 | 0 | 0 | 0 | 0 | 0 | 0 | 0 | 0 | 0 | 0 | 0 | NA | NA | NA | NA | NA
F7365 | Kelvin Grove |  | Milton |  | NA | 905 | 905 | 905 | 118 | 905 | 228 | 233 | 233 | 236 | 245 | 0.85 | 0.86 | 0.87 | 0.86 | 0.86 | 0 | 0 | 0 | 0 | 0 | 0 | 0 | 0 | 0 | 0 | CBD | CBD | CBD | CBD | CBD | Yes | Yes | Yes | Yes | Yes | 905 | 905 | 905 | 905 | 905 | 563 | 544 | 539 | 538 | 553 | 0 | 0 | 0 | 0 | 0 | 0 | 0 | 0 | 0 | 0 | NA | NA | NA | NA | NA | NA | NA | NA | NA | NA | 0 | 0 | 0 | 0 | 0 | NA | NA | NA | NA | NA | 0 | 0 | 0 | 0 | 0 | 0 | 0 | 0 | 0 | 0 | 0 | 0 | 0 | 0 | 0 | NA | NA | NA | NA | NA
0 | 0 |  | 0 |  | NA | 228 | 233 | 233 | 0.37 | 245 | 0.85 | 0.86 | 0.87 | 0.86 | 0.86 | 905 | 905 | 905 | 905 | 905 | 0 | 0 | 0 | 0 | 0 | 0 | 0 | 0 | 0 | 0 | 0 | 0 | 0 | 0 | 0 | Yes | Yes | Yes | Yes | Yes | 563 | 544 | 539 | 538 | 553 | 857 | 857 | 857 | 857 | 857 | 0 | 0 | 0 | 0 | 0 | 0 | 0 | 0 | 0 | 0 | 0 | 0 | 0 | 0 | 0 | NA | NA | NA | NA | NA | 0 | 0 | 0 | 0 | 0 | NA | NA | NA | NA | NA | 0 | 0 | 0 | 0 | 0 | 0 | 0 | 0 | 0 | 0 | 0 | 0 | 0 | 0 | 0 | NA | NA | NA | NA | NA
0 | 0 |  | 0 |  | NA | 0.85 | 0.86 | 0.87 | 588 | 0.86 | 905 | 905 | 905 | 905 | 905 | 563 | 544 | 539 | 538 | 553 | 0 | 0 | 0 | 0 | 0 | 0 | 0 | 0 | 0 | 0 | 0 | 0 | 0 | 0 | 0 | Yes | Yes | Yes | Yes | Yes | 857 | 857 | 857 | 857 | 857 | 313 | 318 | 318 | 321 | 328 | 0 | 0 | 0 | 0 | 0 | 0 | 0 | 0 | 0 | 0 | 0 | 0 | 0 | 0 | 0 | NA | NA | NA | NA | NA | 0 | 0 | 0 | 0 | 0 | NA | NA | NA | NA | NA | 0 | 0 | 0 | 0 | 0 | 0 | 0 | 0 | 0 | 0 | 0 | 0 | 0 | 0 | 0 | NA | NA | NA | NA | NA
0 | 0 |  | 0 |  | NA | 905 | 905 | 905 | 234 | 905 | 563 | 544 | 539 | 538 | 553 | 857 | 857 | 857 | 857 | 857 | 0 | 0 | 0 | 0 | 0 | 0 | 0 | 0 | 0 | 0 | 0 | 0 | 0 | 0 | 0 | Yes | Yes | Yes | Yes | Yes | 313 | 318 | 318 | 321 | 328 | 0.93 | 0.93 | 0.94 | 0.93 | 0.93 | 0 | 0 | 0 | 0 | 0 | 0 | 0 | 0 | 0 | 0 | 0 | 0 | 0 | 0 | 0 | NA | NA | NA | NA | NA | 0 | 0 | 0 | 0 | 0 | NA | NA | NA | NA | NA | 0 | 0 | 0 | 0 | 0 | 0 | 0 | 0 | 0 | 0 | 0 | 0 | 0 | 0 | 0 | NA | NA | NA | NA | NA
0 | 0 |  | 0 |  | NA | 563 | 544 | 539 | 908 | 553 | 857 | 857 | 857 | 857 | 857 | 313 | 318 | 318 | 321 | 328 | 0 | 0 | 0 | 0 | 0 | 0 | 0 | 0 | 0 | 0 | 0 | 0 | 0 | 0 | 0 | Yes | Yes | Yes | Yes | Yes | 0.93 | 0.93 | 0.94 | 0.93 | 0.93 | 857 | 857 | 857 | 857 | 857 | 0 | 0 | 0 | 0 | 0 | 0 | 0 | 0 | 0 | 0 | 0 | 0 | 0 | 0 | 0 | NA | NA | NA | NA | NA | 0 | 0 | 0 | 0 | 0 | NA | NA | NA | NA | NA | 0 | 0 | 0 | 0 | 0 | 0 | 0 | 0 | 0 | 0 | 0 | 0 | 0 | 0 | 0 | NA | NA | NA | NA | NA
F781 | Ashgrove West |  | Kelvin Grove |  | NA | 857 | 857 | 857 | 505 | 857 | 313 | 318 | 318 | 321 | 328 | 0.93 | 0.93 | 0.94 | 0.93 | 0.93 | 0 | 0 | 0 | 0 | 0 | 0 | 0 | 0 | 0 | 0 | CBD | CBD | CBD | CBD | CBD | Yes | Yes | Yes | Yes | Yes | 857 | 857 | 857 | 857 | 857 | 641 | 623 | 617 | 616 | 631 | 0 | 0 | 0 | 0 | 0 | 0 | 0 | 0 | 0 | 0 | NA | NA | NA | NA | NA | NA | NA | NA | NA | NA | 0 | 0 | 0 | 0 | 0 | NA | NA | NA | NA | NA | 0 | 0 | 0 | 0 | 0 | 0 | 0 | 0 | 0 | 0 | 0 | 0 | 0 | 0 | 0 | NA | NA | NA | NA | NA
0 | 0 |  | 0 |  | NA | 313 | 318 | 318 | 0.82 | 328 | 0.93 | 0.93 | 0.94 | 0.93 | 0.93 | 857 | 857 | 857 | 857 | 857 | 0 | 0 | 0 | 0 | 0 | 0 | 0 | 0 | 0 | 0 | 0 | 0 | 0 | 0 | 0 | Yes | Yes | Yes | Yes | Yes | 641 | 623 | 617 | 616 | 631 | 857 | 857 | 857 | 857 | 857 | 0 | 0 | 0 | 0 | 0 | 0 | 0 | 0 | 0 | 0 | 0 | 0 | 0 | 0 | 0 | NA | NA | NA | NA | NA | 0 | 0 | 0 | 0 | 0 | NA | NA | NA | NA | NA | 0 | 0 | 0 | 0 | 0 | 0 | 0 | 0 | 0 | 0 | 0 | 0 | 0 | 0 | 0 | NA | NA | NA | NA | NA
0 | 0 |  | 0 |  | NA | 0.93 | 0.93 | 0.94 | 908 | 0.93 | 857 | 857 | 857 | 857 | 857 | 641 | 623 | 617 | 616 | 631 | 0 | 0 | 0 | 0 | 0 | 0 | 0 | 0 | 0 | 0 | 0 | 0 | 0 | 0 | 0 | Yes | Yes | Yes | Yes | Yes | 857 | 857 | 857 | 857 | 857 | 368 | 373 | 373 | 377 | 387 | 0 | 0 | 0 | 0 | 0 | 0 | 0 | 0 | 0 | 0 | 0 | 0 | 0 | 0 | 0 | NA | NA | NA | NA | NA | 0 | 0 | 0 | 0 | 0 | NA | NA | NA | NA | NA | 0 | 0 | 0 | 0 | 0 | 0 | 0 | 0 | 0 | 0 | 0 | 0 | 0 | 0 | 0 | NA | NA | NA | NA | NA
0 | 0 |  | 0 |  | NA | 857 | 857 | 857 | 1048 | 857 | 641 | 623 | 617 | 616 | 631 | 857 | 857 | 857 | 857 | 857 | 0 | 0 | 0 | 0 | 0 | 0 | 0 | 0 | 0 | 0 | 0 | 0 | 0 | 0 | 0 | Yes | Yes | Yes | Yes | Yes | 368 | 373 | 373 | 377 | 387 | 0.91 | 0.92 | 0.92 | 0.92 | 0.92 | 0 | 0 | 0 | 0 | 0 | 0 | 0 | 0 | 0 | 0 | 0 | 0 | 0 | 0 | 0 | NA | NA | NA | NA | NA | 0 | 0 | 0 | 0 | 0 | NA | NA | NA | NA | NA | 0 | 0 | 0 | 0 | 0 | 0 | 0 | 0 | 0 | 0 | 0 | 0 | 0 | 0 | 0 | NA | NA | NA | NA | NA
0 | 0 |  | 0 |  | NA | 641 | 623 | 617 | 578 | 631 | 857 | 857 | 857 | 857 | 857 | 368 | 373 | 373 | 377 | 387 | 0 | 0 | 0 | 0 | 0 | 0 | 0 | 0 | 0 | 0 | 0 | 0 | 0 | 0 | 0 | Yes | Yes | Yes | Yes | Yes | 0.91 | 0.92 | 0.92 | 0.92 | 0.92 | 857 | 857 | 857 | 857 | 857 | 0 | 0 | 0 | 0 | 0 | 0 | 0 | 0 | 0 | 0 | 0 | 0 | 0 | 0 | 0 | NA | NA | NA | NA | NA | 0 | 0 | 0 | 0 | 0 | NA | NA | NA | NA | NA | 0 | 0 | 0 | 0 | 0 | 0 | 0 | 0 | 0 | 0 | 0 | 0 | 0 | 0 | 0 | NA | NA | NA | NA | NA
F782 | Ashgrove West |  | Milton |  | NA | 857 | 857 | 857 | 232 | 857 | 368 | 373 | 373 | 377 | 387 | 0.91 | 0.92 | 0.92 | 0.92 | 0.92 | 0 | 0 | 0 | 0 | 0 | 0 | 0 | 0 | 0 | 0 | CBD | CBD | CBD | CBD | CBD | Yes | Yes | Yes | Yes | Yes | 857 | 857 | 857 | 857 | 857 | 653 | 634 | 629 | 628 | 643 | 0 | 0 | 0 | 0 | 0 | 0 | 0 | 0 | 0 | 0 | NA | NA | NA | NA | NA | NA | NA | NA | NA | NA | 0 | 0 | 0 | 0 | 0 | NA | NA | NA | NA | NA | 0 | 0 | 0 | 0 | 0 | 0 | 0 | 0 | 0 | 0 | 0 | 0 | 0 | 0 | 0 | NA | NA | NA | NA | NA
0 | 0 |  | 0 |  | NA | 368 | 373 | 373 | 0.94 | 387 | 0.91 | 0.92 | 0.92 | 0.92 | 0.92 | 857 | 857 | 857 | 857 | 857 | 0 | 0 | 0 | 0 | 0 | 0 | 0 | 0 | 0 | 0 | 0 | 0 | 0 | 0 | 0 | Yes | Yes | Yes | Yes | Yes | 653 | 634 | 629 | 628 | 643 | 588 | 588 | 588 | 588 | 588 | 0 | 0 | 0 | 0 | 0 | 0 | 0 | 0 | 0 | 0 | 0 | 0 | 0 | 0 | 0 | NA | NA | NA | NA | NA | 0 | 0 | 0 | 0 | 0 | NA | NA | NA | NA | NA | 0 | 0 | 0 | 0 | 0 | 0 | 0 | 0 | 0 | 0 | 0 | 0 | 0 | 0 | 0 | NA | NA | NA | NA | NA
0 | 0 |  | 0 |  | NA | 0.91 | 0.92 | 0.92 | 578 | 0.92 | 857 | 857 | 857 | 857 | 857 | 653 | 634 | 629 | 628 | 643 | 0 | 0 | 0 | 0 | 0 | 0 | 0 | 0 | 0 | 0 | 0 | 0 | 0 | 0 | 0 | Yes | Yes | Yes | Yes | Yes | 588 | 588 | 588 | 588 | 588 | 93 | 97 | 94 | 97 | 96 | 0 | 0 | 0 | 0 | 0 | 0 | 0 | 0 | 0 | 0 | 0 | 0 | 0 | 0 | 0 | NA | NA | NA | NA | NA | 0 | 0 | 0 | 0 | 0 | NA | NA | NA | NA | NA | 0 | 0 | 0 | 0 | 0 | 0 | 0 | 0 | 0 | 0 | 0 | 0 | 0 | 0 | 0 | NA | NA | NA | NA | NA
0 | 0 |  | 0 |  | NA | 857 | 857 | 857 | 231 | 857 | 653 | 634 | 629 | 628 | 643 | 588 | 588 | 588 | 588 | 588 | 0 | 0 | 0 | 0 | 0 | 0 | 0 | 0 | 0 | 0 | 0 | 0 | 0 | 0 | 0 | Yes | Yes | Yes | Yes | Yes | 93 | 97 | 94 | 97 | 96 | 0.31 | 0.3 | 0.22 | 0.24 | 0.3 | 0 | 0 | 0 | 0 | 0 | 0 | 0 | 0 | 0 | 0 | 0 | 0 | 0 | 0 | 0 | NA | NA | NA | NA | NA | 0 | 0 | 0 | 0 | 0 | NA | NA | NA | NA | NA | 0 | 0 | 0 | 0 | 0 | 0 | 0 | 0 | 0 | 0 | 0 | 0 | 0 | 0 | 0 | NA | NA | NA | NA | NA
0 | 0 |  | 0 |  | NA | 653 | 634 | 629 | 780 | 643 | 588 | 588 | 588 | 588 | 588 | 93 | 97 | 94 | 97 | 96 | 0 | 0 | 0 | 0 | 0 | 0 | 0 | 0 | 0 | 0 | 0 | 0 | 0 | 0 | 0 | Yes | Yes | Yes | Yes | Yes | 0.31 | 0.3 | 0.22 | 0.24 | 0.3 | 588 | 588 | 588 | 588 | 588 | 0 | 0 | 0 | 0 | 0 | 0 | 0 | 0 | 0 | 0 | 0 | 0 | 0 | 0 | 0 | NA | NA | NA | NA | NA | 0 | 0 | 0 | 0 | 0 | NA | NA | NA | NA | NA | 0 | 0 | 0 | 0 | 0 | 0 | 0 | 0 | 0 | 0 | 0 | 0 | 0 | 0 | 0 | NA | NA | NA | NA | NA
F807 | Makerston St |  | Charlotte St |  | NA | 588 | 588 | 588 | 481 | 588 | 93 | 97 | 94 | 97 | 96 | 0.31 | 0.3 | 0.22 | 0.24 | 0.3 | 0 | 0 | 0 | 0 | 0 | 0 | 0 | 0 | 0 | 0 | CBD | CBD | CBD | CBD | CBD | Yes | Yes | Yes | Yes | Yes | 588 | 588 | 588 | 588 | 588 | 293 | 249 | 250 | 250 | 258 | 0 | 0 | 0 | 0 | 0 | 0 | 0 | 0 | 0 | 0 | NA | NA | NA | NA | NA | NA | NA | NA | NA | NA | 0 | 0 | 0 | 0 | 0 | NA | NA | NA | NA | NA | 0 | 0 | 0 | 0 | 0 | 0 | 0 | 0 | 0 | 0 | 0 | 0 | 0 | 0 | 0 | NA | NA | NA | NA | NA
0 | 0 |  | 0 |  | NA | 93 | 97 | 94 | 0.91 | 96 | 0.31 | 0.3 | 0.22 | 0.24 | 0.3 | 588 | 588 | 588 | 588 | 588 | 0 | 0 | 0 | 0 | 0 | 0 | 0 | 0 | 0 | 0 | 0 | 0 | 0 | 0 | 0 | Yes | Yes | Yes | Yes | Yes | 293 | 249 | 250 | 250 | 258 | 588 | 588 | 588 | 588 | 588 | 0 | 0 | 0 | 0 | 0 | 0 | 0 | 0 | 0 | 0 | 0 | 0 | 0 | 0 | 0 | NA | NA | NA | NA | NA | 0 | 0 | 0 | 0 | 0 | NA | NA | NA | NA | NA | 0 | 0 | 0 | 0 | 0 | 0 | 0 | 0 | 0 | 0 | 0 | 0 | 0 | 0 | 0 | NA | NA | NA | NA | NA
0 | 0 |  | 0 |  | NA | 0.31 | 0.3 | 0.22 | 780 | 0.3 | 588 | 588 | 588 | 588 | 588 | 293 | 249 | 250 | 250 | 258 | 0 | 0 | 0 | 0 | 0 | 0 | 0 | 0 | 0 | 0 | 0 | 0 | 0 | 0 | 0 | Yes | Yes | Yes | Yes | Yes | 588 | 588 | 588 | 588 | 588 | 112 | 118 | 115 | 118 | 119 | 0 | 0 | 0 | 0 | 0 | 0 | 0 | 0 | 0 | 0 | 0 | 0 | 0 | 0 | 0 | NA | NA | NA | NA | NA | 0 | 0 | 0 | 0 | 0 | NA | NA | NA | NA | NA | 0 | 0 | 0 | 0 | 0 | 0 | 0 | 0 | 0 | 0 | 0 | 0 | 0 | 0 | 0 | NA | NA | NA | NA | NA
0 | 0 |  | 0 |  | NA | 588 | 588 | 588 | 756 | 588 | 293 | 249 | 250 | 250 | 258 | 588 | 588 | 588 | 588 | 588 | 0 | 0 | 0 | 0 | 0 | 0 | 0 | 0 | 0 | 0 | 0 | 0 | 0 | 0 | 0 | Yes | Yes | Yes | Yes | Yes | 112 | 118 | 115 | 118 | 119 | 0.38 | 0.39 | 0.34 | 0.37 | 0.46 | 0 | 0 | 0 | 0 | 0 | 0 | 0 | 0 | 0 | 0 | 0 | 0 | 0 | 0 | 0 | NA | NA | NA | NA | NA | 0 | 0 | 0 | 0 | 0 | NA | NA | NA | NA | NA | 0 | 0 | 0 | 0 | 0 | 0 | 0 | 0 | 0 | 0 | 0 | 0 | 0 | 0 | 0 | NA | NA | NA | NA | NA
0 | 0 |  | 0 |  | NA | 293 | 249 | 250 | 908 | 258 | 588 | 588 | 588 | 588 | 588 | 112 | 118 | 115 | 118 | 119 | 0 | 0 | 0 | 0 | 0 | 0 | 0 | 0 | 0 | 0 | 0 | 0 | 0 | 0 | 0 | Yes | Yes | Yes | Yes | Yes | 0.38 | 0.39 | 0.34 | 0.37 | 0.46 | 588 | 588 | 588 | 588 | 588 | 0 | 0 | 0 | 0 | 0 | 0 | 0 | 0 | 0 | 0 | 0 | 0 | 0 | 0 | 0 | NA | NA | NA | NA | NA | 0 | 0 | 0 | 0 | 0 | NA | NA | NA | NA | NA | 0 | 0 | 0 | 0 | 0 | 0 | 0 | 0 | 0 | 0 | 0 | 0 | 0 | 0 | 0 | NA | NA | NA | NA | NA
F808 | Makerston St |  | Charlotte St |  | NA | 588 | 588 | 588 | 133 | 588 | 112 | 118 | 115 | 118 | 119 | 0.38 | 0.39 | 0.34 | 0.37 | 0.46 | 0 | 0 | 0 | 0 | 0 | 0 | 0 | 0 | 0 | 0 | CBD | CBD | CBD | CBD | CBD | Yes | Yes | Yes | Yes | Yes | 588 | 588 | 588 | 588 | 588 | 285 | 234 | 232 | 234 | 241 | 0 | 0 | 0 | 0 | 0 | 0 | 0 | 0 | 0 | 0 | NA | NA | NA | NA | NA | NA | NA | NA | NA | NA | 0 | 0 | 0 | 0 | 0 | NA | NA | NA | NA | NA | 0 | 0 | 0 | 0 | 0 | 0 | 0 | 0 | 0 | 0 | 0 | 0 | 0 | 0 | 0 | NA | NA | NA | NA | NA
0 | 0 |  | 0 |  | NA | 112 | 118 | 115 | 0.64 | 119 | 0.38 | 0.39 | 0.34 | 0.37 | 0.46 | 588 | 588 | 588 | 588 | 588 | 0 | 0 | 0 | 0 | 0 | 0 | 0 | 0 | 0 | 0 | 0 | 0 | 0 | 0 | 0 | Yes | Yes | Yes | Yes | Yes | 285 | 234 | 232 | 234 | 241 | 908 | 908 | 908 | 908 | 908 | 0 | 0 | 0 | 0 | 0 | 0 | 0 | 0 | 0 | 0 | 0 | 0 | 0 | 0 | 0 | NA | NA | NA | NA | NA | 0 | 0 | 0 | 0 | 0 | NA | NA | NA | NA | NA | 0 | 0 | 0 | 0 | 0 | 0 | 0 | 0 | 0 | 0 | 0 | 0 | 0 | 0 | 0 | NA | NA | NA | NA | NA
0 | 0 |  | 0 |  | NA | 0.38 | 0.39 | 0.34 | 908 | 0.46 | 588 | 588 | 588 | 588 | 588 | 285 | 234 | 232 | 234 | 241 | 0 | 0 | 0 | 0 | 0 | 0 | 0 | 0 | 0 | 0 | 0 | 0 | 0 | 0 | 0 | Yes | Yes | Yes | Yes | Yes | 908 | 908 | 908 | 908 | 908 | 474 | 449 | 501 | 505 | 497 | 0 | 0 | 0 | 0 | 0 | 0 | 0 | 0 | 0 | 0 | 0 | 0 | 0 | 0 | 0 | NA | NA | NA | NA | NA | 0 | 0 | 0 | 0 | 0 | NA | NA | NA | NA | NA | 0 | 0 | 0 | 0 | 0 | 0 | 0 | 0 | 0 | 0 | 0 | 0 | 0 | 0 | 0 | NA | NA | NA | NA | NA
0 | 0 |  | 0 |  | NA | 588 | 588 | 588 | 722 | 588 | 285 | 234 | 232 | 234 | 241 | 908 | 908 | 908 | 908 | 908 | 0 | 0 | 0 | 0 | 0 | 0 | 0 | 0 | 0 | 0 | 0 | 0 | 0 | 0 | 0 | Yes | Yes | Yes | Yes | Yes | 474 | 449 | 501 | 505 | 497 | 0.77 | 0.78 | 0.83 | 0.82 | 0.83 | 0 | 0 | 0 | 0 | 0 | 0 | 0 | 0 | 0 | 0 | 0 | 0 | 0 | 0 | 0 | NA | NA | NA | NA | NA | 0 | 0 | 0 | 0 | 0 | NA | NA | NA | NA | NA | 0 | 0 | 0 | 0 | 0 | 0 | 0 | 0 | 0 | 0 | 0 | 0 | 0 | 0 | 0 | NA | NA | NA | NA | NA
0 | 0 |  | 0 |  | NA | 285 | 234 | 232 | 1047 | 241 | 908 | 908 | 908 | 908 | 908 | 474 | 449 | 501 | 505 | 497 | 0 | 0 | 0 | 0 | 0 | 0 | 0 | 0 | 0 | 0 | 0 | 0 | 0 | 0 | 0 | Yes | Yes | Yes | Yes | Yes | 0.77 | 0.78 | 0.83 | 0.82 | 0.83 | 908 | 908 | 908 | 908 | 908 | 0 | 0 | 0 | 0 | 0 | 0 | 0 | 0 | 0 | 0 | 0 | 0 | 0 | 0 | 0 | NA | NA | NA | NA | NA | 0 | 0 | 0 | 0 | 0 | NA | NA | NA | NA | NA | 0 | 0 | 0 | 0 | 0 | 0 | 0 | 0 | 0 | 0 | 0 | 0 | 0 | 0 | 0 | NA | NA | NA | NA | NA
F704 | Beenleigh |  | Yatala |  | NA | 908 | 908 | 908 | 509 | 908 | 474 | 449 | 501 | 505 | 497 | 0.77 | 0.78 | 0.83 | 0.82 | 0.83 | 0 | 0 | 0 | 0 | 0 | 0 | 0 | 0 | 0 | 0 | Urban | Urban | Urban | Urban | Urban | Yes | Yes | Yes | Yes | Yes | 908 | 908 | 908 | 908 | 908 | 1033 | 1036 | 1039 | 1048 | 1058 | 0 | 0 | 0 | 0 | 0 | 0 | 0 | 0 | 0 | 0 | 318 | 318 | 318 | 318 | 318 | NA | NA | NA | NA | NA | 0 | 0 | 0 | 0 | 0 | NA | NA | NA | NA | NA | 0 | 0 | 0 | 0 | 0 | 0 | 0 | 0 | 0 | 0 | 0 | 0 | 0 | 0 | 0 | NA | NA | NA | NA | NA
0 | 0 |  | 0 |  | NA | 474 | 449 | 501 | 0.91 | 497 | 0.77 | 0.78 | 0.83 | 0.82 | 0.83 | 908 | 908 | 908 | 908 | 908 | 0 | 0 | 0 | 0 | 0 | 0 | 0 | 0 | 0 | 0 | 0 | 0 | 0 | 0 | 0 | Yes | Yes | Yes | Yes | Yes | 1033 | 1036 | 1039 | 1048 | 1058 | 578 | 578 | 578 | 578 | 578 | 0 | 0 | 0 | 0 | 0 | 0 | 0 | 0 | 0 | 0 | 0 | 0 | 0 | 0 | 0 | NA | NA | NA | NA | NA | 0 | 0 | 0 | 0 | 0 | NA | NA | NA | NA | NA | 0 | 0 | 0 | 0 | 0 | 0 | 0 | 0 | 0 | 0 | 0 | 0 | 0 | 0 | 0 | NA | NA | NA | NA | NA
0 | 0 |  | 0 |  | NA | 0.77 | 0.78 | 0.83 | 1047 | 0.83 | 908 | 908 | 908 | 908 | 908 | 1033 | 1036 | 1039 | 1048 | 1058 | 0 | 0 | 0 | 0 | 0 | 0 | 0 | 0 | 0 | 0 | 0 | 0 | 0 | 0 | 0 | Yes | Yes | Yes | Yes | Yes | 578 | 578 | 578 | 578 | 578 | 215 | 225 | 230 | 232 | 235 | 0 | 0 | 0 | 0 | 0 | 0 | 0 | 0 | 0 | 0 | 0 | 0 | 0 | 0 | 0 | NA | NA | NA | NA | NA | 0 | 0 | 0 | 0 | 0 | NA | NA | NA | NA | NA | 0 | 0 | 0 | 0 | 0 | 0 | 0 | 0 | 0 | 0 | 0 | 0 | 0 | 0 | 0 | NA | NA | NA | NA | NA
0 | 0 |  | 0 |  | NA | 908 | 908 | 908 | 757 | 908 | 1033 | 1036 | 1039 | 1048 | 1058 | 578 | 578 | 578 | 578 | 578 | 0 | 0 | 0 | 0 | 0 | 0 | 0 | 0 | 0 | 0 | 0 | 0 | 0 | 0 | 0 | Yes | Yes | Yes | Yes | Yes | 215 | 225 | 230 | 232 | 235 | 0.94 | 0.94 | 0.94 | 0.94 | 0.94 | 0 | 0 | 0 | 0 | 0 | 0 | 0 | 0 | 0 | 0 | 0 | 0 | 0 | 0 | 0 | NA | NA | NA | NA | NA | 0 | 0 | 0 | 0 | 0 | NA | NA | NA | NA | NA | 0 | 0 | 0 | 0 | 0 | 0 | 0 | 0 | 0 | 0 | 0 | 0 | 0 | 0 | 0 | NA | NA | NA | NA | NA
0 | 0 |  | 0 |  | NA | 1033 | 1036 | 1039 | 184 | 1058 | 578 | 578 | 578 | 578 | 578 | 215 | 225 | 230 | 232 | 235 | 0 | 0 | 0 | 0 | 0 | 0 | 0 | 0 | 0 | 0 | 0 | 0 | 0 | 0 | 0 | Yes | Yes | Yes | Yes | Yes | 0.94 | 0.94 | 0.94 | 0.94 | 0.94 | 578 | 578 | 578 | 578 | 578 | 0 | 0 | 0 | 0 | 0 | 0 | 0 | 0 | 0 | 0 | 0 | 0 | 0 | 0 | 0 | NA | NA | NA | NA | NA | 0 | 0 | 0 | 0 | 0 | NA | NA | NA | NA | NA | 0 | 0 | 0 | 0 | 0 | 0 | 0 | 0 | 0 | 0 | 0 | 0 | 0 | 0 | 0 | NA | NA | NA | NA | NA
F7351 | Jimboomba |  | Beaudesert |  | NA | 578 | 578 | 578 | 51 | 578 | 215 | 225 | 230 | 232 | 235 | 0.94 | 0.94 | 0.94 | 0.94 | 0.94 | 0 | 0 | 0 | 0 | 0 | 0 | 0 | 0 | 0 | 0 | Rural | Rural | Rural | Rural | Rural | Yes | Yes | Yes | Yes | Yes | 578 | 578 | 578 | 578 | 578 | 212 | 222 | 228 | 231 | 234 | 0 | 0 | 0 | 0 | 0 | 0 | 0 | 0 | 0 | 0 | 52 | 52 | 52 | 52 | 52 | NA | NA | NA | NA | NA | 0 | 0 | 0 | 0 | 0 | NA | NA | NA | NA | NA | 0 | 0 | 0 | 0 | 0 | 0 | 0 | 0 | 0 | 0 | 0 | 0 | 0 | 0 | 0 | NA | NA | NA | NA | NA
0 | 0 |  | 0 |  | NA | 215 | 225 | 230 | 1 | 235 | 0.94 | 0.94 | 0.94 | 0.94 | 0.94 | 578 | 578 | 578 | 578 | 578 | 0 | 0 | 0 | 0 | 0 | 0 | 0 | 0 | 0 | 0 | 0 | 0 | 0 | 0 | 0 | Yes | Yes | Yes | Yes | Yes | 212 | 222 | 228 | 231 | 234 | 780 | 780 | 780 | 780 | 780 | 0 | 0 | 0 | 0 | 0 | 0 | 0 | 0 | 0 | 0 | 0 | 0 | 0 | 0 | 0 | NA | NA | NA | NA | NA | 0 | 0 | 0 | 0 | 0 | NA | NA | NA | NA | NA | 0 | 0 | 0 | 0 | 0 | 0 | 0 | 0 | 0 | 0 | 0 | 0 | 0 | 0 | 0 | NA | NA | NA | NA | NA
0 | 0 |  | 0 |  | NA | 0.94 | 0.94 | 0.94 | 184 | 0.94 | 578 | 578 | 578 | 578 | 578 | 212 | 222 | 228 | 231 | 234 | 0 | 0 | 0 | 0 | 0 | 0 | 0 | 0 | 0 | 0 | 0 | 0 | 0 | 0 | 0 | Yes | Yes | Yes | Yes | Yes | 780 | 780 | 780 | 780 | 780 | 449 | 458 | 466 | 481 | 498 | 0 | 0 | 0 | 0 | 0 | 0 | 0 | 0 | 0 | 0 | 0 | 0 | 0 | 0 | 0 | NA | NA | NA | NA | NA | 0 | 0 | 0 | 0 | 0 | NA | NA | NA | NA | NA | 0 | 0 | 0 | 0 | 0 | 0 | 0 | 0 | 0 | 0 | 0 | 0 | 0 | 0 | 0 | NA | NA | NA | NA | NA
0 | 0 |  | 0 |  | NA | 578 | 578 | 578 | 56 | 578 | 212 | 222 | 228 | 231 | 234 | 780 | 780 | 780 | 780 | 780 | 0 | 0 | 0 | 0 | 0 | 0 | 0 | 0 | 0 | 0 | 0 | 0 | 0 | 0 | 0 | Yes | Yes | Yes | Yes | Yes | 449 | 458 | 466 | 481 | 498 | 0.91 | 0.91 | 0.91 | 0.91 | 0.91 | 0 | 0 | 0 | 0 | 0 | 0 | 0 | 0 | 0 | 0 | 0 | 0 | 0 | 0 | 0 | NA | NA | NA | NA | NA | 0 | 0 | 0 | 0 | 0 | NA | NA | NA | NA | NA | 0 | 0 | 0 | 0 | 0 | 0 | 0 | 0 | 0 | 0 | 0 | 0 | 0 | 0 | 0 | NA | NA | NA | NA | NA
0 | 0 |  | 0 |  | NA | 212 | 222 | 228 | 184 | 234 | 780 | 780 | 780 | 780 | 780 | 449 | 458 | 466 | 481 | 498 | 0 | 0 | 0 | 0 | 0 | 0 | 0 | 0 | 0 | 0 | 0 | 0 | 0 | 0 | 0 | Yes | Yes | Yes | Yes | Yes | 0.91 | 0.91 | 0.91 | 0.91 | 0.91 | 780 | 780 | 780 | 780 | 780 | 0 | 0 | 0 | 0 | 0 | 0 | 0 | 0 | 0 | 0 | 0 | 0 | 0 | 0 | 0 | NA | NA | NA | NA | NA | 0 | 0 | 0 | 0 | 0 | NA | NA | NA | NA | NA | 0 | 0 | 0 | 0 | 0 | 0 | 0 | 0 | 0 | 0 | 0 | 0 | 0 | 0 | 0 | NA | NA | NA | NA | NA
F7354 | Loganlea |  | Jimboomba |  | NA | 780 | 780 | 780 | 21 | 780 | 449 | 458 | 466 | 481 | 498 | 0.91 | 0.91 | 0.91 | 0.91 | 0.91 | 0 | 0 | 0 | 0 | 0 | 0 | 0 | 0 | 0 | 0 | Rural | Rural | Rural | Rural | Rural | Yes | Yes | Yes | Yes | Yes | 780 | 780 | 780 | 780 | 780 | 702 | 717 | 727 | 756 | 781 | 0 | 0 | 0 | 0 | 0 | 0 | 0 | 0 | 0 | 0 | 349 | 349 | 349 | 349 | 349 | NA | NA | NA | NA | NA | 0 | 0 | 0 | 0 | 0 | NA | NA | NA | NA | NA | 0 | 0 | 0 | 0 | 0 | 0 | 0 | 0 | 0 | 0 | 0 | 0 | 0 | 0 | 0 | NA | NA | NA | NA | NA
0 | 0 |  | 0 |  | NA | 449 | 458 | 466 | 1 | 498 | 0.91 | 0.91 | 0.91 | 0.91 | 0.91 | 780 | 780 | 780 | 780 | 780 | 0 | 0 | 0 | 0 | 0 | 0 | 0 | 0 | 0 | 0 | 0 | 0 | 0 | 0 | 0 | Yes | Yes | Yes | Yes | Yes | 702 | 717 | 727 | 756 | 781 | 908 | 908 | 908 | 908 | 908 | 0 | 0 | 0 | 0 | 0 | 0 | 0 | 0 | 0 | 0 | 0 | 0 | 0 | 0 | 0 | NA | NA | NA | NA | NA | 0 | 0 | 0 | 0 | 0 | NA | NA | NA | NA | NA | 0 | 0 | 0 | 0 | 0 | 0 | 0 | 0 | 0 | 0 | 0 | 0 | 0 | 0 | 0 | NA | NA | NA | NA | NA
0 | 0 |  | 0 |  | NA | 0.91 | 0.91 | 0.91 | 184 | 0.91 | 780 | 780 | 780 | 780 | 780 | 702 | 717 | 727 | 756 | 781 | 0 | 0 | 0 | 0 | 0 | 0 | 0 | 0 | 0 | 0 | 0 | 0 | 0 | 0 | 0 | Yes | Yes | Yes | Yes | Yes | 908 | 908 | 908 | 908 | 908 | 115 | 96 | 126 | 133 | 126 | 0 | 0 | 0 | 0 | 0 | 0 | 0 | 0 | 0 | 0 | 0 | 0 | 0 | 0 | 0 | NA | NA | NA | NA | NA | 0 | 0 | 0 | 0 | 0 | NA | NA | NA | NA | NA | 0 | 0 | 0 | 0 | 0 | 0 | 0 | 0 | 0 | 0 | 0 | 0 | 0 | 0 | 0 | NA | NA | NA | NA | NA
0 | 0 |  | 0 |  | NA | 780 | 780 | 780 | 28 | 780 | 702 | 717 | 727 | 756 | 781 | 908 | 908 | 908 | 908 | 908 | 0 | 0 | 0 | 0 | 0 | 0 | 0 | 0 | 0 | 0 | 0 | 0 | 0 | 0 | 0 | Yes | Yes | Yes | Yes | Yes | 115 | 96 | 126 | 133 | 126 | 0.23 | 0.14 | 0.66 | 0.64 | 0.66 | 0 | 0 | 0 | 0 | 0 | 0 | 0 | 0 | 0 | 0 | 0 | 0 | 0 | 0 | 0 | NA | NA | NA | NA | NA | 0 | 0 | 0 | 0 | 0 | NA | NA | NA | NA | NA | 0 | 0 | 0 | 0 | 0 | 0 | 0 | 0 | 0 | 0 | 0 | 0 | 0 | 0 | 0 | NA | NA | NA | NA | NA
0 | 0 |  | 0 |  | NA | 702 | 717 | 727 | 681 | 781 | 908 | 908 | 908 | 908 | 908 | 115 | 96 | 126 | 133 | 126 | 0 | 0 | 0 | 0 | 0 | 0 | 0 | 0 | 0 | 0 | 0 | 0 | 0 | 0 | 0 | Yes | Yes | Yes | Yes | Yes | 0.23 | 0.14 | 0.66 | 0.64 | 0.66 | 908 | 908 | 908 | 908 | 908 | 0 | 0 | 0 | 0 | 0 | 0 | 0 | 0 | 0 | 0 | 0 | 0 | 0 | 0 | 0 | NA | NA | NA | NA | NA | 0 | 0 | 0 | 0 | 0 | NA | NA | NA | NA | NA | 0 | 0 | 0 | 0 | 0 | 0 | 0 | 0 | 0 | 0 | 0 | 0 | 0 | 0 | 0 | NA | NA | NA | NA | NA
F7377 | Yatala |  | Coomera |  | NA | 908 | 908 | 908 | 31 | 908 | 115 | 96 | 126 | 133 | 126 | 0.23 | 0.14 | 0.66 | 0.64 | 0.66 | 0 | 0 | 0 | 0 | 0 | 0 | 0 | 0 | 0 | 0 | Urban | Urban | Urban | Urban | Urban | Yes | Yes | Yes | Yes | Yes | 908 | 908 | 908 | 908 | 908 | 699 | 706 | 710 | 722 | 733 | 0 | 0 | 0 | 0 | 0 | 0 | 0 | 0 | 0 | 0 | 21 | 21 | 21 | 21 | 21 | NA | NA | NA | NA | NA | 0 | 0 | 0 | 0 | 0 | NA | NA | NA | NA | NA | 0 | 0 | 0 | 0 | 0 | 0 | 0 | 0 | 0 | 0 | 0 | 0 | 0 | 0 | 0 | NA | NA | NA | NA | NA
0 | 0 |  | 0 |  | NA | 115 | 96 | 126 | 0.99 | 126 | 0.23 | 0.14 | 0.66 | 0.64 | 0.66 | 908 | 908 | 908 | 908 | 908 | 0 | 0 | 0 | 0 | 0 | 0 | 0 | 0 | 0 | 0 | 0 | 0 | 0 | 0 | 0 | Yes | Yes | Yes | Yes | Yes | 699 | 706 | 710 | 722 | 733 | 1047 | 1047 | 1047 | 1047 | 1047 | 0 | 0 | 0 | 0 | 0 | 0 | 0 | 0 | 0 | 0 | 0 | 0 | 0 | 0 | 0 | NA | NA | NA | NA | NA | 0 | 0 | 0 | 0 | 0 | NA | NA | NA | NA | NA | 0 | 0 | 0 | 0 | 0 | 0 | 0 | 0 | 0 | 0 | 0 | 0 | 0 | 0 | 0 | NA | NA | NA | NA | NA
0 | 0 |  | 0 |  | NA | 0.23 | 0.14 | 0.66 | 681 | 0.66 | 908 | 908 | 908 | 908 | 908 | 699 | 706 | 710 | 722 | 733 | 0 | 0 | 0 | 0 | 0 | 0 | 0 | 0 | 0 | 0 | 0 | 0 | 0 | 0 | 0 | Yes | Yes | Yes | Yes | Yes | 1047 | 1047 | 1047 | 1047 | 1047 | 498 | 492 | 512 | 509 | 507 | 0 | 0 | 0 | 0 | 0 | 0 | 0 | 0 | 0 | 0 | 0 | 0 | 0 | 0 | 0 | NA | NA | NA | NA | NA | 0 | 0 | 0 | 0 | 0 | NA | NA | NA | NA | NA | 0 | 0 | 0 | 0 | 0 | 0 | 0 | 0 | 0 | 0 | 0 | 0 | 0 | 0 | 0 | NA | NA | NA | NA | NA
0 | 0 |  | 0 |  | NA | 908 | 908 | 908 | 29 | 908 | 699 | 706 | 710 | 722 | 733 | 1047 | 1047 | 1047 | 1047 | 1047 | 0 | 0 | 0 | 0 | 0 | 0 | 0 | 0 | 0 | 0 | 0 | 0 | 0 | 0 | 0 | Yes | Yes | Yes | Yes | Yes | 498 | 492 | 512 | 509 | 507 | 0.89 | 0.9 | 0.91 | 0.91 | 0.91 | 0 | 0 | 0 | 0 | 0 | 0 | 0 | 0 | 0 | 0 | 0 | 0 | 0 | 0 | 0 | NA | NA | NA | NA | NA | 0 | 0 | 0 | 0 | 0 | NA | NA | NA | NA | NA | 0 | 0 | 0 | 0 | 0 | 0 | 0 | 0 | 0 | 0 | 0 | 0 | 0 | 0 | 0 | NA | NA | NA | NA | NA
0 | 0 |  | 0 |  | NA | 699 | 706 | 710 | 640 | 733 | 1047 | 1047 | 1047 | 1047 | 1047 | 498 | 492 | 512 | 509 | 507 | 0 | 0 | 0 | 0 | 0 | 0 | 0 | 0 | 0 | 0 | 0 | 0 | 0 | 0 | 0 | Yes | Yes | Yes | Yes | Yes | 0.89 | 0.9 | 0.91 | 0.91 | 0.91 | 1047 | 1047 | 1047 | 1047 | 1047 | 0 | 0 | 0 | 0 | 0 | 0 | 0 | 0 | 0 | 0 | 0 | 0 | 0 | 0 | 0 | NA | NA | NA | NA | NA | 0 | 0 | 0 | 0 | 0 | NA | NA | NA | NA | NA | 0 | 0 | 0 | 0 | 0 | 0 | 0 | 0 | 0 | 0 | 0 | 0 | 0 | 0 | 0 | NA | NA | NA | NA | NA
F787 | Loganlea |  | Beenleigh |  | NA | 1047 | 1047 | 1047 | 71 | 1047 | 498 | 492 | 512 | 509 | 507 | 0.89 | 0.9 | 0.91 | 0.91 | 0.91 | 0 | 0 | 0 | 0 | 0 | 0 | 0 | 0 | 0 | 0 | Rural | Rural | Rural | Rural | Rural | Yes | Yes | Yes | Yes | Yes | 1047 | 1047 | 1047 | 1047 | 1047 | 740 | 734 | 760 | 757 | 752 | 0 | 0 | 0 | 0 | 0 | 0 | 0 | 0 | 0 | 0 | 52 | 52 | 52 | 52 | 52 | NA | NA | NA | NA | NA | 0 | 0 | 0 | 0 | 0 | NA | NA | NA | NA | NA | 0 | 0 | 0 | 0 | 0 | 0 | 0 | 0 | 0 | 0 | 0 | 0 | 0 | 0 | 0 | NA | NA | NA | NA | NA
0 | 0 |  | 0 |  | NA | 498 | 492 | 512 | 0.99 | 507 | 0.89 | 0.9 | 0.91 | 0.91 | 0.91 | 1047 | 1047 | 1047 | 1047 | 1047 | 0 | 0 | 0 | 0 | 0 | 0 | 0 | 0 | 0 | 0 | 0 | 0 | 0 | 0 | 0 | Yes | Yes | Yes | Yes | Yes | 740 | 734 | 760 | 757 | 752 | 184 | 184 | 184 | 184 | 184 | 0 | 0 | 0 | 0 | 0 | 0 | 0 | 0 | 0 | 0 | 0 | 0 | 0 | 0 | 0 | NA | NA | NA | NA | NA | 0 | 0 | 0 | 0 | 0 | NA | NA | NA | NA | NA | 0 | 0 | 0 | 0 | 0 | 0 | 0 | 0 | 0 | 0 | 0 | 0 | 0 | 0 | 0 | NA | NA | NA | NA | NA
0 | 0 |  | 0 |  | NA | 0.89 | 0.9 | 0.91 | 640 | 0.91 | 1047 | 1047 | 1047 | 1047 | 1047 | 740 | 734 | 760 | 757 | 752 | 0 | 0 | 0 | 0 | 0 | 0 | 0 | 0 | 0 | 0 | 0 | 0 | 0 | 0 | 0 | Yes | Yes | Yes | Yes | Yes | 184 | 184 | 184 | 184 | 184 | 50 | 50 | 50 | 51 | 51 | 0 | 0 | 0 | 0 | 0 | 0 | 0 | 0 | 0 | 0 | 0 | 0 | 0 | 0 | 0 | NA | NA | NA | NA | NA | 0 | 0 | 0 | 0 | 0 | NA | NA | NA | NA | NA | 0 | 0 | 0 | 0 | 0 | 0 | 0 | 0 | 0 | 0 | 0 | 0 | 0 | 0 | 0 | NA | NA | NA | NA | NA
0 | 0 |  | 0 |  | NA | 1047 | 1047 | 1047 | 230 | 1047 | 740 | 734 | 760 | 757 | 752 | 184 | 184 | 184 | 184 | 184 | 0 | 0 | 0 | 0 | 0 | 0 | 0 | 0 | 0 | 0 | 0 | 0 | 0 | 0 | 0 | Yes | Yes | Yes | Yes | Yes | 50 | 50 | 50 | 51 | 51 | 1 | 1 | 1 | 1 | 1 | 0 | 0 | 0 | 0 | 0 | 0 | 0 | 0 | 0 | 0 | 0 | 0 | 0 | 0 | 0 | NA | NA | NA | NA | NA | 0 | 0 | 0 | 0 | 0 | NA | NA | NA | NA | NA | 0 | 0 | 0 | 0 | 0 | 0 | 0 | 0 | 0 | 0 | 0 | 0 | 0 | 0 | 0 | NA | NA | NA | NA | NA
0 | 0 |  | 0 |  | NA | 740 | 734 | 760 | 640 | 752 | 184 | 184 | 184 | 184 | 184 | 50 | 50 | 50 | 51 | 51 | 0 | 0 | 0 | 0 | 0 | 0 | 0 | 0 | 0 | 0 | 0 | 0 | 0 | 0 | 0 | Yes | Yes | Yes | Yes | Yes | 1 | 1 | 1 | 1 | 1 | 184 | 184 | 184 | 184 | 184 | 0 | 0 | 0 | 0 | 0 | 0 | 0 | 0 | 0 | 0 | 0 | 0 | 0 | 0 | 0 | NA | NA | NA | NA | NA | 0 | 0 | 0 | 0 | 0 | NA | NA | NA | NA | NA | 0 | 0 | 0 | 0 | 0 | 0 | 0 | 0 | 0 | 0 | 0 | 0 | 0 | 0 | 0 | NA | NA | NA | NA | NA
F788/1 | Beenleigh |  | Russell Island Tee |  | NA | 184 | 184 | 184 | 187 | 184 | 50 | 50 | 50 | 51 | 51 | 1 | 1 | 1 | 1 | 1 | 0 | 0 | 0 | 0 | 0 | 0 | 0 | 0 | 0 | 0 | Rural | Rural | Rural | Rural | Rural | Yes | Yes | Yes | Yes | Yes | 184 | 184 | 184 | 184 | 184 | 55 | 55 | 55 | 56 | 56 | 0 | 0 | 0 | 0 | 0 | 0 | 0 | 0 | 0 | 0 | 52 | 52 | 52 | 52 | 52 | NA | NA | NA | NA | NA | 0 | 0 | 0 | 0 | 0 | NA | NA | NA | NA | NA | 0 | 0 | 0 | 0 | 0 | 0 | 0 | 0 | 0 | 0 | 0 | 0 | 0 | 0 | 0 | NA | NA | NA | NA | NA
0 | 0 |  | 0 |  | NA | 50 | 50 | 50 | 0.99 | 51 | 1 | 1 | 1 | 1 | 1 | 184 | 184 | 184 | 184 | 184 | 0 | 0 | 0 | 0 | 0 | 0 | 0 | 0 | 0 | 0 | 0 | 0 | 0 | 0 | 0 | Yes | Yes | Yes | Yes | Yes | 55 | 55 | 55 | 56 | 56 | 184 | 184 | 184 | 184 | 184 | 0 | 0 | 0 | 0 | 0 | 0 | 0 | 0 | 0 | 0 | 0 | 0 | 0 | 0 | 0 | NA | NA | NA | NA | NA | 0 | 0 | 0 | 0 | 0 | NA | NA | NA | NA | NA | 0 | 0 | 0 | 0 | 0 | 0 | 0 | 0 | 0 | 0 | 0 | 0 | 0 | 0 | 0 | NA | NA | NA | NA | NA
0 | 0 |  | 0 |  | NA | 1 | 1 | 1 | 640 | 1 | 184 | 184 | 184 | 184 | 184 | 55 | 55 | 55 | 56 | 56 | 0 | 0 | 0 | 0 | 0 | 0 | 0 | 0 | 0 | 0 | 0 | 0 | 0 | 0 | 0 | Yes | Yes | Yes | Yes | Yes | 184 | 184 | 184 | 184 | 184 | 21 | 21 | 21 | 21 | 21 | 0 | 0 | 0 | 0 | 0 | 0 | 0 | 0 | 0 | 0 | 0 | 0 | 0 | 0 | 0 | NA | NA | NA | NA | NA | 0 | 0 | 0 | 0 | 0 | NA | NA | NA | NA | NA | 0 | 0 | 0 | 0 | 0 | 0 | 0 | 0 | 0 | 0 | 0 | 0 | 0 | 0 | 0 | NA | NA | NA | NA | NA
0 | 0 |  | 0 |  | NA | 184 | 184 | 184 | 219 | 184 | 55 | 55 | 55 | 56 | 56 | 184 | 184 | 184 | 184 | 184 | 0 | 0 | 0 | 0 | 0 | 0 | 0 | 0 | 0 | 0 | 0 | 0 | 0 | 0 | 0 | Yes | Yes | Yes | Yes | Yes | 21 | 21 | 21 | 21 | 21 | 1 | 1 | 1 | 1 | 1 | 0 | 0 | 0 | 0 | 0 | 0 | 0 | 0 | 0 | 0 | 0 | 0 | 0 | 0 | 0 | NA | NA | NA | NA | NA | 0 | 0 | 0 | 0 | 0 | NA | NA | NA | NA | NA | 0 | 0 | 0 | 0 | 0 | 0 | 0 | 0 | 0 | 0 | 0 | 0 | 0 | 0 | 0 | NA | NA | NA | NA | NA
0 | 0 |  | 0 |  | NA | 55 | 55 | 55 | 743 | 56 | 184 | 184 | 184 | 184 | 184 | 21 | 21 | 21 | 21 | 21 | 0 | 0 | 0 | 0 | 0 | 0 | 0 | 0 | 0 | 0 | 0 | 0 | 0 | 0 | 0 | Yes | Yes | Yes | Yes | Yes | 1 | 1 | 1 | 1 | 1 | 184 | 184 | 184 | 184 | 184 | 0 | 0 | 0 | 0 | 0 | 0 | 0 | 0 | 0 | 0 | 0 | 0 | 0 | 0 | 0 | NA | NA | NA | NA | NA | 0 | 0 | 0 | 0 | 0 | NA | NA | NA | NA | NA | 0 | 0 | 0 | 0 | 0 | 0 | 0 | 0 | 0 | 0 | 0 | 0 | 0 | 0 | 0 | NA | NA | NA | NA | NA
F788/2 | Russell Island Tee |  | Stradbroke Island |  | NA | 184 | 184 | 184 | 329 | 184 | 21 | 21 | 21 | 21 | 21 | 1 | 1 | 1 | 1 | 1 | 0 | 0 | 0 | 0 | 0 | 0 | 0 | 0 | 0 | 0 | Rural | Rural | Rural | Rural | Rural | Yes | Yes | Yes | Yes | Yes | 184 | 184 | 184 | 184 | 184 | 29 | 29 | 28 | 28 | 28 | 0 | 0 | 0 | 0 | 0 | 0 | 0 | 0 | 0 | 0 | 52 | 52 | 52 | 52 | 52 | NA | NA | NA | NA | NA | 0 | 0 | 0 | 0 | 0 | NA | NA | NA | NA | NA | 0 | 0 | 0 | 0 | 0 | 0 | 0 | 0 | 0 | 0 | 0 | 0 | 0 | 0 | 0 | NA | NA | NA | NA | NA
0 | 0 |  | 0 |  | NA | 21 | 21 | 21 | 0.93 | 21 | 1 | 1 | 1 | 1 | 1 | 184 | 184 | 184 | 184 | 184 | 0 | 0 | 0 | 0 | 0 | 0 | 0 | 0 | 0 | 0 | 0 | 0 | 0 | 0 | 0 | Yes | Yes | Yes | Yes | Yes | 29 | 29 | 28 | 28 | 28 | 681 | 681 | 681 | 681 | 681 | 0 | 0 | 0 | 0 | 0 | 0 | 0 | 0 | 0 | 0 | 0 | 0 | 0 | 0 | 0 | NA | NA | NA | NA | NA | 0 | 0 | 0 | 0 | 0 | NA | NA | NA | NA | NA | 0 | 0 | 0 | 0 | 0 | 0 | 0 | 0 | 0 | 0 | 0 | 0 | 0 | 0 | 0 | NA | NA | NA | NA | NA
0 | 0 |  | 0 |  | NA | 1 | 1 | 1 | 743 | 1 | 184 | 184 | 184 | 184 | 184 | 29 | 29 | 28 | 28 | 28 | 0 | 0 | 0 | 0 | 0 | 0 | 0 | 0 | 0 | 0 | 0 | 0 | 0 | 0 | 0 | Yes | Yes | Yes | Yes | Yes | 681 | 681 | 681 | 681 | 681 | 29 | 30 | 30 | 31 | 31 | 0 | 0 | 0 | 0 | 0 | 0 | 0 | 0 | 0 | 0 | 0 | 0 | 0 | 0 | 0 | NA | NA | NA | NA | NA | 0 | 0 | 0 | 0 | 0 | NA | NA | NA | NA | NA | 0 | 0 | 0 | 0 | 0 | 0 | 0 | 0 | 0 | 0 | 0 | 0 | 0 | 0 | 0 | NA | NA | NA | NA | NA
0 | 0 |  | 0 |  | NA | 184 | 184 | 184 | 791 | 184 | 29 | 29 | 28 | 28 | 28 | 681 | 681 | 681 | 681 | 681 | 0 | 0 | 0 | 0 | 0 | 0 | 0 | 0 | 0 | 0 | 0 | 0 | 0 | 0 | 0 | Yes | Yes | Yes | Yes | Yes | 29 | 30 | 30 | 31 | 31 | 0.99 | 0.99 | 0.99 | 0.99 | 0.99 | 0 | 0 | 0 | 0 | 0 | 0 | 0 | 0 | 0 | 0 | 0 | 0 | 0 | 0 | 0 | NA | NA | NA | NA | NA | 0 | 0 | 0 | 0 | 0 | NA | NA | NA | NA | NA | 0 | 0 | 0 | 0 | 0 | 0 | 0 | 0 | 0 | 0 | 0 | 0 | 0 | 0 | 0 | NA | NA | NA | NA | NA
0 | 0 |  | 0 |  | NA | 29 | 29 | 28 | 1047 | 28 | 681 | 681 | 681 | 681 | 681 | 29 | 30 | 30 | 31 | 31 | 0 | 0 | 0 | 0 | 0 | 0 | 0 | 0 | 0 | 0 | 0 | 0 | 0 | 0 | 0 | Yes | Yes | Yes | Yes | Yes | 0.99 | 0.99 | 0.99 | 0.99 | 0.99 | 681 | 681 | 681 | 681 | 681 | 0 | 0 | 0 | 0 | 0 | 0 | 0 | 0 | 0 | 0 | 0 | 0 | 0 | 0 | 0 | NA | NA | NA | NA | NA | 0 | 0 | 0 | 0 | 0 | NA | NA | NA | NA | NA | 0 | 0 | 0 | 0 | 0 | 0 | 0 | 0 | 0 | 0 | 0 | 0 | 0 | 0 | 0 | NA | NA | NA | NA | NA
F788/3 | Russell Island Tee |  | Russell Island |  | NA | 681 | 681 | 681 | 509 | 681 | 29 | 30 | 30 | 31 | 31 | 0.99 | 0.99 | 0.99 | 0.99 | 0.99 | 0 | 0 | 0 | 0 | 0 | 0 | 0 | 0 | 0 | 0 | Rural | Rural | Rural | Rural | Rural | Yes | Yes | Yes | Yes | Yes | 681 | 681 | 681 | 681 | 681 | 28 | 28 | 29 | 29 | 30 | 0 | 0 | 0 | 0 | 0 | 0 | 0 | 0 | 0 | 0 | 52 | 52 | 52 | 52 | 52 | NA | NA | NA | NA | NA | 0 | 0 | 0 | 0 | 0 | NA | NA | NA | NA | NA | 0 | 0 | 0 | 0 | 0 | 0 | 0 | 0 | 0 | 0 | 0 | 0 | 0 | 0 | 0 | NA | NA | NA | NA | NA
0 | 0 |  | 0 |  | NA | 29 | 30 | 30 | 0.91 | 31 | 0.99 | 0.99 | 0.99 | 0.99 | 0.99 | 681 | 681 | 681 | 681 | 681 | 0 | 0 | 0 | 0 | 0 | 0 | 0 | 0 | 0 | 0 | 0 | 0 | 0 | 0 | 0 | Yes | Yes | Yes | Yes | Yes | 28 | 28 | 29 | 29 | 30 | 640 | 640 | 640 | 640 | 640 | 0 | 0 | 0 | 0 | 0 | 0 | 0 | 0 | 0 | 0 | 0 | 0 | 0 | 0 | 0 | NA | NA | NA | NA | NA | 0 | 0 | 0 | 0 | 0 | NA | NA | NA | NA | NA | 0 | 0 | 0 | 0 | 0 | 0 | 0 | 0 | 0 | 0 | 0 | 0 | 0 | 0 | 0 | NA | NA | NA | NA | NA
0 | 0 |  | 0 |  | NA | 0.99 | 0.99 | 0.99 | 1047 | 0.99 | 681 | 681 | 681 | 681 | 681 | 28 | 28 | 29 | 29 | 30 | 0 | 0 | 0 | 0 | 0 | 0 | 0 | 0 | 0 | 0 | 0 | 0 | 0 | 0 | 0 | Yes | Yes | Yes | Yes | Yes | 640 | 640 | 640 | 640 | 640 | 73 | 72 | 72 | 71 | 71 | 0 | 0 | 0 | 0 | 0 | 0 | 0 | 0 | 0 | 0 | 0 | 0 | 0 | 0 | 0 | NA | NA | NA | NA | NA | 0 | 0 | 0 | 0 | 0 | NA | NA | NA | NA | NA | 0 | 0 | 0 | 0 | 0 | 0 | 0 | 0 | 0 | 0 | 0 | 0 | 0 | 0 | 0 | NA | NA | NA | NA | NA
0 | 0 |  | 0 |  | NA | 681 | 681 | 681 | 757 | 681 | 28 | 28 | 29 | 29 | 30 | 640 | 640 | 640 | 640 | 640 | 0 | 0 | 0 | 0 | 0 | 0 | 0 | 0 | 0 | 0 | 0 | 0 | 0 | 0 | 0 | Yes | Yes | Yes | Yes | Yes | 73 | 72 | 72 | 71 | 71 | 0.99 | 0.99 | 0.99 | 0.99 | 0.99 | 0 | 0 | 0 | 0 | 0 | 0 | 0 | 0 | 0 | 0 | 0 | 0 | 0 | 0 | 0 | NA | NA | NA | NA | NA | 0 | 0 | 0 | 0 | 0 | NA | NA | NA | NA | NA | 0 | 0 | 0 | 0 | 0 | 0 | 0 | 0 | 0 | 0 | 0 | 0 | 0 | 0 | 0 | NA | NA | NA | NA | NA
0 | 0 |  | 0 |  | NA | 28 | 28 | 29 | 627 | 30 | 640 | 640 | 640 | 640 | 640 | 73 | 72 | 72 | 71 | 71 | 0 | 0 | 0 | 0 | 0 | 0 | 0 | 0 | 0 | 0 | 0 | 0 | 0 | 0 | 0 | Yes | Yes | Yes | Yes | Yes | 0.99 | 0.99 | 0.99 | 0.99 | 0.99 | 640 | 640 | 640 | 640 | 640 | 0 | 0 | 0 | 0 | 0 | 0 | 0 | 0 | 0 | 0 | 0 | 0 | 0 | 0 | 0 | NA | NA | NA | NA | NA | 0 | 0 | 0 | 0 | 0 | NA | NA | NA | NA | NA | 0 | 0 | 0 | 0 | 0 | 0 | 0 | 0 | 0 | 0 | 0 | 0 | 0 | 0 | 0 | NA | NA | NA | NA | NA
F793 | Loganlea |  | North Springwood |  | NA | 640 | 640 | 640 | 254 | 640 | 73 | 72 | 72 | 71 | 71 | 0.99 | 0.99 | 0.99 | 0.99 | 0.99 | 0 | 0 | 0 | 0 | 0 | 0 | 0 | 0 | 0 | 0 | Urban | Urban | Urban | Urban | Urban | Yes | Yes | Yes | Yes | Yes | 640 | 640 | 640 | 640 | 640 | 237 | 235 | 231 | 230 | 227 | 0 | 0 | 0 | 0 | 0 | 0 | 0 | 0 | 0 | 0 | 21 | 21 | 21 | 21 | 21 | NA | NA | NA | NA | NA | 0 | 0 | 0 | 0 | 0 | NA | NA | NA | NA | NA | 0 | 0 | 0 | 0 | 0 | 0 | 0 | 0 | 0 | 0 | 0 | 0 | 0 | 0 | 0 | NA | NA | NA | NA | NA
0 | 0 |  | 0 |  | NA | 73 | 72 | 72 | 0.92 | 71 | 0.99 | 0.99 | 0.99 | 0.99 | 0.99 | 640 | 640 | 640 | 640 | 640 | 0 | 0 | 0 | 0 | 0 | 0 | 0 | 0 | 0 | 0 | 0 | 0 | 0 | 0 | 0 | Yes | Yes | Yes | Yes | Yes | 237 | 235 | 231 | 230 | 227 | 640 | 640 | 640 | 640 | 640 | 0 | 0 | 0 | 0 | 0 | 0 | 0 | 0 | 0 | 0 | 0 | 0 | 0 | 0 | 0 | NA | NA | NA | NA | NA | 0 | 0 | 0 | 0 | 0 | NA | NA | NA | NA | NA | 0 | 0 | 0 | 0 | 0 | 0 | 0 | 0 | 0 | 0 | 0 | 0 | 0 | 0 | 0 | NA | NA | NA | NA | NA
0 | 0 |  | 0 |  | NA | 0.99 | 0.99 | 0.99 | 627 | 0.99 | 640 | 640 | 640 | 640 | 640 | 237 | 235 | 231 | 230 | 227 | 0 | 0 | 0 | 0 | 0 | 0 | 0 | 0 | 0 | 0 | 0 | 0 | 0 | 0 | 0 | Yes | Yes | Yes | Yes | Yes | 640 | 640 | 640 | 640 | 640 | 193 | 191 | 189 | 187 | 186 | 0 | 0 | 0 | 0 | 0 | 0 | 0 | 0 | 0 | 0 | 0 | 0 | 0 | 0 | 0 | NA | NA | NA | NA | NA | 0 | 0 | 0 | 0 | 0 | NA | NA | NA | NA | NA | 0 | 0 | 0 | 0 | 0 | 0 | 0 | 0 | 0 | 0 | 0 | 0 | 0 | 0 | 0 | NA | NA | NA | NA | NA
0 | 0 |  | 0 |  | NA | 640 | 640 | 640 | 577 | 640 | 237 | 235 | 231 | 230 | 227 | 640 | 640 | 640 | 640 | 640 | 0 | 0 | 0 | 0 | 0 | 0 | 0 | 0 | 0 | 0 | 0 | 0 | 0 | 0 | 0 | Yes | Yes | Yes | Yes | Yes | 193 | 191 | 189 | 187 | 186 | 0.99 | 0.99 | 0.99 | 0.99 | 0.99 | 0 | 0 | 0 | 0 | 0 | 0 | 0 | 0 | 0 | 0 | 0 | 0 | 0 | 0 | 0 | NA | NA | NA | NA | NA | 0 | 0 | 0 | 0 | 0 | NA | NA | NA | NA | NA | 0 | 0 | 0 | 0 | 0 | 0 | 0 | 0 | 0 | 0 | 0 | 0 | 0 | 0 | 0 | NA | NA | NA | NA | NA
0 | 0 |  | 0 |  | NA | 237 | 235 | 231 | 684 | 227 | 640 | 640 | 640 | 640 | 640 | 193 | 191 | 189 | 187 | 186 | 0 | 0 | 0 | 0 | 0 | 0 | 0 | 0 | 0 | 0 | 0 | 0 | 0 | 0 | 0 | Yes | Yes | Yes | Yes | Yes | 0.99 | 0.99 | 0.99 | 0.99 | 0.99 | 640 | 640 | 640 | 640 | 640 | 0 | 0 | 0 | 0 | 0 | 0 | 0 | 0 | 0 | 0 | 0 | 0 | 0 | 0 | 0 | NA | NA | NA | NA | NA | 0 | 0 | 0 | 0 | 0 | NA | NA | NA | NA | NA | 0 | 0 | 0 | 0 | 0 | 0 | 0 | 0 | 0 | 0 | 0 | 0 | 0 | 0 | 0 | NA | NA | NA | NA | NA
F799 | Loganlea |  | North Springwood |  | NA | 640 | 640 | 640 | 323 | 640 | 193 | 191 | 189 | 187 | 186 | 0.99 | 0.99 | 0.99 | 0.99 | 0.99 | 0 | 0 | 0 | 0 | 0 | 0 | 0 | 0 | 0 | 0 | Urban | Urban | Urban | Urban | Urban | Yes | Yes | Yes | Yes | Yes | 640 | 640 | 640 | 640 | 640 | 226 | 223 | 220 | 219 | 217 | 0 | 0 | 0 | 0 | 0 | 0 | 0 | 0 | 0 | 0 | 21 | 21 | 21 | 21 | 21 | NA | NA | NA | NA | NA | 0 | 0 | 0 | 0 | 0 | NA | NA | NA | NA | NA | 0 | 0 | 0 | 0 | 0 | 0 | 0 | 0 | 0 | 0 | 0 | 0 | 0 | 0 | 0 | NA | NA | NA | NA | NA
0 | 0 |  | 0 |  | NA | 193 | 191 | 189 | 0.92 | 186 | 0.99 | 0.99 | 0.99 | 0.99 | 0.99 | 640 | 640 | 640 | 640 | 640 | 0 | 0 | 0 | 0 | 0 | 0 | 0 | 0 | 0 | 0 | 0 | 0 | 0 | 0 | 0 | Yes | Yes | Yes | Yes | Yes | 226 | 223 | 220 | 219 | 217 | 743 | 743 | 743 | 743 | 743 | 0 | 0 | 0 | 0 | 0 | 0 | 0 | 0 | 0 | 0 | 0 | 0 | 0 | 0 | 0 | NA | NA | NA | NA | NA | 0 | 0 | 0 | 0 | 0 | NA | NA | NA | NA | NA | 0 | 0 | 0 | 0 | 0 | 0 | 0 | 0 | 0 | 0 | 0 | 0 | 0 | 0 | 0 | NA | NA | NA | NA | NA
0 | 0 |  | 0 |  | NA | 0.99 | 0.99 | 0.99 | 684 | 0.99 | 640 | 640 | 640 | 640 | 640 | 226 | 223 | 220 | 219 | 217 | 0 | 0 | 0 | 0 | 0 | 0 | 0 | 0 | 0 | 0 | 0 | 0 | 0 | 0 | 0 | Yes | Yes | Yes | Yes | Yes | 743 | 743 | 743 | 743 | 743 | 307 | 314 | 319 | 329 | 341 | 0 | 0 | 0 | 0 | 0 | 0 | 0 | 0 | 0 | 0 | 0 | 0 | 0 | 0 | 0 | NA | NA | NA | NA | NA | 0 | 0 | 0 | 0 | 0 | NA | NA | NA | NA | NA | 0 | 0 | 0 | 0 | 0 | 0 | 0 | 0 | 0 | 0 | 0 | 0 | 0 | 0 | 0 | NA | NA | NA | NA | NA
0 | 0 |  | 0 |  | NA | 640 | 640 | 640 | 563 | 640 | 226 | 223 | 220 | 219 | 217 | 743 | 743 | 743 | 743 | 743 | 0 | 0 | 0 | 0 | 0 | 0 | 0 | 0 | 0 | 0 | 0 | 0 | 0 | 0 | 0 | Yes | Yes | Yes | Yes | Yes | 307 | 314 | 319 | 329 | 341 | 0.94 | 0.94 | 0.94 | 0.93 | 0.93 | 0 | 0 | 0 | 0 | 0 | 0 | 0 | 0 | 0 | 0 | 0 | 0 | 0 | 0 | 0 | NA | NA | NA | NA | NA | 0 | 0 | 0 | 0 | 0 | NA | NA | NA | NA | NA | 0 | 0 | 0 | 0 | 0 | 0 | 0 | 0 | 0 | 0 | 0 | 0 | 0 | 0 | 0 | NA | NA | NA | NA | NA
0 | 0 |  | 0 |  | NA | 226 | 223 | 220 | 625 | 217 | 743 | 743 | 743 | 743 | 743 | 307 | 314 | 319 | 329 | 341 | 0 | 0 | 0 | 0 | 0 | 0 | 0 | 0 | 0 | 0 | 0 | 0 | 0 | 0 | 0 | Yes | Yes | Yes | Yes | Yes | 0.94 | 0.94 | 0.94 | 0.93 | 0.93 | 743 | 743 | 743 | 743 | 743 | 0 | 0 | 0 | 0 | 0 | 0 | 0 | 0 | 0 | 0 | 0 | 0 | 0 | 0 | 0 | NA | NA | NA | NA | NA | 0 | 0 | 0 | 0 | 0 | NA | NA | NA | NA | NA | 0 | 0 | 0 | 0 | 0 | 0 | 0 | 0 | 0 | 0 | 0 | 0 | 0 | 0 | 0 | NA | NA | NA | NA | NA
F820 | Loganlea |  | Jimboomba |  | NA | 743 | 743 | 743 | 11 | 743 | 307 | 314 | 319 | 329 | 341 | 0.94 | 0.94 | 0.94 | 0.93 | 0.93 | 0 | 0 | 0 | 0 | 0 | 0 | 0 | 0 | 0 | 0 | Rural | Rural | Rural | Rural | Rural | Yes | Yes | Yes | Yes | Yes | 743 | 743 | 743 | 743 | 743 | 732 | 750 | 760 | 791 | 821 | 0 | 0 | 0 | 0 | 0 | 0 | 0 | 0 | 0 | 0 | 200 | 200 | 200 | 200 | 200 | NA | NA | NA | NA | NA | 0 | 0 | 0 | 0 | 0 | NA | NA | NA | NA | NA | 0 | 0 | 0 | 0 | 0 | 0 | 0 | 0 | 0 | 0 | 0 | 0 | 0 | 0 | 0 | NA | NA | NA | NA | NA
0 | 0 |  | 0 |  | NA | 307 | 314 | 319 | 0.76 | 341 | 0.94 | 0.94 | 0.94 | 0.93 | 0.93 | 743 | 743 | 743 | 743 | 743 | 0 | 0 | 0 | 0 | 0 | 0 | 0 | 0 | 0 | 0 | 0 | 0 | 0 | 0 | 0 | Yes | Yes | Yes | Yes | Yes | 732 | 750 | 760 | 791 | 821 | 1047 | 1047 | 1047 | 1047 | 1047 | 0 | 0 | 0 | 0 | 0 | 0 | 0 | 0 | 0 | 0 | 0 | 0 | 0 | 0 | 0 | NA | NA | NA | NA | NA | 0 | 0 | 0 | 0 | 0 | NA | NA | NA | NA | NA | 0 | 0 | 0 | 0 | 0 | 0 | 0 | 0 | 0 | 0 | 0 | 0 | 0 | 0 | 0 | NA | NA | NA | NA | NA
0 | 0 |  | 0 |  | NA | 0.94 | 0.94 | 0.94 | 625 | 0.93 | 743 | 743 | 743 | 743 | 743 | 732 | 750 | 760 | 791 | 821 | 0 | 0 | 0 | 0 | 0 | 0 | 0 | 0 | 0 | 0 | 0 | 0 | 0 | 0 | 0 | Yes | Yes | Yes | Yes | Yes | 1047 | 1047 | 1047 | 1047 | 1047 | 498 | 492 | 512 | 509 | 507 | 0 | 0 | 0 | 0 | 0 | 0 | 0 | 0 | 0 | 0 | 0 | 0 | 0 | 0 | 0 | NA | NA | NA | NA | NA | 0 | 0 | 0 | 0 | 0 | NA | NA | NA | NA | NA | 0 | 0 | 0 | 0 | 0 | 0 | 0 | 0 | 0 | 0 | 0 | 0 | 0 | 0 | 0 | NA | NA | NA | NA | NA
0 | 0 |  | 0 |  | NA | 743 | 743 | 743 | 48 | 743 | 732 | 750 | 760 | 791 | 821 | 1047 | 1047 | 1047 | 1047 | 1047 | 0 | 0 | 0 | 0 | 0 | 0 | 0 | 0 | 0 | 0 | 0 | 0 | 0 | 0 | 0 | Yes | Yes | Yes | Yes | Yes | 498 | 492 | 512 | 509 | 507 | 0.89 | 0.9 | 0.91 | 0.91 | 0.91 | 0 | 0 | 0 | 0 | 0 | 0 | 0 | 0 | 0 | 0 | 0 | 0 | 0 | 0 | 0 | NA | NA | NA | NA | NA | 0 | 0 | 0 | 0 | 0 | NA | NA | NA | NA | NA | 0 | 0 | 0 | 0 | 0 | 0 | 0 | 0 | 0 | 0 | 0 | 0 | 0 | 0 | 0 | NA | NA | NA | NA | NA
0 | 0 |  | 0 |  | NA | 732 | 750 | 760 | 640 | 821 | 1047 | 1047 | 1047 | 1047 | 1047 | 498 | 492 | 512 | 509 | 507 | 0 | 0 | 0 | 0 | 0 | 0 | 0 | 0 | 0 | 0 | 0 | 0 | 0 | 0 | 0 | Yes | Yes | Yes | Yes | Yes | 0.89 | 0.9 | 0.91 | 0.91 | 0.91 | 1047 | 1047 | 1047 | 1047 | 1047 | 0 | 0 | 0 | 0 | 0 | 0 | 0 | 0 | 0 | 0 | 0 | 0 | 0 | 0 | 0 | NA | NA | NA | NA | NA | 0 | 0 | 0 | 0 | 0 | NA | NA | NA | NA | NA | 0 | 0 | 0 | 0 | 0 | 0 | 0 | 0 | 0 | 0 | 0 | 0 | 0 | 0 | 0 | NA | NA | NA | NA | NA
F837 | Loganlea |  | Beenleigh |  | NA | 1047 | 1047 | 1047 | 0 | 1047 | 498 | 492 | 512 | 509 | 507 | 0.89 | 0.9 | 0.91 | 0.91 | 0.91 | 0 | 0 | 0 | 0 | 0 | 0 | 0 | 0 | 0 | 0 | Rural | Rural | Rural | Rural | Rural | Yes | Yes | Yes | Yes | Yes | 1047 | 1047 | 1047 | 1047 | 1047 | 740 | 734 | 760 | 757 | 752 | 0 | 0 | 0 | 0 | 0 | 0 | 0 | 0 | 0 | 0 | 52 | 52 | 52 | 52 | 52 | NA | NA | NA | NA | NA | 0 | 0 | 0 | 0 | 0 | NA | NA | NA | NA | NA | 0 | 0 | 0 | 0 | 0 | 0 | 0 | 0 | 0 | 0 | 0 | 0 | 0 | 0 | 0 | NA | NA | NA | NA | NA
0 | 0 |  | 0 |  | NA | 498 | 492 | 512 | 0 | 507 | 0.89 | 0.9 | 0.91 | 0.91 | 0.91 | 1047 | 1047 | 1047 | 1047 | 1047 | 0 | 0 | 0 | 0 | 0 | 0 | 0 | 0 | 0 | 0 | 0 | 0 | 0 | 0 | 0 | Yes | Yes | Yes | Yes | Yes | 740 | 734 | 760 | 757 | 752 | 627 | 627 | 627 | 627 | 627 | 0 | 0 | 0 | 0 | 0 | 0 | 0 | 0 | 0 | 0 | 0 | 0 | 0 | 0 | 0 | NA | NA | NA | NA | NA | 0 | 0 | 0 | 0 | 0 | NA | NA | NA | NA | NA | 0 | 0 | 0 | 0 | 0 | 0 | 0 | 0 | 0 | 0 | 0 | 0 | 0 | 0 | 0 | NA | NA | NA | NA | NA
0 | 0 |  | 0 |  | NA | 0.89 | 0.9 | 0.91 | 640 | 0.91 | 1047 | 1047 | 1047 | 1047 | 1047 | 740 | 734 | 760 | 757 | 752 | 0 | 0 | 0 | 0 | 0 | 0 | 0 | 0 | 0 | 0 | 0 | 0 | 0 | 0 | 0 | Yes | Yes | Yes | Yes | Yes | 627 | 627 | 627 | 627 | 627 | 248 | 257 | 256 | 254 | 254 | 0 | 0 | 0 | 0 | 0 | 0 | 0 | 0 | 0 | 0 | 0 | 0 | 0 | 0 | 0 | NA | NA | NA | NA | NA | 0 | 0 | 0 | 0 | 0 | NA | NA | NA | NA | NA | 0 | 0 | 0 | 0 | 0 | 0 | 0 | 0 | 0 | 0 | 0 | 0 | 0 | 0 | 0 | NA | NA | NA | NA | NA
0 | 0 |  | 0 |  | NA | 1047 | 1047 | 1047 | 0 | 1047 | 740 | 734 | 760 | 757 | 752 | 627 | 627 | 627 | 627 | 627 | 0 | 0 | 0 | 0 | 0 | 0 | 0 | 0 | 0 | 0 | 0 | 0 | 0 | 0 | 0 | Yes | Yes | Yes | Yes | Yes | 248 | 257 | 256 | 254 | 254 | 0.93 | 0.92 | 0.92 | 0.92 | 0.92 | 0 | 0 | 0 | 0 | 0 | 0 | 0 | 0 | 0 | 0 | 0 | 0 | 0 | 0 | 0 | NA | NA | NA | NA | NA | 0 | 0 | 0 | 0 | 0 | NA | NA | NA | NA | NA | 0 | 0 | 0 | 0 | 0 | 0 | 0 | 0 | 0 | 0 | 0 | 0 | 0 | 0 | 0 | NA | NA | NA | NA | NA
0 | 0 |  | 0 |  | NA | 740 | 734 | 760 | 309 | 752 | 627 | 627 | 627 | 627 | 627 | 248 | 257 | 256 | 254 | 254 | 0 | 0 | 0 | 0 | 0 | 0 | 0 | 0 | 0 | 0 | 0 | 0 | 0 | 0 | 0 | Yes | Yes | Yes | Yes | Yes | 0.93 | 0.92 | 0.92 | 0.92 | 0.92 | 627 | 627 | 627 | 627 | 627 | 0 | 0 | 0 | 0 | 0 | 0 | 0 | 0 | 0 | 0 | 0 | 0 | 0 | 0 | 0 | NA | NA | NA | NA | NA | 0 | 0 | 0 | 0 | 0 | NA | NA | NA | NA | NA | 0 | 0 | 0 | 0 | 0 | 0 | 0 | 0 | 0 | 0 | 0 | 0 | 0 | 0 | 0 | NA | NA | NA | NA | NA
F836 | Loganlea |  | Browns Plains |  | NA | 627 | 627 | 627 | 9 | 627 | 248 | 257 | 256 | 254 | 254 | 0.93 | 0.92 | 0.92 | 0.92 | 0.92 | 0 | 0 | 0 | 0 | 0 | 0 | 0 | 0 | 0 | 0 | Urban | Urban | Urban | Urban | Urban | Yes | Yes | Yes | Yes | Yes | 627 | 627 | 627 | 627 | 627 | 561 | 583 | 579 | 577 | 574 | 0 | 0 | 0 | 0 | 0 | 0 | 0 | 0 | 0 | 0 | 21 | 21 | 21 | 21 | 21 | NA | NA | NA | NA | NA | 0 | 0 | 0 | 0 | 0 | NA | NA | NA | NA | NA | 0 | 0 | 0 | 0 | 0 | 0 | 0 | 0 | 0 | 0 | 0 | 0 | 0 | 0 | 0 | NA | NA | NA | NA | NA
0 | 0 |  | 0 |  | NA | 248 | 257 | 256 | 1 | 254 | 0.93 | 0.92 | 0.92 | 0.92 | 0.92 | 627 | 627 | 627 | 627 | 627 | 0 | 0 | 0 | 0 | 0 | 0 | 0 | 0 | 0 | 0 | 0 | 0 | 0 | 0 | 0 | Yes | Yes | Yes | Yes | Yes | 561 | 583 | 579 | 577 | 574 | 684 | 684 | 684 | 684 | 684 | 0 | 0 | 0 | 0 | 0 | 0 | 0 | 0 | 0 | 0 | 0 | 0 | 0 | 0 | 0 | NA | NA | NA | NA | NA | 0 | 0 | 0 | 0 | 0 | NA | NA | NA | NA | NA | 0 | 0 | 0 | 0 | 0 | 0 | 0 | 0 | 0 | 0 | 0 | 0 | 0 | 0 | 0 | NA | NA | NA | NA | NA
0 | 0 |  | 0 |  | NA | 0.93 | 0.92 | 0.92 | 309 | 0.92 | 627 | 627 | 627 | 627 | 627 | 561 | 583 | 579 | 577 | 574 | 0 | 0 | 0 | 0 | 0 | 0 | 0 | 0 | 0 | 0 | 0 | 0 | 0 | 0 | 0 | Yes | Yes | Yes | Yes | Yes | 684 | 684 | 684 | 684 | 684 | 316 | 326 | 325 | 323 | 323 | 0 | 0 | 0 | 0 | 0 | 0 | 0 | 0 | 0 | 0 | 0 | 0 | 0 | 0 | 0 | NA | NA | NA | NA | NA | 0 | 0 | 0 | 0 | 0 | NA | NA | NA | NA | NA | 0 | 0 | 0 | 0 | 0 | 0 | 0 | 0 | 0 | 0 | 0 | 0 | 0 | 0 | 0 | NA | NA | NA | NA | NA
0 | 0 |  | 0 |  | NA | 627 | 627 | 627 | 50 | 627 | 561 | 583 | 579 | 577 | 574 | 684 | 684 | 684 | 684 | 684 | 0 | 0 | 0 | 0 | 0 | 0 | 0 | 0 | 0 | 0 | 0 | 0 | 0 | 0 | 0 | Yes | Yes | Yes | Yes | Yes | 316 | 326 | 325 | 323 | 323 | 0.92 | 0.92 | 0.92 | 0.92 | 0.92 | 0 | 0 | 0 | 0 | 0 | 0 | 0 | 0 | 0 | 0 | 0 | 0 | 0 | 0 | 0 | NA | NA | NA | NA | NA | 0 | 0 | 0 | 0 | 0 | NA | NA | NA | NA | NA | 0 | 0 | 0 | 0 | 0 | 0 | 0 | 0 | 0 | 0 | 0 | 0 | 0 | 0 | 0 | NA | NA | NA | NA | NA
0 | 0 |  | 0 |  | NA | 561 | 583 | 579 | 441 | 574 | 684 | 684 | 684 | 684 | 684 | 316 | 326 | 325 | 323 | 323 | 0 | 0 | 0 | 0 | 0 | 0 | 0 | 0 | 0 | 0 | 0 | 0 | 0 | 0 | 0 | Yes | Yes | Yes | Yes | Yes | 0.92 | 0.92 | 0.92 | 0.92 | 0.92 | 684 | 684 | 684 | 684 | 684 | 0 | 0 | 0 | 0 | 0 | 0 | 0 | 0 | 0 | 0 | 0 | 0 | 0 | 0 | 0 | NA | NA | NA | NA | NA | 0 | 0 | 0 | 0 | 0 | NA | NA | NA | NA | NA | 0 | 0 | 0 | 0 | 0 | 0 | 0 | 0 | 0 | 0 | 0 | 0 | 0 | 0 | 0 | NA | NA | NA | NA | NA
F843 | Loganlea |  | Browns Plains |  | NA | 684 | 684 | 684 | 187 | 684 | 316 | 326 | 325 | 323 | 323 | 0.92 | 0.92 | 0.92 | 0.92 | 0.92 | 0 | 0 | 0 | 0 | 0 | 0 | 0 | 0 | 0 | 0 | Urban | Urban | Urban | Urban | Urban | Yes | Yes | Yes | Yes | Yes | 684 | 684 | 684 | 684 | 684 | 549 | 569 | 565 | 563 | 561 | 0 | 0 | 0 | 0 | 0 | 0 | 0 | 0 | 0 | 0 | 21 | 21 | 21 | 21 | 21 | NA | NA | NA | NA | NA | 0 | 0 | 0 | 0 | 0 | NA | NA | NA | NA | NA | 0 | 0 | 0 | 0 | 0 | 0 | 0 | 0 | 0 | 0 | 0 | 0 | 0 | 0 | 0 | NA | NA | NA | NA | NA
0 | 0 |  | 0 |  | NA | 316 | 326 | 325 | 0.97 | 323 | 0.92 | 0.92 | 0.92 | 0.92 | 0.92 | 684 | 684 | 684 | 684 | 684 | 0 | 0 | 0 | 0 | 0 | 0 | 0 | 0 | 0 | 0 | 0 | 0 | 0 | 0 | 0 | Yes | Yes | Yes | Yes | Yes | 549 | 569 | 565 | 563 | 561 | 625 | 625 | 625 | 625 | 625 | 0 | 0 | 0 | 0 | 0 | 0 | 0 | 0 | 0 | 0 | 0 | 0 | 0 | 0 | 0 | NA | NA | NA | NA | NA | 0 | 0 | 0 | 0 | 0 | NA | NA | NA | NA | NA | 0 | 0 | 0 | 0 | 0 | 0 | 0 | 0 | 0 | 0 | 0 | 0 | 0 | 0 | 0 | NA | NA | NA | NA | NA
0 | 0 |  | 0 |  | NA | 0.92 | 0.92 | 0.92 | 441 | 0.92 | 684 | 684 | 684 | 684 | 684 | 549 | 569 | 565 | 563 | 561 | 0 | 0 | 0 | 0 | 0 | 0 | 0 | 0 | 0 | 0 | 0 | 0 | 0 | 0 | 0 | Yes | Yes | Yes | Yes | Yes | 625 | 625 | 625 | 625 | 625 | 11 | 11 | 11 | 11 | 11 | 0 | 0 | 0 | 0 | 0 | 0 | 0 | 0 | 0 | 0 | 0 | 0 | 0 | 0 | 0 | NA | NA | NA | NA | NA | 0 | 0 | 0 | 0 | 0 | NA | NA | NA | NA | NA | 0 | 0 | 0 | 0 | 0 | 0 | 0 | 0 | 0 | 0 | 0 | 0 | 0 | 0 | 0 | NA | NA | NA | NA | NA
0 | 0 |  | 0 |  | NA | 684 | 684 | 684 | 500 | 684 | 549 | 569 | 565 | 563 | 561 | 625 | 625 | 625 | 625 | 625 | 0 | 0 | 0 | 0 | 0 | 0 | 0 | 0 | 0 | 0 | 0 | 0 | 0 | 0 | 0 | Yes | Yes | Yes | Yes | Yes | 11 | 11 | 11 | 11 | 11 | 0.77 | 0.77 | 0.76 | 0.76 | 0.76 | 0 | 0 | 0 | 0 | 0 | 0 | 0 | 0 | 0 | 0 | 0 | 0 | 0 | 0 | 0 | NA | NA | NA | NA | NA | 0 | 0 | 0 | 0 | 0 | NA | NA | NA | NA | NA | 0 | 0 | 0 | 0 | 0 | 0 | 0 | 0 | 0 | 0 | 0 | 0 | 0 | 0 | 0 | NA | NA | NA | NA | NA
0 | 0 |  | 0 |  | NA | 549 | 569 | 565 | 441 | 561 | 625 | 625 | 625 | 625 | 625 | 11 | 11 | 11 | 11 | 11 | 0 | 0 | 0 | 0 | 0 | 0 | 0 | 0 | 0 | 0 | 0 | 0 | 0 | 0 | 0 | Yes | Yes | Yes | Yes | Yes | 0.77 | 0.77 | 0.76 | 0.76 | 0.76 | 625 | 625 | 625 | 625 | 625 | 0 | 0 | 0 | 0 | 0 | 0 | 0 | 0 | 0 | 0 | 0 | 0 | 0 | 0 | 0 | NA | NA | NA | NA | NA | 0 | 0 | 0 | 0 | 0 | NA | NA | NA | NA | NA | 0 | 0 | 0 | 0 | 0 | 0 | 0 | 0 | 0 | 0 | 0 | 0 | 0 | 0 | 0 | NA | NA | NA | NA | NA
F904/1 | Beenleigh |  | Rocky Point Tee |  | NA | 625 | 625 | 625 | 170 | 625 | 11 | 11 | 11 | 11 | 11 | 0.77 | 0.77 | 0.76 | 0.76 | 0.76 | 0 | 0 | 0 | 0 | 0 | 0 | 0 | 0 | 0 | 0 | Rural | Rural | Rural | Rural | Rural | Yes | Yes | Yes | Yes | Yes | 625 | 625 | 625 | 625 | 625 | 49 | 49 | 48 | 48 | 48 | 0 | 0 | 0 | 0 | 0 | 0 | 0 | 0 | 0 | 0 | 52 | 52 | 52 | 52 | 52 | NA | NA | NA | NA | NA | 0 | 0 | 0 | 0 | 0 | NA | NA | NA | NA | NA | 0 | 0 | 0 | 0 | 0 | 0 | 0 | 0 | 0 | 0 | 0 | 0 | 0 | 0 | 0 | NA | NA | NA | NA | NA
0 | 0 |  | 0 |  | NA | 11 | 11 | 11 | 1 | 11 | 0.77 | 0.77 | 0.76 | 0.76 | 0.76 | 625 | 625 | 625 | 625 | 625 | 0 | 0 | 0 | 0 | 0 | 0 | 0 | 0 | 0 | 0 | 0 | 0 | 0 | 0 | 0 | Yes | Yes | Yes | Yes | Yes | 49 | 49 | 48 | 48 | 48 | 640 | 640 | 640 | 640 | 640 | 0 | 0 | 0 | 0 | 0 | 0 | 0 | 0 | 0 | 0 | 0 | 0 | 0 | 0 | 0 | NA | NA | NA | NA | NA | 0 | 0 | 0 | 0 | 0 | NA | NA | NA | NA | NA | 0 | 0 | 0 | 0 | 0 | 0 | 0 | 0 | 0 | 0 | 0 | 0 | 0 | 0 | 0 | NA | NA | NA | NA | NA
0 | 0 |  | 0 |  | NA | 0.77 | 0.77 | 0.76 | 441 | 0.76 | 625 | 625 | 625 | 625 | 625 | 49 | 49 | 48 | 48 | 48 | 0 | 0 | 0 | 0 | 0 | 0 | 0 | 0 | 0 | 0 | 0 | 0 | 0 | 0 | 0 | Yes | Yes | Yes | Yes | Yes | 640 | 640 | 640 | 640 | 640 | 0 | 0 | 0 | 0 | 0 | 0 | 0 | 0 | 0 | 0 | 0 | 0 | 0 | 0 | 0 | 0 | 0 | 0 | 0 | 0 | NA | NA | NA | NA | NA | 0 | 0 | 0 | 0 | 0 | NA | NA | NA | NA | NA | 0 | 0 | 0 | 0 | 0 | 0 | 0 | 0 | 0 | 0 | 0 | 0 | 0 | 0 | 0 | NA | NA | NA | NA | NA
0 | 0 |  | 0 |  | NA | 625 | 625 | 625 | 342 | 625 | 49 | 49 | 48 | 48 | 48 | 640 | 640 | 640 | 640 | 640 | 0 | 0 | 0 | 0 | 0 | 0 | 0 | 0 | 0 | 0 | 0 | 0 | 0 | 0 | 0 | Yes | Yes | Yes | Yes | Yes | 0 | 0 | 0 | 0 | 0 | 0 | 0 | 0 | 0 | 0 | 0 | 0 | 0 | 0 | 0 | 0 | 0 | 0 | 0 | 0 | 0 | 0 | 0 | 0 | 0 | NA | NA | NA | NA | NA | 0 | 0 | 0 | 0 | 0 | NA | NA | NA | NA | NA | 0 | 0 | 0 | 0 | 0 | 0 | 0 | 0 | 0 | 0 | 0 | 0 | 0 | 0 | 0 | NA | NA | NA | NA | NA
0 | 0 |  | 0 |  | NA | 49 | 49 | 48 | 1000 | 48 | 640 | 640 | 640 | 640 | 640 | 0 | 0 | 0 | 0 | 0 | 0 | 0 | 0 | 0 | 0 | 0 | 0 | 0 | 0 | 0 | 0 | 0 | 0 | 0 | 0 | Yes | Yes | Yes | Yes | Yes | 0 | 0 | 0 | 0 | 0 | 640 | 640 | 640 | 640 | 640 | 0 | 0 | 0 | 0 | 0 | 0 | 0 | 0 | 0 | 0 | 0 | 0 | 0 | 0 | 0 | NA | NA | NA | NA | NA | 0 | 0 | 0 | 0 | 0 | NA | NA | NA | NA | NA | 0 | 0 | 0 | 0 | 0 | 0 | 0 | 0 | 0 | 0 | 0 | 0 | 0 | 0 | 0 | NA | NA | NA | NA | NA
F904/2 | Rocky Point Tee |  | Rocky Point |  | NA | 640 | 640 | 640 | 197 | 640 | 0 | 0 | 0 | 0 | 0 | 0 | 0 | 0 | 0 | 0 | 0 | 0 | 0 | 0 | 0 | 0 | 0 | 0 | 0 | 0 | Rural | Rural | Rural | Rural | Rural | Yes | Yes | Yes | Yes | Yes | 640 | 640 | 640 | 640 | 640 | 0 | 0 | 0 | 0 | 0 | 0 | 0 | 0 | 0 | 0 | 0 | 0 | 0 | 0 | 0 | 52 | 52 | 52 | 52 | 52 | NA | NA | NA | NA | NA | 0 | 0 | 0 | 0 | 0 | NA | NA | NA | NA | NA | 0 | 0 | 0 | 0 | 0 | 0 | 0 | 0 | 0 | 0 | 0 | 0 | 0 | 0 | 0 | NA | NA | NA | NA | NA
0 | 0 |  | 0 |  | NA | 0 | 0 | 0 | 0.93 | 0 | 0 | 0 | 0 | 0 | 0 | 640 | 640 | 640 | 640 | 640 | 0 | 0 | 0 | 0 | 0 | 0 | 0 | 0 | 0 | 0 | 0 | 0 | 0 | 0 | 0 | Yes | Yes | Yes | Yes | Yes | 0 | 0 | 0 | 0 | 0 | 309 | 309 | 309 | 309 | 309 | 0 | 0 | 0 | 0 | 0 | 0 | 0 | 0 | 0 | 0 | 0 | 0 | 0 | 0 | 0 | NA | NA | NA | NA | NA | 0 | 0 | 0 | 0 | 0 | NA | NA | NA | NA | NA | 0 | 0 | 0 | 0 | 0 | 0 | 0 | 0 | 0 | 0 | 0 | 0 | 0 | 0 | 0 | NA | NA | NA | NA | NA
0 | 0 |  | 0 |  | NA | 0 | 0 | 0 | 1000 | 0 | 640 | 640 | 640 | 640 | 640 | 0 | 0 | 0 | 0 | 0 | 0 | 0 | 0 | 0 | 0 | 0 | 0 | 0 | 0 | 0 | 0 | 0 | 0 | 0 | 0 | Yes | Yes | Yes | Yes | Yes | 309 | 309 | 309 | 309 | 309 | 9 | 9 | 9 | 9 | 9 | 0 | 0 | 0 | 0 | 0 | 0 | 0 | 0 | 0 | 0 | 0 | 0 | 0 | 0 | 0 | NA | NA | NA | NA | NA | 0 | 0 | 0 | 0 | 0 | NA | NA | NA | NA | NA | 0 | 0 | 0 | 0 | 0 | 0 | 0 | 0 | 0 | 0 | 0 | 0 | 0 | 0 | 0 | NA | NA | NA | NA | NA
0 | 0 |  | 0 |  | NA | 640 | 640 | 640 | 360 | 640 | 0 | 0 | 0 | 0 | 0 | 309 | 309 | 309 | 309 | 309 | 0 | 0 | 0 | 0 | 0 | 0 | 0 | 0 | 0 | 0 | 0 | 0 | 0 | 0 | 0 | Yes | Yes | Yes | Yes | Yes | 9 | 9 | 9 | 9 | 9 | 1 | 1 | 1 | 1 | 1 | 0 | 0 | 0 | 0 | 0 | 0 | 0 | 0 | 0 | 0 | 0 | 0 | 0 | 0 | 0 | NA | NA | NA | NA | NA | 0 | 0 | 0 | 0 | 0 | NA | NA | NA | NA | NA | 0 | 0 | 0 | 0 | 0 | 0 | 0 | 0 | 0 | 0 | 0 | 0 | 0 | 0 | 0 | NA | NA | NA | NA | NA
0 | 0 |  | 0 |  | NA | 0 | 0 | 0 | 895 | 0 | 309 | 309 | 309 | 309 | 309 | 9 | 9 | 9 | 9 | 9 | 0 | 0 | 0 | 0 | 0 | 0 | 0 | 0 | 0 | 0 | 0 | 0 | 0 | 0 | 0 | Yes | Yes | Yes | Yes | Yes | 1 | 1 | 1 | 1 | 1 | 309 | 309 | 309 | 309 | 309 | 0 | 0 | 0 | 0 | 0 | 0 | 0 | 0 | 0 | 0 | 0 | 0 | 0 | 0 | 0 | NA | NA | NA | NA | NA | 0 | 0 | 0 | 0 | 0 | NA | NA | NA | NA | NA | 0 | 0 | 0 | 0 | 0 | 0 | 0 | 0 | 0 | 0 | 0 | 0 | 0 | 0 | 0 | NA | NA | NA | NA | NA
F904/3 | Rocky Point Tee |  | Ibis |  | NA | 309 | 309 | 309 | 480 | 309 | 9 | 9 | 9 | 9 | 9 | 1 | 1 | 1 | 1 | 1 | 0 | 0 | 0 | 0 | 0 | 0 | 0 | 0 | 0 | 0 | Rural | Rural | Rural | Rural | Rural | Yes | Yes | Yes | Yes | Yes | 309 | 309 | 309 | 309 | 309 | 50 | 50 | 50 | 50 | 49 | 0 | 0 | 0 | 0 | 0 | 0 | 0 | 0 | 0 | 0 | 52 | 52 | 52 | 52 | 52 | NA | NA | NA | NA | NA | 0 | 0 | 0 | 0 | 0 | NA | NA | NA | NA | NA | 0 | 0 | 0 | 0 | 0 | 0 | 0 | 0 | 0 | 0 | 0 | 0 | 0 | 0 | 0 | NA | NA | NA | NA | NA
0 | 0 |  | 0 |  | NA | 9 | 9 | 9 | 0.95 | 9 | 1 | 1 | 1 | 1 | 1 | 309 | 309 | 309 | 309 | 309 | 0 | 0 | 0 | 0 | 0 | 0 | 0 | 0 | 0 | 0 | 0 | 0 | 0 | 0 | 0 | Yes | Yes | Yes | Yes | Yes | 50 | 50 | 50 | 50 | 49 | 441 | 441 | 441 | 441 | 441 | 0 | 0 | 0 | 0 | 0 | 0 | 0 | 0 | 0 | 0 | 0 | 0 | 0 | 0 | 0 | NA | NA | NA | NA | NA | 0 | 0 | 0 | 0 | 0 | NA | NA | NA | NA | NA | 0 | 0 | 0 | 0 | 0 | 0 | 0 | 0 | 0 | 0 | 0 | 0 | 0 | 0 | 0 | NA | NA | NA | NA | NA
0 | 0 |  | 0 |  | NA | 1 | 1 | 1 | 895 | 1 | 309 | 309 | 309 | 309 | 309 | 50 | 50 | 50 | 50 | 49 | 0 | 0 | 0 | 0 | 0 | 0 | 0 | 0 | 0 | 0 | 0 | 0 | 0 | 0 | 0 | Yes | Yes | Yes | Yes | Yes | 441 | 441 | 441 | 441 | 441 | 184 | 190 | 188 | 187 | 186 | 0 | 0 | 0 | 0 | 0 | 0 | 0 | 0 | 0 | 0 | 0 | 0 | 0 | 0 | 0 | NA | NA | NA | NA | NA | 0 | 0 | 0 | 0 | 0 | NA | NA | NA | NA | NA | 0 | 0 | 0 | 0 | 0 | 0 | 0 | 0 | 0 | 0 | 0 | 0 | 0 | 0 | 0 | NA | NA | NA | NA | NA
0 | 0 |  | 0 |  | NA | 309 | 309 | 309 | 799 | 309 | 50 | 50 | 50 | 50 | 49 | 441 | 441 | 441 | 441 | 441 | 0 | 0 | 0 | 0 | 0 | 0 | 0 | 0 | 0 | 0 | 0 | 0 | 0 | 0 | 0 | Yes | Yes | Yes | Yes | Yes | 184 | 190 | 188 | 187 | 186 | 0.97 | 0.97 | 0.97 | 0.97 | 0.97 | 0 | 0 | 0 | 0 | 0 | 0 | 0 | 0 | 0 | 0 | 0 | 0 | 0 | 0 | 0 | NA | NA | NA | NA | NA | 0 | 0 | 0 | 0 | 0 | NA | NA | NA | NA | NA | 0 | 0 | 0 | 0 | 0 | 0 | 0 | 0 | 0 | 0 | 0 | 0 | 0 | 0 | 0 | NA | NA | NA | NA | NA
0 | 0 |  | 0 |  | NA | 50 | 50 | 50 | 929 | 49 | 441 | 441 | 441 | 441 | 441 | 184 | 190 | 188 | 187 | 186 | 0 | 0 | 0 | 0 | 0 | 0 | 0 | 0 | 0 | 0 | 0 | 0 | 0 | 0 | 0 | Yes | Yes | Yes | Yes | Yes | 0.97 | 0.97 | 0.97 | 0.97 | 0.97 | 441 | 441 | 441 | 441 | 441 | 0 | 0 | 0 | 0 | 0 | 0 | 0 | 0 | 0 | 0 | 0 | 0 | 0 | 0 | 0 | NA | NA | NA | NA | NA | 0 | 0 | 0 | 0 | 0 | NA | NA | NA | NA | NA | 0 | 0 | 0 | 0 | 0 | 0 | 0 | 0 | 0 | 0 | 0 | 0 | 0 | 0 | 0 | NA | NA | NA | NA | NA
F726 | Postmans Ridge |  | Gatton |  | NA | 441 | 441 | 441 | 47 | 441 | 184 | 190 | 188 | 187 | 186 | 0.97 | 0.97 | 0.97 | 0.97 | 0.97 | 0 | 0 | 0 | 0 | 0 | 0 | 0 | 0 | 0 | 0 | Rural | Rural | Rural | Rural | Rural | Yes | Yes | Yes | Yes | Yes | 441 | 441 | 441 | 441 | 441 | 492 | 496 | 492 | 500 | 498 | 0 | 0 | 0 | 0 | 0 | 0 | 0 | 0 | 0 | 0 | 108 | 108 | 108 | 108 | 108 | NA | NA | NA | NA | NA | 0 | 0 | 0 | 0 | 0 | NA | NA | NA | NA | NA | 0 | 0 | 0 | 0 | 0 | 0 | 0 | 0 | 0 | 0 | 0 | 0 | 0 | 0 | 0 | NA | NA | NA | NA | NA
0 | 0 |  | 0 |  | NA | 184 | 190 | 188 | 0.96 | 186 | 0.97 | 0.97 | 0.97 | 0.97 | 0.97 | 441 | 441 | 441 | 441 | 441 | 0 | 0 | 0 | 0 | 0 | 0 | 0 | 0 | 0 | 0 | 0 | 0 | 0 | 0 | 0 | Yes | Yes | Yes | Yes | Yes | 492 | 496 | 492 | 500 | 498 | 441 | 441 | 441 | 441 | 441 | 0 | 0 | 0 | 0 | 0 | 0 | 0 | 0 | 0 | 0 | 0 | 0 | 0 | 0 | 0 | NA | NA | NA | NA | NA | 0 | 0 | 0 | 0 | 0 | NA | NA | NA | NA | NA | 0 | 0 | 0 | 0 | 0 | 0 | 0 | 0 | 0 | 0 | 0 | 0 | 0 | 0 | 0 | NA | NA | NA | NA | NA
0 | 0 |  | 0 |  | NA | 0.97 | 0.97 | 0.97 | 929 | 0.97 | 441 | 441 | 441 | 441 | 441 | 492 | 496 | 492 | 500 | 498 | 0 | 0 | 0 | 0 | 0 | 0 | 0 | 0 | 0 | 0 | 0 | 0 | 0 | 0 | 0 | Yes | Yes | Yes | Yes | Yes | 441 | 441 | 441 | 441 | 441 | 169 | 171 | 171 | 170 | 169 | 0 | 0 | 0 | 0 | 0 | 0 | 0 | 0 | 0 | 0 | 0 | 0 | 0 | 0 | 0 | NA | NA | NA | NA | NA | 0 | 0 | 0 | 0 | 0 | NA | NA | NA | NA | NA | 0 | 0 | 0 | 0 | 0 | 0 | 0 | 0 | 0 | 0 | 0 | 0 | 0 | 0 | 0 | NA | NA | NA | NA | NA
0 | 0 |  | 0 |  | NA | 441 | 441 | 441 | 246 | 441 | 492 | 496 | 492 | 500 | 498 | 441 | 441 | 441 | 441 | 441 | 0 | 0 | 0 | 0 | 0 | 0 | 0 | 0 | 0 | 0 | 0 | 0 | 0 | 0 | 0 | Yes | Yes | Yes | Yes | Yes | 169 | 171 | 171 | 170 | 169 | 1 | 1 | 1 | 1 | 1 | 0 | 0 | 0 | 0 | 0 | 0 | 0 | 0 | 0 | 0 | 0 | 0 | 0 | 0 | 0 | NA | NA | NA | NA | NA | 0 | 0 | 0 | 0 | 0 | NA | NA | NA | NA | NA | 0 | 0 | 0 | 0 | 0 | 0 | 0 | 0 | 0 | 0 | 0 | 0 | 0 | 0 | 0 | NA | NA | NA | NA | NA
0 | 0 |  | 0 |  | NA | 492 | 496 | 492 | 908 | 498 | 441 | 441 | 441 | 441 | 441 | 169 | 171 | 171 | 170 | 169 | 0 | 0 | 0 | 0 | 0 | 0 | 0 | 0 | 0 | 0 | 0 | 0 | 0 | 0 | 0 | Yes | Yes | Yes | Yes | Yes | 1 | 1 | 1 | 1 | 1 | 441 | 441 | 441 | 441 | 441 | 0 | 0 | 0 | 0 | 0 | 0 | 0 | 0 | 0 | 0 | 0 | 0 | 0 | 0 | 0 | NA | NA | NA | NA | NA | 0 | 0 | 0 | 0 | 0 | NA | NA | NA | NA | NA | 0 | 0 | 0 | 0 | 0 | 0 | 0 | 0 | 0 | 0 | 0 | 0 | 0 | 0 | 0 | NA | NA | NA | NA | NA
F727 | Middle Ridge |  | Postmans Ridge |  | NA | 441 | 441 | 441 | 602 | 441 | 169 | 171 | 171 | 170 | 169 | 1 | 1 | 1 | 1 | 1 | 0 | 0 | 0 | 0 | 0 | 0 | 0 | 0 | 0 | 0 | Rural | Rural | Rural | Rural | Rural | Yes | Yes | Yes | Yes | Yes | 441 | 441 | 441 | 441 | 441 | 340 | 346 | 344 | 342 | 341 | 0 | 0 | 0 | 0 | 0 | 0 | 0 | 0 | 0 | 0 | 52 | 52 | 52 | 52 | 52 | NA | NA | NA | NA | NA | 0 | 0 | 0 | 0 | 0 | NA | NA | NA | NA | NA | 0 | 0 | 0 | 0 | 0 | 0 | 0 | 0 | 0 | 0 | 0 | 0 | 0 | 0 | 0 | NA | NA | NA | NA | NA
0 | 0 |  | 0 |  | NA | 169 | 171 | 171 | 0.97 | 169 | 1 | 1 | 1 | 1 | 1 | 441 | 441 | 441 | 441 | 441 | 0 | 0 | 0 | 0 | 0 | 0 | 0 | 0 | 0 | 0 | 0 | 0 | 0 | 0 | 0 | Yes | Yes | Yes | Yes | Yes | 340 | 346 | 344 | 342 | 341 | 1000 | 1000 | 1000 | 1000 | 1000 | 0 | 0 | 0 | 0 | 0 | 0 | 0 | 0 | 0 | 0 | 0 | 0 | 0 | 0 | 0 | NA | NA | NA | NA | NA | 0 | 0 | 0 | 0 | 0 | NA | NA | NA | NA | NA | 0 | 0 | 0 | 0 | 0 | 0 | 0 | 0 | 0 | 0 | 0 | 0 | 0 | 0 | 0 | NA | NA | NA | NA | NA
0 | 0 |  | 0 |  | NA | 1 | 1 | 1 | 908 | 1 | 441 | 441 | 441 | 441 | 441 | 340 | 346 | 344 | 342 | 341 | 0 | 0 | 0 | 0 | 0 | 0 | 0 | 0 | 0 | 0 | 0 | 0 | 0 | 0 | 0 | Yes | Yes | Yes | Yes | Yes | 1000 | 1000 | 1000 | 1000 | 1000 | 196 | 198 | 197 | 197 | 196 | 0 | 0 | 0 | 0 | 0 | 0 | 0 | 0 | 0 | 0 | 0 | 0 | 0 | 0 | 0 | NA | NA | NA | NA | NA | 0 | 0 | 0 | 0 | 0 | NA | NA | NA | NA | NA | 0 | 0 | 0 | 0 | 0 | 0 | 0 | 0 | 0 | 0 | 0 | 0 | 0 | 0 | 0 | NA | NA | NA | NA | NA
0 | 0 |  | 0 |  | NA | 441 | 441 | 441 | 999 | 441 | 340 | 346 | 344 | 342 | 341 | 1000 | 1000 | 1000 | 1000 | 1000 | 0 | 0 | 0 | 0 | 0 | 0 | 0 | 0 | 0 | 0 | 0 | 0 | 0 | 0 | 0 | Yes | Yes | Yes | Yes | Yes | 196 | 198 | 197 | 197 | 196 | 0.93 | 0.93 | 0.93 | 0.93 | 0.93 | 0 | 0 | 0 | 0 | 0 | 0 | 0 | 0 | 0 | 0 | 0 | 0 | 0 | 0 | 0 | NA | NA | NA | NA | NA | 0 | 0 | 0 | 0 | 0 | NA | NA | NA | NA | NA | 0 | 0 | 0 | 0 | 0 | 0 | 0 | 0 | 0 | 0 | 0 | 0 | 0 | 0 | 0 | NA | NA | NA | NA | NA
0 | 0 |  | 0 |  | NA | 340 | 346 | 344 | 895 | 341 | 1000 | 1000 | 1000 | 1000 | 1000 | 196 | 198 | 197 | 197 | 196 | 0 | 0 | 0 | 0 | 0 | 0 | 0 | 0 | 0 | 0 | 0 | 0 | 0 | 0 | 0 | Yes | Yes | Yes | Yes | Yes | 0.93 | 0.93 | 0.93 | 0.93 | 0.93 | 1000 | 1000 | 1000 | 1000 | 1000 | 0 | 0 | 0 | 0 | 0 | 0 | 0 | 0 | 0 | 0 | 0 | 0 | 0 | 0 | 0 | NA | NA | NA | NA | NA | 0 | 0 | 0 | 0 | 0 | NA | NA | NA | NA | NA | 0 | 0 | 0 | 0 | 0 | 0 | 0 | 0 | 0 | 0 | 0 | 0 | 0 | 0 | 0 | NA | NA | NA | NA | NA
F7348 | Middle Ridge |  | Postmans Ridge |  | NA | 1000 | 1000 | 1000 | 480 | 1000 | 196 | 198 | 197 | 197 | 196 | 0.93 | 0.93 | 0.93 | 0.93 | 0.93 | 0 | 0 | 0 | 0 | 0 | 0 | 0 | 0 | 0 | 0 | Rural | Rural | Rural | Rural | Rural | Yes | Yes | Yes | Yes | Yes | 1000 | 1000 | 1000 | 1000 | 1000 | 356 | 358 | 356 | 360 | 359 | 0 | 0 | 0 | 0 | 0 | 0 | 0 | 0 | 0 | 0 | 52 | 52 | 52 | 52 | 52 | NA | NA | NA | NA | NA | 0 | 0 | 0 | 0 | 0 | NA | NA | NA | NA | NA | 0 | 0 | 0 | 0 | 0 | 0 | 0 | 0 | 0 | 0 | 0 | 0 | 0 | 0 | 0 | NA | NA | NA | NA | NA
0 | 0 |  | 0 |  | NA | 196 | 198 | 197 | 0.95 | 196 | 0.93 | 0.93 | 0.93 | 0.93 | 0.93 | 1000 | 1000 | 1000 | 1000 | 1000 | 0 | 0 | 0 | 0 | 0 | 0 | 0 | 0 | 0 | 0 | 0 | 0 | 0 | 0 | 0 | Yes | Yes | Yes | Yes | Yes | 356 | 358 | 356 | 360 | 359 | 895 | 895 | 895 | 895 | 895 | 0 | 0 | 0 | 0 | 0 | 0 | 0 | 0 | 0 | 0 | 0 | 0 | 0 | 0 | 0 | NA | NA | NA | NA | NA | 0 | 0 | 0 | 0 | 0 | NA | NA | NA | NA | NA | 0 | 0 | 0 | 0 | 0 | 0 | 0 | 0 | 0 | 0 | 0 | 0 | 0 | 0 | 0 | NA | NA | NA | NA | NA
0 | 0 |  | 0 |  | NA | 0.93 | 0.93 | 0.93 | 895 | 0.93 | 1000 | 1000 | 1000 | 1000 | 1000 | 356 | 358 | 356 | 360 | 359 | 0 | 0 | 0 | 0 | 0 | 0 | 0 | 0 | 0 | 0 | 0 | 0 | 0 | 0 | 0 | Yes | Yes | Yes | Yes | Yes | 895 | 895 | 895 | 895 | 895 | 503 | 511 | 480 | 480 | 486 | 0 | 0 | 0 | 0 | 0 | 0 | 0 | 0 | 0 | 0 | 0 | 0 | 0 | 0 | 0 | NA | NA | NA | NA | NA | 0 | 0 | 0 | 0 | 0 | NA | NA | NA | NA | NA | 0 | 0 | 0 | 0 | 0 | 0 | 0 | 0 | 0 | 0 | 0 | 0 | 0 | 0 | 0 | NA | NA | NA | NA | NA
0 | 0 |  | 0 |  | NA | 1000 | 1000 | 1000 | 799 | 1000 | 356 | 358 | 356 | 360 | 359 | 895 | 895 | 895 | 895 | 895 | 0 | 0 | 0 | 0 | 0 | 0 | 0 | 0 | 0 | 0 | 0 | 0 | 0 | 0 | 0 | Yes | Yes | Yes | Yes | Yes | 503 | 511 | 480 | 480 | 486 | 0.96 | 0.96 | 0.95 | 0.95 | 0.95 | 0 | 0 | 0 | 0 | 0 | 0 | 0 | 0 | 0 | 0 | 0 | 0 | 0 | 0 | 0 | NA | NA | NA | NA | NA | 0 | 0 | 0 | 0 | 0 | NA | NA | NA | NA | NA | 0 | 0 | 0 | 0 | 0 | 0 | 0 | 0 | 0 | 0 | 0 | 0 | 0 | 0 | 0 | NA | NA | NA | NA | NA
0 | 0 |  | 0 |  | NA | 356 | 358 | 356 | 929 | 359 | 895 | 895 | 895 | 895 | 895 | 503 | 511 | 480 | 480 | 486 | 0 | 0 | 0 | 0 | 0 | 0 | 0 | 0 | 0 | 0 | 0 | 0 | 0 | 0 | 0 | Yes | Yes | Yes | Yes | Yes | 0.96 | 0.96 | 0.95 | 0.95 | 0.95 | 895 | 895 | 895 | 895 | 895 | 0 | 0 | 0 | 0 | 0 | 0 | 0 | 0 | 0 | 0 | 0 | 0 | 0 | 0 | 0 | NA | NA | NA | NA | NA | 0 | 0 | 0 | 0 | 0 | NA | NA | NA | NA | NA | 0 | 0 | 0 | 0 | 0 | 0 | 0 | 0 | 0 | 0 | 0 | 0 | 0 | 0 | 0 | NA | NA | NA | NA | NA
F7193 | Molendinar |  | Cades County |  | NA | 895 | 895 | 895 | 202 | 895 | 503 | 511 | 480 | 480 | 486 | 0.96 | 0.96 | 0.95 | 0.95 | 0.95 | 0 | 0 | 0 | 0 | 0 | 0 | 0 | 0 | 0 | 0 | Urban | Urban | Urban | Urban | Urban | Yes | Yes | Yes | Yes | Yes | 895 | 895 | 895 | 895 | 895 | 835 | 842 | 792 | 799 | 805 | 0 | 0 | 0 | 0 | 0 | 0 | 0 | 0 | 0 | 0 | 21 | 21 | 21 | 21 | 21 | NA | NA | NA | NA | NA | 0 | 0 | 0 | 0 | 0 | NA | NA | NA | NA | NA | 0 | 0 | 0 | 0 | 0 | 0 | 0 | 0 | 0 | 0 | 0 | 0 | 0 | 0 | 0 | NA | NA | NA | NA | NA
0 | 0 |  | 0 |  | NA | 503 | 511 | 480 | 0.98 | 486 | 0.96 | 0.96 | 0.95 | 0.95 | 0.95 | 895 | 895 | 895 | 895 | 895 | 0 | 0 | 0 | 0 | 0 | 0 | 0 | 0 | 0 | 0 | 0 | 0 | 0 | 0 | 0 | Yes | Yes | Yes | Yes | Yes | 835 | 842 | 792 | 799 | 805 | 929 | 929 | 929 | 929 | 929 | 0 | 0 | 0 | 0 | 0 | 0 | 0 | 0 | 0 | 0 | 0 | 0 | 0 | 0 | 0 | NA | NA | NA | NA | NA | 0 | 0 | 0 | 0 | 0 | NA | NA | NA | NA | NA | 0 | 0 | 0 | 0 | 0 | 0 | 0 | 0 | 0 | 0 | 0 | 0 | 0 | 0 | 0 | NA | NA | NA | NA | NA
0 | 0 |  | 0 |  | NA | 0.96 | 0.96 | 0.95 | 929 | 0.95 | 895 | 895 | 895 | 895 | 895 | 835 | 842 | 792 | 799 | 805 | 0 | 0 | 0 | 0 | 0 | 0 | 0 | 0 | 0 | 0 | 0 | 0 | 0 | 0 | 0 | Yes | Yes | Yes | Yes | Yes | 929 | 929 | 929 | 929 | 929 | 33 | 28 | 47 | 47 | 45 | 0 | 0 | 0 | 0 | 0 | 0 | 0 | 0 | 0 | 0 | 0 | 0 | 0 | 0 | 0 | NA | NA | NA | NA | NA | 0 | 0 | 0 | 0 | 0 | NA | NA | NA | NA | NA | 0 | 0 | 0 | 0 | 0 | 0 | 0 | 0 | 0 | 0 | 0 | 0 | 0 | 0 | 0 | NA | NA | NA | NA | NA
0 | 0 |  | 0 |  | NA | 895 | 895 | 895 | 335 | 895 | 835 | 842 | 792 | 799 | 805 | 929 | 929 | 929 | 929 | 929 | 0 | 0 | 0 | 0 | 0 | 0 | 0 | 0 | 0 | 0 | 0 | 0 | 0 | 0 | 0 | Yes | Yes | Yes | Yes | Yes | 33 | 28 | 47 | 47 | 45 | 0.73 | 0.85 | 0.96 | 0.96 | 0.96 | 0 | 0 | 0 | 0 | 0 | 0 | 0 | 0 | 0 | 0 | 0 | 0 | 0 | 0 | 0 | NA | NA | NA | NA | NA | 0 | 0 | 0 | 0 | 0 | NA | NA | NA | NA | NA | 0 | 0 | 0 | 0 | 0 | 0 | 0 | 0 | 0 | 0 | 0 | 0 | 0 | 0 | 0 | NA | NA | NA | NA | NA
0 | 0 |  | 0 |  | NA | 835 | 842 | 792 | 777 | 805 | 929 | 929 | 929 | 929 | 929 | 33 | 28 | 47 | 47 | 45 | 0 | 0 | 0 | 0 | 0 | 0 | 0 | 0 | 0 | 0 | 0 | 0 | 0 | 0 | 0 | Yes | Yes | Yes | Yes | Yes | 0.73 | 0.85 | 0.96 | 0.96 | 0.96 | 929 | 929 | 929 | 929 | 929 | 0 | 0 | 0 | 0 | 0 | 0 | 0 | 0 | 0 | 0 | 0 | 0 | 0 | 0 | 0 | NA | NA | NA | NA | NA | 0 | 0 | 0 | 0 | 0 | NA | NA | NA | NA | NA | 0 | 0 | 0 | 0 | 0 | 0 | 0 | 0 | 0 | 0 | 0 | 0 | 0 | 0 | 0 | NA | NA | NA | NA | NA
F7229 | Molendinar |  | Robina |  | NA | 929 | 929 | 929 | 176 | 929 | 33 | 28 | 47 | 47 | 45 | 0.73 | 0.85 | 0.96 | 0.96 | 0.96 | 0 | 0 | 0 | 0 | 0 | 0 | 0 | 0 | 0 | 0 | Urban | Urban | Urban | Urban | Urban | Yes | Yes | Yes | Yes | Yes | 929 | 929 | 929 | 929 | 929 | 248 | 247 | 246 | 246 | 245 | 0 | 0 | 0 | 0 | 0 | 0 | 0 | 0 | 0 | 0 | 21 | 21 | 21 | 21 | 21 | NA | NA | NA | NA | NA | 0 | 0 | 0 | 0 | 0 | NA | NA | NA | NA | NA | 0 | 0 | 0 | 0 | 0 | 0 | 0 | 0 | 0 | 0 | 0 | 0 | 0 | 0 | 0 | NA | NA | NA | NA | NA
0 | 0 |  | 0 |  | NA | 33 | 28 | 47 | 0.99 | 45 | 0.73 | 0.85 | 0.96 | 0.96 | 0.96 | 929 | 929 | 929 | 929 | 929 | 0 | 0 | 0 | 0 | 0 | 0 | 0 | 0 | 0 | 0 | 0 | 0 | 0 | 0 | 0 | Yes | Yes | Yes | Yes | Yes | 248 | 247 | 246 | 246 | 245 | 908 | 908 | 908 | 908 | 908 | 0 | 0 | 0 | 0 | 0 | 0 | 0 | 0 | 0 | 0 | 0 | 0 | 0 | 0 | 0 | NA | NA | NA | NA | NA | 0 | 0 | 0 | 0 | 0 | NA | NA | NA | NA | NA | 0 | 0 | 0 | 0 | 0 | 0 | 0 | 0 | 0 | 0 | 0 | 0 | 0 | 0 | 0 | NA | NA | NA | NA | NA
0 | 0 |  | 0 |  | NA | 0.73 | 0.85 | 0.96 | 777 | 0.96 | 929 | 929 | 929 | 929 | 929 | 248 | 247 | 246 | 246 | 245 | 0 | 0 | 0 | 0 | 0 | 0 | 0 | 0 | 0 | 0 | 0 | 0 | 0 | 0 | 0 | Yes | Yes | Yes | Yes | Yes | 908 | 908 | 908 | 908 | 908 | 638 | 658 | 598 | 602 | 617 | 0 | 0 | 0 | 0 | 0 | 0 | 0 | 0 | 0 | 0 | 0 | 0 | 0 | 0 | 0 | NA | NA | NA | NA | NA | 0 | 0 | 0 | 0 | 0 | NA | NA | NA | NA | NA | 0 | 0 | 0 | 0 | 0 | 0 | 0 | 0 | 0 | 0 | 0 | 0 | 0 | 0 | 0 | NA | NA | NA | NA | NA
0 | 0 |  | 0 |  | NA | 929 | 929 | 929 | 358 | 929 | 248 | 247 | 246 | 246 | 245 | 908 | 908 | 908 | 908 | 908 | 0 | 0 | 0 | 0 | 0 | 0 | 0 | 0 | 0 | 0 | 0 | 0 | 0 | 0 | 0 | Yes | Yes | Yes | Yes | Yes | 638 | 658 | 598 | 602 | 617 | 0.98 | 0.97 | 0.97 | 0.97 | 0.96 | 0 | 0 | 0 | 0 | 0 | 0 | 0 | 0 | 0 | 0 | 0 | 0 | 0 | 0 | 0 | NA | NA | NA | NA | NA | 0 | 0 | 0 | 0 | 0 | NA | NA | NA | NA | NA | 0 | 0 | 0 | 0 | 0 | 0 | 0 | 0 | 0 | 0 | 0 | 0 | 0 | 0 | 0 | NA | NA | NA | NA | NA
0 | 0 |  | 0 |  | NA | 248 | 247 | 246 | 777 | 245 | 908 | 908 | 908 | 908 | 908 | 638 | 658 | 598 | 602 | 617 | 0 | 0 | 0 | 0 | 0 | 0 | 0 | 0 | 0 | 0 | 0 | 0 | 0 | 0 | 0 | Yes | Yes | Yes | Yes | Yes | 0.98 | 0.97 | 0.97 | 0.97 | 0.96 | 908 | 908 | 908 | 908 | 908 | 0 | 0 | 0 | 0 | 0 | 0 | 0 | 0 | 0 | 0 | 0 | 0 | 0 | 0 | 0 | NA | NA | NA | NA | NA | 0 | 0 | 0 | 0 | 0 | NA | NA | NA | NA | NA | 0 | 0 | 0 | 0 | 0 | 0 | 0 | 0 | 0 | 0 | 0 | 0 | 0 | 0 | 0 | NA | NA | NA | NA | NA
F7283 | Cades County |  | Coomera |  | NA | 908 | 908 | 908 | 204 | 908 | 638 | 658 | 598 | 602 | 617 | 0.98 | 0.97 | 0.97 | 0.97 | 0.96 | 0 | 0 | 0 | 0 | 0 | 0 | 0 | 0 | 0 | 0 | Urban | Urban | Urban | Urban | Urban | Yes | Yes | Yes | Yes | Yes | 908 | 908 | 908 | 908 | 908 | 996 | 995 | 991 | 999 | 1005 | 0 | 0 | 0 | 0 | 0 | 0 | 0 | 0 | 0 | 0 | 318 | 318 | 318 | 318 | 318 | NA | NA | NA | NA | NA | 0 | 0 | 0 | 0 | 0 | NA | NA | NA | NA | NA | 0 | 0 | 0 | 0 | 0 | 0 | 0 | 0 | 0 | 0 | 0 | 0 | 0 | 0 | 0 | NA | NA | NA | NA | NA
0 | 0 |  | 0 |  | NA | 638 | 658 | 598 | 0.97 | 617 | 0.98 | 0.97 | 0.97 | 0.97 | 0.96 | 908 | 908 | 908 | 908 | 908 | 0 | 0 | 0 | 0 | 0 | 0 | 0 | 0 | 0 | 0 | 0 | 0 | 0 | 0 | 0 | Yes | Yes | Yes | Yes | Yes | 996 | 995 | 991 | 999 | 1005 | 895 | 895 | 895 | 895 | 895 | 0 | 0 | 0 | 0 | 0 | 0 | 0 | 0 | 0 | 0 | 0 | 0 | 0 | 0 | 0 | NA | NA | NA | NA | NA | 0 | 0 | 0 | 0 | 0 | NA | NA | NA | NA | NA | 0 | 0 | 0 | 0 | 0 | 0 | 0 | 0 | 0 | 0 | 0 | 0 | 0 | 0 | 0 | NA | NA | NA | NA | NA
0 | 0 |  | 0 |  | NA | 0.98 | 0.97 | 0.97 | 777 | 0.96 | 908 | 908 | 908 | 908 | 908 | 996 | 995 | 991 | 999 | 1005 | 0 | 0 | 0 | 0 | 0 | 0 | 0 | 0 | 0 | 0 | 0 | 0 | 0 | 0 | 0 | Yes | Yes | Yes | Yes | Yes | 895 | 895 | 895 | 895 | 895 | 503 | 511 | 480 | 480 | 486 | 0 | 0 | 0 | 0 | 0 | 0 | 0 | 0 | 0 | 0 | 0 | 0 | 0 | 0 | 0 | NA | NA | NA | NA | NA | 0 | 0 | 0 | 0 | 0 | NA | NA | NA | NA | NA | 0 | 0 | 0 | 0 | 0 | 0 | 0 | 0 | 0 | 0 | 0 | 0 | 0 | 0 | 0 | NA | NA | NA | NA | NA
0 | 0 |  | 0 |  | NA | 908 | 908 | 908 | 357 | 908 | 996 | 995 | 991 | 999 | 1005 | 895 | 895 | 895 | 895 | 895 | 0 | 0 | 0 | 0 | 0 | 0 | 0 | 0 | 0 | 0 | 0 | 0 | 0 | 0 | 0 | Yes | Yes | Yes | Yes | Yes | 503 | 511 | 480 | 480 | 486 | 0.96 | 0.96 | 0.95 | 0.95 | 0.95 | 0 | 0 | 0 | 0 | 0 | 0 | 0 | 0 | 0 | 0 | 0 | 0 | 0 | 0 | 0 | NA | NA | NA | NA | NA | 0 | 0 | 0 | 0 | 0 | NA | NA | NA | NA | NA | 0 | 0 | 0 | 0 | 0 | 0 | 0 | 0 | 0 | 0 | 0 | 0 | 0 | 0 | 0 | NA | NA | NA | NA | NA
0 | 0 |  | 0 |  | NA | 996 | 995 | 991 | 1037 | 1005 | 895 | 895 | 895 | 895 | 895 | 503 | 511 | 480 | 480 | 486 | 0 | 0 | 0 | 0 | 0 | 0 | 0 | 0 | 0 | 0 | 0 | 0 | 0 | 0 | 0 | Yes | Yes | Yes | Yes | Yes | 0.96 | 0.96 | 0.95 | 0.95 | 0.95 | 895 | 895 | 895 | 895 | 895 | 0 | 0 | 0 | 0 | 0 | 0 | 0 | 0 | 0 | 0 | 0 | 0 | 0 | 0 | 0 | NA | NA | NA | NA | NA | 0 | 0 | 0 | 0 | 0 | NA | NA | NA | NA | NA | 0 | 0 | 0 | 0 | 0 | 0 | 0 | 0 | 0 | 0 | 0 | 0 | 0 | 0 | 0 | NA | NA | NA | NA | NA
F7297 | Molendinar |  | Cades County |  | NA | 895 | 895 | 895 | 422 | 895 | 503 | 511 | 480 | 480 | 486 | 0.96 | 0.96 | 0.95 | 0.95 | 0.95 | 0 | 0 | 0 | 0 | 0 | 0 | 0 | 0 | 0 | 0 | Urban | Urban | Urban | Urban | Urban | Yes | Yes | Yes | Yes | Yes | 895 | 895 | 895 | 895 | 895 | 835 | 842 | 792 | 799 | 805 | 0 | 0 | 0 | 0 | 0 | 0 | 0 | 0 | 0 | 0 | 21 | 21 | 21 | 21 | 21 | NA | NA | NA | NA | NA | 0 | 0 | 0 | 0 | 0 | NA | NA | NA | NA | NA | 0 | 0 | 0 | 0 | 0 | 0 | 0 | 0 | 0 | 0 | 0 | 0 | 0 | 0 | 0 | NA | NA | NA | NA | NA
0 | 0 |  | 0 |  | NA | 503 | 511 | 480 | 1 | 486 | 0.96 | 0.96 | 0.95 | 0.95 | 0.95 | 895 | 895 | 895 | 895 | 895 | 0 | 0 | 0 | 0 | 0 | 0 | 0 | 0 | 0 | 0 | 0 | 0 | 0 | 0 | 0 | Yes | Yes | Yes | Yes | Yes | 835 | 842 | 792 | 799 | 805 | 929 | 929 | 929 | 929 | 929 | 0 | 0 | 0 | 0 | 0 | 0 | 0 | 0 | 0 | 0 | 0 | 0 | 0 | 0 | 0 | NA | NA | NA | NA | NA | 0 | 0 | 0 | 0 | 0 | NA | NA | NA | NA | NA | 0 | 0 | 0 | 0 | 0 | 0 | 0 | 0 | 0 | 0 | 0 | 0 | 0 | 0 | 0 | NA | NA | NA | NA | NA
0 | 0 |  | 0 |  | NA | 0.96 | 0.96 | 0.95 | 1037 | 0.95 | 895 | 895 | 895 | 895 | 895 | 835 | 842 | 792 | 799 | 805 | 0 | 0 | 0 | 0 | 0 | 0 | 0 | 0 | 0 | 0 | 0 | 0 | 0 | 0 | 0 | Yes | Yes | Yes | Yes | Yes | 929 | 929 | 929 | 929 | 929 | 145 | 140 | 203 | 202 | 199 | 0 | 0 | 0 | 0 | 0 | 0 | 0 | 0 | 0 | 0 | 0 | 0 | 0 | 0 | 0 | NA | NA | NA | NA | NA | 0 | 0 | 0 | 0 | 0 | NA | NA | NA | NA | NA | 0 | 0 | 0 | 0 | 0 | 0 | 0 | 0 | 0 | 0 | 0 | 0 | 0 | 0 | 0 | NA | NA | NA | NA | NA
0 | 0 |  | 0 |  | NA | 895 | 895 | 895 | 670 | 895 | 835 | 842 | 792 | 799 | 805 | 929 | 929 | 929 | 929 | 929 | 0 | 0 | 0 | 0 | 0 | 0 | 0 | 0 | 0 | 0 | 0 | 0 | 0 | 0 | 0 | Yes | Yes | Yes | Yes | Yes | 145 | 140 | 203 | 202 | 199 | 0.93 | 0.95 | 0.98 | 0.98 | 0.98 | 0 | 0 | 0 | 0 | 0 | 0 | 0 | 0 | 0 | 0 | 0 | 0 | 0 | 0 | 0 | NA | NA | NA | NA | NA | 0 | 0 | 0 | 0 | 0 | NA | NA | NA | NA | NA | 0 | 0 | 0 | 0 | 0 | 0 | 0 | 0 | 0 | 0 | 0 | 0 | 0 | 0 | 0 | NA | NA | NA | NA | NA
0 | 0 |  | 0 |  | NA | 835 | 842 | 792 | 929 | 805 | 929 | 929 | 929 | 929 | 929 | 145 | 140 | 203 | 202 | 199 | 0 | 0 | 0 | 0 | 0 | 0 | 0 | 0 | 0 | 0 | 0 | 0 | 0 | 0 | 0 | Yes | Yes | Yes | Yes | Yes | 0.93 | 0.95 | 0.98 | 0.98 | 0.98 | 929 | 929 | 929 | 929 | 929 | 0 | 0 | 0 | 0 | 0 | 0 | 0 | 0 | 0 | 0 | 0 | 0 | 0 | 0 | 0 | NA | NA | NA | NA | NA | 0 | 0 | 0 | 0 | 0 | NA | NA | NA | NA | NA | 0 | 0 | 0 | 0 | 0 | 0 | 0 | 0 | 0 | 0 | 0 | 0 | 0 | 0 | 0 | NA | NA | NA | NA | NA
F798 | Molendinar |  | Nerang |  | NA | 929 | 929 | 929 | 79 | 929 | 145 | 140 | 203 | 202 | 199 | 0.93 | 0.95 | 0.98 | 0.98 | 0.98 | 0 | 0 | 0 | 0 | 0 | 0 | 0 | 0 | 0 | 0 | Urban | Urban | Urban | Urban | Urban | Yes | Yes | Yes | Yes | Yes | 929 | 929 | 929 | 929 | 929 | 254 | 251 | 337 | 335 | 333 | 0 | 0 | 0 | 0 | 0 | 0 | 0 | 0 | 0 | 0 | 21 | 21 | 21 | 21 | 21 | NA | NA | NA | NA | NA | 0 | 0 | 0 | 0 | 0 | NA | NA | NA | NA | NA | 0 | 0 | 0 | 0 | 0 | 0 | 0 | 0 | 0 | 0 | 0 | 0 | 0 | 0 | 0 | NA | NA | NA | NA | NA
0 | 0 |  | 0 |  | NA | 145 | 140 | 203 | 0.99 | 199 | 0.93 | 0.95 | 0.98 | 0.98 | 0.98 | 929 | 929 | 929 | 929 | 929 | 0 | 0 | 0 | 0 | 0 | 0 | 0 | 0 | 0 | 0 | 0 | 0 | 0 | 0 | 0 | Yes | Yes | Yes | Yes | Yes | 254 | 251 | 337 | 335 | 333 | 777 | 777 | 777 | 777 | 777 | 0 | 0 | 0 | 0 | 0 | 0 | 0 | 0 | 0 | 0 | 0 | 0 | 0 | 0 | 0 | NA | NA | NA | NA | NA | 0 | 0 | 0 | 0 | 0 | NA | NA | NA | NA | NA | 0 | 0 | 0 | 0 | 0 | 0 | 0 | 0 | 0 | 0 | 0 | 0 | 0 | 0 | 0 | NA | NA | NA | NA | NA
0 | 0 |  | 0 |  | NA | 0.93 | 0.95 | 0.98 | 929 | 0.98 | 929 | 929 | 929 | 929 | 929 | 254 | 251 | 337 | 335 | 333 | 0 | 0 | 0 | 0 | 0 | 0 | 0 | 0 | 0 | 0 | 0 | 0 | 0 | 0 | 0 | Yes | Yes | Yes | Yes | Yes | 777 | 777 | 777 | 777 | 777 | 174 | 174 | 175 | 176 | 177 | 0 | 0 | 0 | 0 | 0 | 0 | 0 | 0 | 0 | 0 | 0 | 0 | 0 | 0 | 0 | NA | NA | NA | NA | NA | 0 | 0 | 0 | 0 | 0 | NA | NA | NA | NA | NA | 0 | 0 | 0 | 0 | 0 | 0 | 0 | 0 | 0 | 0 | 0 | 0 | 0 | 0 | 0 | NA | NA | NA | NA | NA
0 | 0 |  | 0 |  | NA | 929 | 929 | 929 | 249 | 929 | 254 | 251 | 337 | 335 | 333 | 777 | 777 | 777 | 777 | 777 | 0 | 0 | 0 | 0 | 0 | 0 | 0 | 0 | 0 | 0 | 0 | 0 | 0 | 0 | 0 | Yes | Yes | Yes | Yes | Yes | 174 | 174 | 175 | 176 | 177 | 0.99 | 0.99 | 0.99 | 0.99 | 0.99 | 0 | 0 | 0 | 0 | 0 | 0 | 0 | 0 | 0 | 0 | 0 | 0 | 0 | 0 | 0 | NA | NA | NA | NA | NA | 0 | 0 | 0 | 0 | 0 | NA | NA | NA | NA | NA | 0 | 0 | 0 | 0 | 0 | 0 | 0 | 0 | 0 | 0 | 0 | 0 | 0 | 0 | 0 | NA | NA | NA | NA | NA
0 | 0 |  | 0 |  | NA | 254 | 251 | 337 | 982 | 333 | 777 | 777 | 777 | 777 | 777 | 174 | 174 | 175 | 176 | 177 | 0 | 0 | 0 | 0 | 0 | 0 | 0 | 0 | 0 | 0 | 0 | 0 | 0 | 0 | 0 | Yes | Yes | Yes | Yes | Yes | 0.99 | 0.99 | 0.99 | 0.99 | 0.99 | 777 | 777 | 777 | 777 | 777 | 0 | 0 | 0 | 0 | 0 | 0 | 0 | 0 | 0 | 0 | 0 | 0 | 0 | 0 | 0 | NA | NA | NA | NA | NA | 0 | 0 | 0 | 0 | 0 | NA | NA | NA | NA | NA | 0 | 0 | 0 | 0 | 0 | 0 | 0 | 0 | 0 | 0 | 0 | 0 | 0 | 0 | 0 | NA | NA | NA | NA | NA
F907 | Molendinar |  | Southport |  | NA | 777 | 777 | 777 | 417 | 777 | 174 | 174 | 175 | 176 | 177 | 0.99 | 0.99 | 0.99 | 0.99 | 0.99 | 0 | 0 | 0 | 0 | 0 | 0 | 0 | 0 | 0 | 0 | Urban | Urban | Urban | Urban | Urban | Yes | Yes | Yes | Yes | Yes | 777 | 777 | 777 | 777 | 777 | 354 | 354 | 355 | 358 | 361 | 0 | 0 | 0 | 0 | 0 | 0 | 0 | 0 | 0 | 0 | 21 | 21 | 21 | 21 | 21 | NA | NA | NA | NA | NA | 0 | 0 | 0 | 0 | 0 | NA | NA | NA | NA | NA | 0 | 0 | 0 | 0 | 0 | 0 | 0 | 0 | 0 | 0 | 0 | 0 | 0 | 0 | 0 | NA | NA | NA | NA | NA
0 | 0 |  | 0 |  | NA | 174 | 174 | 175 | 0.98 | 177 | 0.99 | 0.99 | 0.99 | 0.99 | 0.99 | 777 | 777 | 777 | 777 | 777 | 0 | 0 | 0 | 0 | 0 | 0 | 0 | 0 | 0 | 0 | 0 | 0 | 0 | 0 | 0 | Yes | Yes | Yes | Yes | Yes | 354 | 354 | 355 | 358 | 361 | 777 | 777 | 777 | 777 | 777 | 0 | 0 | 0 | 0 | 0 | 0 | 0 | 0 | 0 | 0 | 0 | 0 | 0 | 0 | 0 | NA | NA | NA | NA | NA | 0 | 0 | 0 | 0 | 0 | NA | NA | NA | NA | NA | 0 | 0 | 0 | 0 | 0 | 0 | 0 | 0 | 0 | 0 | 0 | 0 | 0 | 0 | 0 | NA | NA | NA | NA | NA
0 | 0 |  | 0 |  | NA | 0.99 | 0.99 | 0.99 | 982 | 0.99 | 777 | 777 | 777 | 777 | 777 | 354 | 354 | 355 | 358 | 361 | 0 | 0 | 0 | 0 | 0 | 0 | 0 | 0 | 0 | 0 | 0 | 0 | 0 | 0 | 0 | Yes | Yes | Yes | Yes | Yes | 777 | 777 | 777 | 777 | 777 | 202 | 201 | 203 | 204 | 206 | 0 | 0 | 0 | 0 | 0 | 0 | 0 | 0 | 0 | 0 | 0 | 0 | 0 | 0 | 0 | NA | NA | NA | NA | NA | 0 | 0 | 0 | 0 | 0 | NA | NA | NA | NA | NA | 0 | 0 | 0 | 0 | 0 | 0 | 0 | 0 | 0 | 0 | 0 | 0 | 0 | 0 | 0 | NA | NA | NA | NA | NA
0 | 0 |  | 0 |  | NA | 777 | 777 | 777 | 796 | 777 | 354 | 354 | 355 | 358 | 361 | 777 | 777 | 777 | 777 | 777 | 0 | 0 | 0 | 0 | 0 | 0 | 0 | 0 | 0 | 0 | 0 | 0 | 0 | 0 | 0 | Yes | Yes | Yes | Yes | Yes | 202 | 201 | 203 | 204 | 206 | 0.97 | 0.97 | 0.97 | 0.97 | 0.97 | 0 | 0 | 0 | 0 | 0 | 0 | 0 | 0 | 0 | 0 | 0 | 0 | 0 | 0 | 0 | NA | NA | NA | NA | NA | 0 | 0 | 0 | 0 | 0 | NA | NA | NA | NA | NA | 0 | 0 | 0 | 0 | 0 | 0 | 0 | 0 | 0 | 0 | 0 | 0 | 0 | 0 | 0 | NA | NA | NA | NA | NA
0 | 0 |  | 0 |  | NA | 354 | 354 | 355 | 982 | 361 | 777 | 777 | 777 | 777 | 777 | 202 | 201 | 203 | 204 | 206 | 0 | 0 | 0 | 0 | 0 | 0 | 0 | 0 | 0 | 0 | 0 | 0 | 0 | 0 | 0 | Yes | Yes | Yes | Yes | Yes | 0.97 | 0.97 | 0.97 | 0.97 | 0.97 | 777 | 777 | 777 | 777 | 777 | 0 | 0 | 0 | 0 | 0 | 0 | 0 | 0 | 0 | 0 | 0 | 0 | 0 | 0 | 0 | NA | NA | NA | NA | NA | 0 | 0 | 0 | 0 | 0 | NA | NA | NA | NA | NA | 0 | 0 | 0 | 0 | 0 | 0 | 0 | 0 | 0 | 0 | 0 | 0 | 0 | 0 | 0 | NA | NA | NA | NA | NA
F917 | Molendinar |  | Southport |  | NA | 777 | 777 | 777 | 418 | 777 | 202 | 201 | 203 | 204 | 206 | 0.97 | 0.97 | 0.97 | 0.97 | 0.97 | 0 | 0 | 0 | 0 | 0 | 0 | 0 | 0 | 0 | 0 | Urban | Urban | Urban | Urban | Urban | Yes | Yes | Yes | Yes | Yes | 777 | 777 | 777 | 777 | 777 | 353 | 353 | 355 | 357 | 360 | 0 | 0 | 0 | 0 | 0 | 0 | 0 | 0 | 0 | 0 | 21 | 21 | 21 | 21 | 21 | NA | NA | NA | NA | NA | 0 | 0 | 0 | 0 | 0 | NA | NA | NA | NA | NA | 0 | 0 | 0 | 0 | 0 | 0 | 0 | 0 | 0 | 0 | 0 | 0 | 0 | 0 | 0 | NA | NA | NA | NA | NA
0 | 0 |  | 0 |  | NA | 202 | 201 | 203 | 0.98 | 206 | 0.97 | 0.97 | 0.97 | 0.97 | 0.97 | 777 | 777 | 777 | 777 | 777 | 0 | 0 | 0 | 0 | 0 | 0 | 0 | 0 | 0 | 0 | 0 | 0 | 0 | 0 | 0 | Yes | Yes | Yes | Yes | Yes | 353 | 353 | 355 | 357 | 360 | 1037 | 1037 | 1037 | 1037 | 1037 | 0 | 0 | 0 | 0 | 0 | 0 | 0 | 0 | 0 | 0 | 0 | 0 | 0 | 0 | 0 | NA | NA | NA | NA | NA | 0 | 0 | 0 | 0 | 0 | NA | NA | NA | NA | NA | 0 | 0 | 0 | 0 | 0 | 0 | 0 | 0 | 0 | 0 | 0 | 0 | 0 | 0 | 0 | NA | NA | NA | NA | NA
0 | 0 |  | 0 |  | NA | 0.97 | 0.97 | 0.97 | 982 | 0.97 | 777 | 777 | 777 | 777 | 777 | 353 | 353 | 355 | 357 | 360 | 0 | 0 | 0 | 0 | 0 | 0 | 0 | 0 | 0 | 0 | 0 | 0 | 0 | 0 | 0 | Yes | Yes | Yes | Yes | Yes | 1037 | 1037 | 1037 | 1037 | 1037 | 277 | 271 | 421 | 422 | 419 | 0 | 0 | 0 | 0 | 0 | 0 | 0 | 0 | 0 | 0 | 0 | 0 | 0 | 0 | 0 | NA | NA | NA | NA | NA | 0 | 0 | 0 | 0 | 0 | NA | NA | NA | NA | NA | 0 | 0 | 0 | 0 | 0 | 0 | 0 | 0 | 0 | 0 | 0 | 0 | 0 | 0 | 0 | NA | NA | NA | NA | NA
0 | 0 |  | 0 |  | NA | 777 | 777 | 777 | 796 | 777 | 353 | 353 | 355 | 357 | 360 | 1037 | 1037 | 1037 | 1037 | 1037 | 0 | 0 | 0 | 0 | 0 | 0 | 0 | 0 | 0 | 0 | 0 | 0 | 0 | 0 | 0 | Yes | Yes | Yes | Yes | Yes | 277 | 271 | 421 | 422 | 419 | 0.99 | 1 | 1 | 1 | 1 | 0 | 0 | 0 | 0 | 0 | 0 | 0 | 0 | 0 | 0 | 0 | 0 | 0 | 0 | 0 | NA | NA | NA | NA | NA | 0 | 0 | 0 | 0 | 0 | NA | NA | NA | NA | NA | 0 | 0 | 0 | 0 | 0 | 0 | 0 | 0 | 0 | 0 | 0 | 0 | 0 | 0 | 0 | NA | NA | NA | NA | NA
0 | 0 |  | 0 |  | NA | 353 | 353 | 355 | 1333 | 360 | 1037 | 1037 | 1037 | 1037 | 1037 | 277 | 271 | 421 | 422 | 419 | 0 | 0 | 0 | 0 | 0 | 0 | 0 | 0 | 0 | 0 | 0 | 0 | 0 | 0 | 0 | Yes | Yes | Yes | Yes | Yes | 0.99 | 1 | 1 | 1 | 1 | 1037 | 1037 | 1037 | 1037 | 1037 | 0 | 0 | 0 | 0 | 0 | 0 | 0 | 0 | 0 | 0 | 0 | 0 | 0 | 0 | 0 | NA | NA | NA | NA | NA | 0 | 0 | 0 | 0 | 0 | NA | NA | NA | NA | NA | 0 | 0 | 0 | 0 | 0 | 0 | 0 | 0 | 0 | 0 | 0 | 0 | 0 | 0 | 0 | NA | NA | NA | NA | NA
F916 | Molendinar |  | Surfers Paradise |  | NA | 1037 | 1037 | 1037 | 159 | 1037 | 277 | 271 | 421 | 422 | 419 | 0.99 | 1 | 1 | 1 | 1 | 0 | 0 | 0 | 0 | 0 | 0 | 0 | 0 | 0 | 0 | Urban | Urban | Urban | Urban | Urban | Yes | Yes | Yes | Yes | Yes | 1037 | 1037 | 1037 | 1037 | 1037 | 462 | 462 | 671 | 670 | 669 | 0 | 0 | 0 | 0 | 0 | 0 | 0 | 0 | 0 | 0 | 21 | 21 | 21 | 21 | 21 | NA | NA | NA | NA | NA | 0 | 0 | 0 | 0 | 0 | NA | NA | NA | NA | NA | 0 | 0 | 0 | 0 | 0 | 0 | 0 | 0 | 0 | 0 | 0 | 0 | 0 | 0 | 0 | NA | NA | NA | NA | NA
0 | 0 |  | 0 |  | NA | 277 | 271 | 421 | 1 | 419 | 0.99 | 1 | 1 | 1 | 1 | 1037 | 1037 | 1037 | 1037 | 1037 | 0 | 0 | 0 | 0 | 0 | 0 | 0 | 0 | 0 | 0 | 0 | 0 | 0 | 0 | 0 | Yes | Yes | Yes | Yes | Yes | 462 | 462 | 671 | 670 | 669 | 929 | 929 | 929 | 929 | 929 | 0 | 0 | 0 | 0 | 0 | 0 | 0 | 0 | 0 | 0 | 0 | 0 | 0 | 0 | 0 | NA | NA | NA | NA | NA | 0 | 0 | 0 | 0 | 0 | NA | NA | NA | NA | NA | 0 | 0 | 0 | 0 | 0 | 0 | 0 | 0 | 0 | 0 | 0 | 0 | 0 | 0 | 0 | NA | NA | NA | NA | NA
0 | 0 |  | 0 |  | NA | 0.99 | 1 | 1 | 1333 | 1 | 1037 | 1037 | 1037 | 1037 | 1037 | 462 | 462 | 671 | 670 | 669 | 0 | 0 | 0 | 0 | 0 | 0 | 0 | 0 | 0 | 0 | 0 | 0 | 0 | 0 | 0 | Yes | Yes | Yes | Yes | Yes | 929 | 929 | 929 | 929 | 929 | 146 | 145 | 80 | 79 | 80 | 0 | 0 | 0 | 0 | 0 | 0 | 0 | 0 | 0 | 0 | 0 | 0 | 0 | 0 | 0 | NA | NA | NA | NA | NA | 0 | 0 | 0 | 0 | 0 | NA | NA | NA | NA | NA | 0 | 0 | 0 | 0 | 0 | 0 | 0 | 0 | 0 | 0 | 0 | 0 | 0 | 0 | 0 | NA | NA | NA | NA | NA
0 | 0 |  | 0 |  | NA | 1037 | 1037 | 1037 | 350 | 1037 | 462 | 462 | 671 | 670 | 669 | 929 | 929 | 929 | 929 | 929 | 0 | 0 | 0 | 0 | 0 | 0 | 0 | 0 | 0 | 0 | 0 | 0 | 0 | 0 | 0 | Yes | Yes | Yes | Yes | Yes | 146 | 145 | 80 | 79 | 80 | 1 | 1 | 0.99 | 0.99 | 0.99 | 0 | 0 | 0 | 0 | 0 | 0 | 0 | 0 | 0 | 0 | 0 | 0 | 0 | 0 | 0 | NA | NA | NA | NA | NA | 0 | 0 | 0 | 0 | 0 | NA | NA | NA | NA | NA | 0 | 0 | 0 | 0 | 0 | 0 | 0 | 0 | 0 | 0 | 0 | 0 | 0 | 0 | 0 | NA | NA | NA | NA | NA
0 | 0 |  | 0 |  | NA | 462 | 462 | 671 | 1333 | 669 | 929 | 929 | 929 | 929 | 929 | 146 | 145 | 80 | 79 | 80 | 0 | 0 | 0 | 0 | 0 | 0 | 0 | 0 | 0 | 0 | 0 | 0 | 0 | 0 | 0 | Yes | Yes | Yes | Yes | Yes | 1 | 1 | 0.99 | 0.99 | 0.99 | 929 | 929 | 929 | 929 | 929 | 0 | 0 | 0 | 0 | 0 | 0 | 0 | 0 | 0 | 0 | 0 | 0 | 0 | 0 | 0 | NA | NA | NA | NA | NA | 0 | 0 | 0 | 0 | 0 | NA | NA | NA | NA | NA | 0 | 0 | 0 | 0 | 0 | 0 | 0 | 0 | 0 | 0 | 0 | 0 | 0 | 0 | 0 | NA | NA | NA | NA | NA
F706 | Mudgeeraba |  | Nerang |  | NA | 929 | 929 | 929 | 159 | 929 | 146 | 145 | 80 | 79 | 80 | 1 | 1 | 0.99 | 0.99 | 0.99 | 0 | 0 | 0 | 0 | 0 | 0 | 0 | 0 | 0 | 0 | Urban | Urban | Urban | Urban | Urban | Yes | Yes | Yes | Yes | Yes | 929 | 929 | 929 | 929 | 929 | 264 | 263 | 250 | 249 | 248 | 0 | 0 | 0 | 0 | 0 | 0 | 0 | 0 | 0 | 0 | 21 | 21 | 21 | 21 | 21 | NA | NA | NA | NA | NA | 0 | 0 | 0 | 0 | 0 | NA | NA | NA | NA | NA | 0 | 0 | 0 | 0 | 0 | 0 | 0 | 0 | 0 | 0 | 0 | 0 | 0 | 0 | 0 | NA | NA | NA | NA | NA
0 | 0 |  | 0 |  | NA | 146 | 145 | 80 | 1 | 80 | 1 | 1 | 0.99 | 0.99 | 0.99 | 929 | 929 | 929 | 929 | 929 | 0 | 0 | 0 | 0 | 0 | 0 | 0 | 0 | 0 | 0 | 0 | 0 | 0 | 0 | 0 | Yes | Yes | Yes | Yes | Yes | 264 | 263 | 250 | 249 | 248 | 982 | 982 | 982 | 982 | 982 | 0 | 0 | 0 | 0 | 0 | 0 | 0 | 0 | 0 | 0 | 0 | 0 | 0 | 0 | 0 | NA | NA | NA | NA | NA | 0 | 0 | 0 | 0 | 0 | NA | NA | NA | NA | NA | 0 | 0 | 0 | 0 | 0 | 0 | 0 | 0 | 0 | 0 | 0 | 0 | 0 | 0 | 0 | NA | NA | NA | NA | NA
0 | 0 |  | 0 |  | NA | 1 | 1 | 0.99 | 1333 | 0.99 | 929 | 929 | 929 | 929 | 929 | 264 | 263 | 250 | 249 | 248 | 0 | 0 | 0 | 0 | 0 | 0 | 0 | 0 | 0 | 0 | 0 | 0 | 0 | 0 | 0 | Yes | Yes | Yes | Yes | Yes | 982 | 982 | 982 | 982 | 982 | 422 | 418 | 418 | 417 | 416 | 0 | 0 | 0 | 0 | 0 | 0 | 0 | 0 | 0 | 0 | 0 | 0 | 0 | 0 | 0 | NA | NA | NA | NA | NA | 0 | 0 | 0 | 0 | 0 | NA | NA | NA | NA | NA | 0 | 0 | 0 | 0 | 0 | 0 | 0 | 0 | 0 | 0 | 0 | 0 | 0 | 0 | 0 | NA | NA | NA | NA | NA
0 | 0 |  | 0 |  | NA | 929 | 929 | 929 | 350 | 929 | 264 | 263 | 250 | 249 | 248 | 982 | 982 | 982 | 982 | 982 | 0 | 0 | 0 | 0 | 0 | 0 | 0 | 0 | 0 | 0 | 0 | 0 | 0 | 0 | 0 | Yes | Yes | Yes | Yes | Yes | 422 | 418 | 418 | 417 | 416 | 0.98 | 0.98 | 0.98 | 0.98 | 0.98 | 0 | 0 | 0 | 0 | 0 | 0 | 0 | 0 | 0 | 0 | 0 | 0 | 0 | 0 | 0 | NA | NA | NA | NA | NA | 0 | 0 | 0 | 0 | 0 | NA | NA | NA | NA | NA | 0 | 0 | 0 | 0 | 0 | 0 | 0 | 0 | 0 | 0 | 0 | 0 | 0 | 0 | 0 | NA | NA | NA | NA | NA
0 | 0 |  | 0 |  | NA | 264 | 263 | 250 | 929 | 248 | 982 | 982 | 982 | 982 | 982 | 422 | 418 | 418 | 417 | 416 | 0 | 0 | 0 | 0 | 0 | 0 | 0 | 0 | 0 | 0 | 0 | 0 | 0 | 0 | 0 | Yes | Yes | Yes | Yes | Yes | 0.98 | 0.98 | 0.98 | 0.98 | 0.98 | 982 | 982 | 982 | 982 | 982 | 0 | 0 | 0 | 0 | 0 | 0 | 0 | 0 | 0 | 0 | 0 | 0 | 0 | 0 | 0 | NA | NA | NA | NA | NA | 0 | 0 | 0 | 0 | 0 | NA | NA | NA | NA | NA | 0 | 0 | 0 | 0 | 0 | 0 | 0 | 0 | 0 | 0 | 0 | 0 | 0 | 0 | 0 | NA | NA | NA | NA | NA
F754 | Mudgeeraba |  | Burleigh Heads |  | NA | 982 | 982 | 982 | 217 | 982 | 422 | 418 | 418 | 417 | 416 | 0.98 | 0.98 | 0.98 | 0.98 | 0.98 | 0 | 0 | 0 | 0 | 0 | 0 | 0 | 0 | 0 | 0 | Urban | Urban | Urban | Urban | Urban | Yes | Yes | Yes | Yes | Yes | 982 | 982 | 982 | 982 | 982 | 807 | 801 | 797 | 796 | 793 | 0 | 0 | 0 | 0 | 0 | 0 | 0 | 0 | 0 | 0 | 21 | 21 | 21 | 21 | 21 | NA | NA | NA | NA | NA | 0 | 0 | 0 | 0 | 0 | NA | NA | NA | NA | NA | 0 | 0 | 0 | 0 | 0 | 0 | 0 | 0 | 0 | 0 | 0 | 0 | 0 | 0 | 0 | NA | NA | NA | NA | NA
0 | 0 |  | 0 |  | NA | 422 | 418 | 418 | 0.98 | 416 | 0.98 | 0.98 | 0.98 | 0.98 | 0.98 | 982 | 982 | 982 | 982 | 982 | 0 | 0 | 0 | 0 | 0 | 0 | 0 | 0 | 0 | 0 | 0 | 0 | 0 | 0 | 0 | Yes | Yes | Yes | Yes | Yes | 807 | 801 | 797 | 796 | 793 | 982 | 982 | 982 | 982 | 982 | 0 | 0 | 0 | 0 | 0 | 0 | 0 | 0 | 0 | 0 | 0 | 0 | 0 | 0 | 0 | NA | NA | NA | NA | NA | 0 | 0 | 0 | 0 | 0 | NA | NA | NA | NA | NA | 0 | 0 | 0 | 0 | 0 | 0 | 0 | 0 | 0 | 0 | 0 | 0 | 0 | 0 | 0 | NA | NA | NA | NA | NA
0 | 0 |  | 0 |  | NA | 0.98 | 0.98 | 0.98 | 929 | 0.98 | 982 | 982 | 982 | 982 | 982 | 807 | 801 | 797 | 796 | 793 | 0 | 0 | 0 | 0 | 0 | 0 | 0 | 0 | 0 | 0 | 0 | 0 | 0 | 0 | 0 | Yes | Yes | Yes | Yes | Yes | 982 | 982 | 982 | 982 | 982 | 422 | 419 | 419 | 418 | 416 | 0 | 0 | 0 | 0 | 0 | 0 | 0 | 0 | 0 | 0 | 0 | 0 | 0 | 0 | 0 | NA | NA | NA | NA | NA | 0 | 0 | 0 | 0 | 0 | NA | NA | NA | NA | NA | 0 | 0 | 0 | 0 | 0 | 0 | 0 | 0 | 0 | 0 | 0 | 0 | 0 | 0 | 0 | NA | NA | NA | NA | NA
0 | 0 |  | 0 |  | NA | 982 | 982 | 982 | 328 | 982 | 807 | 801 | 797 | 796 | 793 | 982 | 982 | 982 | 982 | 982 | 0 | 0 | 0 | 0 | 0 | 0 | 0 | 0 | 0 | 0 | 0 | 0 | 0 | 0 | 0 | Yes | Yes | Yes | Yes | Yes | 422 | 419 | 419 | 418 | 416 | 0.98 | 0.98 | 0.98 | 0.98 | 0.98 | 0 | 0 | 0 | 0 | 0 | 0 | 0 | 0 | 0 | 0 | 0 | 0 | 0 | 0 | 0 | NA | NA | NA | NA | NA | 0 | 0 | 0 | 0 | 0 | NA | NA | NA | NA | NA | 0 | 0 | 0 | 0 | 0 | 0 | 0 | 0 | 0 | 0 | 0 | 0 | 0 | 0 | 0 | NA | NA | NA | NA | NA
0 | 0 |  | 0 |  | NA | 807 | 801 | 797 | 537 | 793 | 982 | 982 | 982 | 982 | 982 | 422 | 419 | 419 | 418 | 416 | 0 | 0 | 0 | 0 | 0 | 0 | 0 | 0 | 0 | 0 | 0 | 0 | 0 | 0 | 0 | Yes | Yes | Yes | Yes | Yes | 0.98 | 0.98 | 0.98 | 0.98 | 0.98 | 982 | 982 | 982 | 982 | 982 | 0 | 0 | 0 | 0 | 0 | 0 | 0 | 0 | 0 | 0 | 0 | 0 | 0 | 0 | 0 | NA | NA | NA | NA | NA | 0 | 0 | 0 | 0 | 0 | NA | NA | NA | NA | NA | 0 | 0 | 0 | 0 | 0 | 0 | 0 | 0 | 0 | 0 | 0 | 0 | 0 | 0 | 0 | NA | NA | NA | NA | NA
F755 | Mudgeeraba |  | Burleigh Heads |  | NA | 982 | 982 | 982 | 68 | 982 | 422 | 419 | 419 | 418 | 416 | 0.98 | 0.98 | 0.98 | 0.98 | 0.98 | 0 | 0 | 0 | 0 | 0 | 0 | 0 | 0 | 0 | 0 | Urban | Urban | Urban | Urban | Urban | Yes | Yes | Yes | Yes | Yes | 982 | 982 | 982 | 982 | 982 | 807 | 801 | 797 | 796 | 793 | 0 | 0 | 0 | 0 | 0 | 0 | 0 | 0 | 0 | 0 | 21 | 21 | 21 | 21 | 21 | NA | NA | NA | NA | NA | 0 | 0 | 0 | 0 | 0 | NA | NA | NA | NA | NA | 0 | 0 | 0 | 0 | 0 | 0 | 0 | 0 | 0 | 0 | 0 | 0 | 0 | 0 | 0 | NA | NA | NA | NA | NA
0 | 0 |  | 0 |  | NA | 422 | 419 | 419 | 0.91 | 416 | 0.98 | 0.98 | 0.98 | 0.98 | 0.98 | 982 | 982 | 982 | 982 | 982 | 0 | 0 | 0 | 0 | 0 | 0 | 0 | 0 | 0 | 0 | 0 | 0 | 0 | 0 | 0 | Yes | Yes | Yes | Yes | Yes | 807 | 801 | 797 | 796 | 793 | 1333 | 1333 | 1333 | 1333 | 1333 | 0 | 0 | 0 | 0 | 0 | 0 | 0 | 0 | 0 | 0 | 0 | 0 | 0 | 0 | 0 | NA | NA | NA | NA | NA | 0 | 0 | 0 | 0 | 0 | NA | NA | NA | NA | NA | 0 | 0 | 0 | 0 | 0 | 0 | 0 | 0 | 0 | 0 | 0 | 0 | 0 | 0 | 0 | NA | NA | NA | NA | NA
0 | 0 |  | 0 |  | NA | 0.98 | 0.98 | 0.98 | 537 | 0.98 | 982 | 982 | 982 | 982 | 982 | 807 | 801 | 797 | 796 | 793 | 0 | 0 | 0 | 0 | 0 | 0 | 0 | 0 | 0 | 0 | 0 | 0 | 0 | 0 | 0 | Yes | Yes | Yes | Yes | Yes | 1333 | 1333 | 1333 | 1333 | 1333 | 237 | 235 | 159 | 159 | 160 | 0 | 0 | 0 | 0 | 0 | 0 | 0 | 0 | 0 | 0 | 0 | 0 | 0 | 0 | 0 | NA | NA | NA | NA | NA | 0 | 0 | 0 | 0 | 0 | NA | NA | NA | NA | NA | 0 | 0 | 0 | 0 | 0 | 0 | 0 | 0 | 0 | 0 | 0 | 0 | 0 | 0 | 0 | NA | NA | NA | NA | NA
0 | 0 |  | 0 |  | NA | 982 | 982 | 982 | 192 | 982 | 807 | 801 | 797 | 796 | 793 | 1333 | 1333 | 1333 | 1333 | 1333 | 0 | 0 | 0 | 0 | 0 | 0 | 0 | 0 | 0 | 0 | 0 | 0 | 0 | 0 | 0 | Yes | Yes | Yes | Yes | Yes | 237 | 235 | 159 | 159 | 160 | 1 | 1 | 1 | 1 | 1 | 0 | 0 | 0 | 0 | 0 | 0 | 0 | 0 | 0 | 0 | 0 | 0 | 0 | 0 | 0 | NA | NA | NA | NA | NA | 0 | 0 | 0 | 0 | 0 | NA | NA | NA | NA | NA | 0 | 0 | 0 | 0 | 0 | 0 | 0 | 0 | 0 | 0 | 0 | 0 | 0 | 0 | 0 | NA | NA | NA | NA | NA
0 | 0 |  | 0 |  | NA | 807 | 801 | 797 | 537 | 793 | 1333 | 1333 | 1333 | 1333 | 1333 | 237 | 235 | 159 | 159 | 160 | 0 | 0 | 0 | 0 | 0 | 0 | 0 | 0 | 0 | 0 | 0 | 0 | 0 | 0 | 0 | Yes | Yes | Yes | Yes | Yes | 1 | 1 | 1 | 1 | 1 | 1333 | 1333 | 1333 | 1333 | 1333 | 0 | 0 | 0 | 0 | 0 | 0 | 0 | 0 | 0 | 0 | 0 | 0 | 0 | 0 | 0 | NA | NA | NA | NA | NA | 0 | 0 | 0 | 0 | 0 | NA | NA | NA | NA | NA | 0 | 0 | 0 | 0 | 0 | 0 | 0 | 0 | 0 | 0 | 0 | 0 | 0 | 0 | 0 | NA | NA | NA | NA | NA
F779 | Mudgeeraba |  | Merrimac |  | NA | 1333 | 1333 | 1333 | 67 | 1333 | 237 | 235 | 159 | 159 | 160 | 1 | 1 | 1 | 1 | 1 | 0 | 0 | 0 | 0 | 0 | 0 | 0 | 0 | 0 | 0 | Urban | Urban | Urban | Urban | Urban | Yes | Yes | Yes | Yes | Yes | 1333 | 1333 | 1333 | 1333 | 1333 | 374 | 372 | 349 | 350 | 349 | 0 | 0 | 0 | 0 | 0 | 0 | 0 | 0 | 0 | 0 | 21 | 21 | 21 | 21 | 21 | NA | NA | NA | NA | NA | 0 | 0 | 0 | 0 | 0 | NA | NA | NA | NA | NA | 0 | 0 | 0 | 0 | 0 | 0 | 0 | 0 | 0 | 0 | 0 | 0 | 0 | 0 | 0 | NA | NA | NA | NA | NA
0 | 0 |  | 0 |  | NA | 237 | 235 | 159 | 0.91 | 160 | 1 | 1 | 1 | 1 | 1 | 1333 | 1333 | 1333 | 1333 | 1333 | 0 | 0 | 0 | 0 | 0 | 0 | 0 | 0 | 0 | 0 | 0 | 0 | 0 | 0 | 0 | Yes | Yes | Yes | Yes | Yes | 374 | 372 | 349 | 350 | 349 | 1333 | 1333 | 1333 | 1333 | 1333 | 0 | 0 | 0 | 0 | 0 | 0 | 0 | 0 | 0 | 0 | 0 | 0 | 0 | 0 | 0 | NA | NA | NA | NA | NA | 0 | 0 | 0 | 0 | 0 | NA | NA | NA | NA | NA | 0 | 0 | 0 | 0 | 0 | 0 | 0 | 0 | 0 | 0 | 0 | 0 | 0 | 0 | 0 | NA | NA | NA | NA | NA
0 | 0 |  | 0 |  | NA | 1 | 1 | 1 | 537 | 1 | 1333 | 1333 | 1333 | 1333 | 1333 | 374 | 372 | 349 | 350 | 349 | 0 | 0 | 0 | 0 | 0 | 0 | 0 | 0 | 0 | 0 | 0 | 0 | 0 | 0 | 0 | Yes | Yes | Yes | Yes | Yes | 1333 | 1333 | 1333 | 1333 | 1333 | 237 | 235 | 159 | 159 | 160 | 0 | 0 | 0 | 0 | 0 | 0 | 0 | 0 | 0 | 0 | 0 | 0 | 0 | 0 | 0 | NA | NA | NA | NA | NA | 0 | 0 | 0 | 0 | 0 | NA | NA | NA | NA | NA | 0 | 0 | 0 | 0 | 0 | 0 | 0 | 0 | 0 | 0 | 0 | 0 | 0 | 0 | 0 | NA | NA | NA | NA | NA
0 | 0 |  | 0 |  | NA | 1333 | 1333 | 1333 | 192 | 1333 | 374 | 372 | 349 | 350 | 349 | 1333 | 1333 | 1333 | 1333 | 1333 | 0 | 0 | 0 | 0 | 0 | 0 | 0 | 0 | 0 | 0 | 0 | 0 | 0 | 0 | 0 | Yes | Yes | Yes | Yes | Yes | 237 | 235 | 159 | 159 | 160 | 1 | 1 | 1 | 1 | 1 | 0 | 0 | 0 | 0 | 0 | 0 | 0 | 0 | 0 | 0 | 0 | 0 | 0 | 0 | 0 | NA | NA | NA | NA | NA | 0 | 0 | 0 | 0 | 0 | NA | NA | NA | NA | NA | 0 | 0 | 0 | 0 | 0 | 0 | 0 | 0 | 0 | 0 | 0 | 0 | 0 | 0 | 0 | NA | NA | NA | NA | NA
0 | 0 |  | 0 |  | NA | 374 | 372 | 349 | 1272 | 349 | 1333 | 1333 | 1333 | 1333 | 1333 | 237 | 235 | 159 | 159 | 160 | 0 | 0 | 0 | 0 | 0 | 0 | 0 | 0 | 0 | 0 | 0 | 0 | 0 | 0 | 0 | Yes | Yes | Yes | Yes | Yes | 1 | 1 | 1 | 1 | 1 | 1333 | 1333 | 1333 | 1333 | 1333 | 0 | 0 | 0 | 0 | 0 | 0 | 0 | 0 | 0 | 0 | 0 | 0 | 0 | 0 | 0 | NA | NA | NA | NA | NA | 0 | 0 | 0 | 0 | 0 | NA | NA | NA | NA | NA | 0 | 0 | 0 | 0 | 0 | 0 | 0 | 0 | 0 | 0 | 0 | 0 | 0 | 0 | 0 | NA | NA | NA | NA | NA
F780 | Mudgeeraba |  | Merrimac |  | NA | 1333 | 1333 | 1333 | 88 | 1333 | 237 | 235 | 159 | 159 | 160 | 1 | 1 | 1 | 1 | 1 | 0 | 0 | 0 | 0 | 0 | 0 | 0 | 0 | 0 | 0 | Urban | Urban | Urban | Urban | Urban | Yes | Yes | Yes | Yes | Yes | 1333 | 1333 | 1333 | 1333 | 1333 | 374 | 372 | 349 | 350 | 349 | 0 | 0 | 0 | 0 | 0 | 0 | 0 | 0 | 0 | 0 | 21 | 21 | 21 | 21 | 21 | NA | NA | NA | NA | NA | 0 | 0 | 0 | 0 | 0 | NA | NA | NA | NA | NA | 0 | 0 | 0 | 0 | 0 | 0 | 0 | 0 | 0 | 0 | 0 | 0 | 0 | 0 | 0 | NA | NA | NA | NA | NA
0 | 0 |  | 0 |  | NA | 237 | 235 | 159 | 0.99 | 160 | 1 | 1 | 1 | 1 | 1 | 1333 | 1333 | 1333 | 1333 | 1333 | 0 | 0 | 0 | 0 | 0 | 0 | 0 | 0 | 0 | 0 | 0 | 0 | 0 | 0 | 0 | Yes | Yes | Yes | Yes | Yes | 374 | 372 | 349 | 350 | 349 | 929 | 929 | 929 | 929 | 929 | 0 | 0 | 0 | 0 | 0 | 0 | 0 | 0 | 0 | 0 | 0 | 0 | 0 | 0 | 0 | NA | NA | NA | NA | NA | 0 | 0 | 0 | 0 | 0 | NA | NA | NA | NA | NA | 0 | 0 | 0 | 0 | 0 | 0 | 0 | 0 | 0 | 0 | 0 | 0 | 0 | 0 | 0 | NA | NA | NA | NA | NA
0 | 0 |  | 0 |  | NA | 1 | 1 | 1 | 1272 | 1 | 1333 | 1333 | 1333 | 1333 | 1333 | 374 | 372 | 349 | 350 | 349 | 0 | 0 | 0 | 0 | 0 | 0 | 0 | 0 | 0 | 0 | 0 | 0 | 0 | 0 | 0 | Yes | Yes | Yes | Yes | Yes | 929 | 929 | 929 | 929 | 929 | 283 | 282 | 217 | 217 | 217 | 0 | 0 | 0 | 0 | 0 | 0 | 0 | 0 | 0 | 0 | 0 | 0 | 0 | 0 | 0 | NA | NA | NA | NA | NA | 0 | 0 | 0 | 0 | 0 | NA | NA | NA | NA | NA | 0 | 0 | 0 | 0 | 0 | 0 | 0 | 0 | 0 | 0 | 0 | 0 | 0 | 0 | 0 | NA | NA | NA | NA | NA
0 | 0 |  | 0 |  | NA | 1333 | 1333 | 1333 | 170 | 1333 | 374 | 372 | 349 | 350 | 349 | 929 | 929 | 929 | 929 | 929 | 0 | 0 | 0 | 0 | 0 | 0 | 0 | 0 | 0 | 0 | 0 | 0 | 0 | 0 | 0 | Yes | Yes | Yes | Yes | Yes | 283 | 282 | 217 | 217 | 217 | 0.99 | 0.99 | 0.98 | 0.98 | 0.98 | 0 | 0 | 0 | 0 | 0 | 0 | 0 | 0 | 0 | 0 | 0 | 0 | 0 | 0 | 0 | NA | NA | NA | NA | NA | 0 | 0 | 0 | 0 | 0 | NA | NA | NA | NA | NA | 0 | 0 | 0 | 0 | 0 | 0 | 0 | 0 | 0 | 0 | 0 | 0 | 0 | 0 | 0 | NA | NA | NA | NA | NA
0 | 0 |  | 0 |  | NA | 374 | 372 | 349 | 1272 | 349 | 929 | 929 | 929 | 929 | 929 | 283 | 282 | 217 | 217 | 217 | 0 | 0 | 0 | 0 | 0 | 0 | 0 | 0 | 0 | 0 | 0 | 0 | 0 | 0 | 0 | Yes | Yes | Yes | Yes | Yes | 0.99 | 0.99 | 0.98 | 0.98 | 0.98 | 929 | 929 | 929 | 929 | 929 | 0 | 0 | 0 | 0 | 0 | 0 | 0 | 0 | 0 | 0 | 0 | 0 | 0 | 0 | 0 | NA | NA | NA | NA | NA | 0 | 0 | 0 | 0 | 0 | NA | NA | NA | NA | NA | 0 | 0 | 0 | 0 | 0 | 0 | 0 | 0 | 0 | 0 | 0 | 0 | 0 | 0 | 0 | NA | NA | NA | NA | NA
F794 | Mudgeeraba |  | Robina |  | NA | 929 | 929 | 929 | 88 | 929 | 283 | 282 | 217 | 217 | 217 | 0.99 | 0.99 | 0.98 | 0.98 | 0.98 | 0 | 0 | 0 | 0 | 0 | 0 | 0 | 0 | 0 | 0 | Urban | Urban | Urban | Urban | Urban | Yes | Yes | Yes | Yes | Yes | 929 | 929 | 929 | 929 | 929 | 395 | 393 | 327 | 328 | 328 | 0 | 0 | 0 | 0 | 0 | 0 | 0 | 0 | 0 | 0 | 21 | 21 | 21 | 21 | 21 | NA | NA | NA | NA | NA | 0 | 0 | 0 | 0 | 0 | NA | NA | NA | NA | NA | 0 | 0 | 0 | 0 | 0 | 0 | 0 | 0 | 0 | 0 | 0 | 0 | 0 | 0 | 0 | NA | NA | NA | NA | NA
0 | 0 |  | 0 |  | NA | 283 | 282 | 217 | 0.99 | 217 | 0.99 | 0.99 | 0.98 | 0.98 | 0.98 | 929 | 929 | 929 | 929 | 929 | 0 | 0 | 0 | 0 | 0 | 0 | 0 | 0 | 0 | 0 | 0 | 0 | 0 | 0 | 0 | Yes | Yes | Yes | Yes | Yes | 395 | 393 | 327 | 328 | 328 | 537 | 537 | 537 | 537 | 537 | 0 | 0 | 0 | 0 | 0 | 0 | 0 | 0 | 0 | 0 | 0 | 0 | 0 | 0 | 0 | NA | NA | NA | NA | NA | 0 | 0 | 0 | 0 | 0 | NA | NA | NA | NA | NA | 0 | 0 | 0 | 0 | 0 | 0 | 0 | 0 | 0 | 0 | 0 | 0 | 0 | 0 | 0 | NA | NA | NA | NA | NA
0 | 0 |  | 0 |  | NA | 0.99 | 0.99 | 0.98 | 1272 | 0.98 | 929 | 929 | 929 | 929 | 929 | 395 | 393 | 327 | 328 | 328 | 0 | 0 | 0 | 0 | 0 | 0 | 0 | 0 | 0 | 0 | 0 | 0 | 0 | 0 | 0 | Yes | Yes | Yes | Yes | Yes | 537 | 537 | 537 | 537 | 537 | 41 | 33 | 68 | 68 | 66 | 0 | 0 | 0 | 0 | 0 | 0 | 0 | 0 | 0 | 0 | 0 | 0 | 0 | 0 | 0 | NA | NA | NA | NA | NA | 0 | 0 | 0 | 0 | 0 | NA | NA | NA | NA | NA | 0 | 0 | 0 | 0 | 0 | 0 | 0 | 0 | 0 | 0 | 0 | 0 | 0 | 0 | 0 | NA | NA | NA | NA | NA
0 | 0 |  | 0 |  | NA | 929 | 929 | 929 | 170 | 929 | 395 | 393 | 327 | 328 | 328 | 537 | 537 | 537 | 537 | 537 | 0 | 0 | 0 | 0 | 0 | 0 | 0 | 0 | 0 | 0 | 0 | 0 | 0 | 0 | 0 | Yes | Yes | Yes | Yes | Yes | 41 | 33 | 68 | 68 | 66 | 0.33 | 0.41 | 0.92 | 0.91 | 0.92 | 0 | 0 | 0 | 0 | 0 | 0 | 0 | 0 | 0 | 0 | 0 | 0 | 0 | 0 | 0 | NA | NA | NA | NA | NA | 0 | 0 | 0 | 0 | 0 | NA | NA | NA | NA | NA | 0 | 0 | 0 | 0 | 0 | 0 | 0 | 0 | 0 | 0 | 0 | 0 | 0 | 0 | 0 | NA | NA | NA | NA | NA
0 | 0 |  | 0 |  | NA | 395 | 393 | 327 | 1214 | 328 | 537 | 537 | 537 | 537 | 537 | 41 | 33 | 68 | 68 | 66 | 0 | 0 | 0 | 0 | 0 | 0 | 0 | 0 | 0 | 0 | 0 | 0 | 0 | 0 | 0 | Yes | Yes | Yes | Yes | Yes | 0.33 | 0.41 | 0.92 | 0.91 | 0.92 | 537 | 537 | 537 | 537 | 537 | 0 | 0 | 0 | 0 | 0 | 0 | 0 | 0 | 0 | 0 | 0 | 0 | 0 | 0 | 0 | NA | NA | NA | NA | NA | 0 | 0 | 0 | 0 | 0 | NA | NA | NA | NA | NA | 0 | 0 | 0 | 0 | 0 | 0 | 0 | 0 | 0 | 0 | 0 | 0 | 0 | 0 | 0 | NA | NA | NA | NA | NA
F826 | Broadbeach |  | Surfers Paradise |  | NA | 537 | 537 | 537 | 85 | 537 | 41 | 33 | 68 | 68 | 66 | 0.33 | 0.41 | 0.92 | 0.91 | 0.92 | 0 | 0 | 0 | 0 | 0 | 0 | 0 | 0 | 0 | 0 | Urban | Urban | Urban | Urban | Urban | Yes | Yes | Yes | Yes | Yes | 537 | 537 | 537 | 537 | 537 | 172 | 172 | 193 | 192 | 191 | 0 | 0 | 0 | 0 | 0 | 0 | 0 | 0 | 0 | 0 | 21 | 21 | 21 | 21 | 21 | NA | NA | NA | NA | NA | 0 | 0 | 0 | 0 | 0 | NA | NA | NA | NA | NA | 0 | 0 | 0 | 0 | 0 | 0 | 0 | 0 | 0 | 0 | 0 | 0 | 0 | 0 | 0 | NA | NA | NA | NA | NA
0 | 0 |  | 0 |  | NA | 41 | 33 | 68 | 1 | 66 | 0.33 | 0.41 | 0.92 | 0.91 | 0.92 | 537 | 537 | 537 | 537 | 537 | 0 | 0 | 0 | 0 | 0 | 0 | 0 | 0 | 0 | 0 | 0 | 0 | 0 | 0 | 0 | Yes | Yes | Yes | Yes | Yes | 172 | 172 | 193 | 192 | 191 | 537 | 537 | 537 | 537 | 537 | 0 | 0 | 0 | 0 | 0 | 0 | 0 | 0 | 0 | 0 | 0 | 0 | 0 | 0 | 0 | NA | NA | NA | NA | NA | 0 | 0 | 0 | 0 | 0 | NA | NA | NA | NA | NA | 0 | 0 | 0 | 0 | 0 | 0 | 0 | 0 | 0 | 0 | 0 | 0 | 0 | 0 | 0 | NA | NA | NA | NA | NA
0 | 0 |  | 0 |  | NA | 0.33 | 0.41 | 0.92 | 1214 | 0.92 | 537 | 537 | 537 | 537 | 537 | 172 | 172 | 193 | 192 | 191 | 0 | 0 | 0 | 0 | 0 | 0 | 0 | 0 | 0 | 0 | 0 | 0 | 0 | 0 | 0 | Yes | Yes | Yes | Yes | Yes | 537 | 537 | 537 | 537 | 537 | 41 | 33 | 68 | 67 | 66 | 0 | 0 | 0 | 0 | 0 | 0 | 0 | 0 | 0 | 0 | 0 | 0 | 0 | 0 | 0 | NA | NA | NA | NA | NA | 0 | 0 | 0 | 0 | 0 | NA | NA | NA | NA | NA | 0 | 0 | 0 | 0 | 0 | 0 | 0 | 0 | 0 | 0 | 0 | 0 | 0 | 0 | 0 | NA | NA | NA | NA | NA
0 | 0 |  | 0 |  | NA | 537 | 537 | 537 | 282 | 537 | 172 | 172 | 193 | 192 | 191 | 537 | 537 | 537 | 537 | 537 | 0 | 0 | 0 | 0 | 0 | 0 | 0 | 0 | 0 | 0 | 0 | 0 | 0 | 0 | 0 | Yes | Yes | Yes | Yes | Yes | 41 | 33 | 68 | 67 | 66 | 0.33 | 0.41 | 0.92 | 0.91 | 0.92 | 0 | 0 | 0 | 0 | 0 | 0 | 0 | 0 | 0 | 0 | 0 | 0 | 0 | 0 | 0 | NA | NA | NA | NA | NA | 0 | 0 | 0 | 0 | 0 | NA | NA | NA | NA | NA | 0 | 0 | 0 | 0 | 0 | 0 | 0 | 0 | 0 | 0 | 0 | 0 | 0 | 0 | 0 | NA | NA | NA | NA | NA
0 | 0 |  | 0 |  | NA | 172 | 172 | 193 | 1214 | 191 | 537 | 537 | 537 | 537 | 537 | 41 | 33 | 68 | 67 | 66 | 0 | 0 | 0 | 0 | 0 | 0 | 0 | 0 | 0 | 0 | 0 | 0 | 0 | 0 | 0 | Yes | Yes | Yes | Yes | Yes | 0.33 | 0.41 | 0.92 | 0.91 | 0.92 | 537 | 537 | 537 | 537 | 537 | 0 | 0 | 0 | 0 | 0 | 0 | 0 | 0 | 0 | 0 | 0 | 0 | 0 | 0 | 0 | NA | NA | NA | NA | NA | 0 | 0 | 0 | 0 | 0 | NA | NA | NA | NA | NA | 0 | 0 | 0 | 0 | 0 | 0 | 0 | 0 | 0 | 0 | 0 | 0 | 0 | 0 | 0 | NA | NA | NA | NA | NA
F827 | Broadbeach |  | Surfers Paradise |  | NA | 537 | 537 | 537 | 85 | 537 | 41 | 33 | 68 | 67 | 66 | 0.33 | 0.41 | 0.92 | 0.91 | 0.92 | 0 | 0 | 0 | 0 | 0 | 0 | 0 | 0 | 0 | 0 | Urban | Urban | Urban | Urban | Urban | Yes | Yes | Yes | Yes | Yes | 537 | 537 | 537 | 537 | 537 | 172 | 172 | 193 | 192 | 191 | 0 | 0 | 0 | 0 | 0 | 0 | 0 | 0 | 0 | 0 | 21 | 21 | 21 | 21 | 21 | NA | NA | NA | NA | NA | 0 | 0 | 0 | 0 | 0 | NA | NA | NA | NA | NA | 0 | 0 | 0 | 0 | 0 | 0 | 0 | 0 | 0 | 0 | 0 | 0 | 0 | 0 | 0 | NA | NA | NA | NA | NA
0 | 0 |  | 0 |  | NA | 41 | 33 | 68 | 1 | 66 | 0.33 | 0.41 | 0.92 | 0.91 | 0.92 | 537 | 537 | 537 | 537 | 537 | 0 | 0 | 0 | 0 | 0 | 0 | 0 | 0 | 0 | 0 | 0 | 0 | 0 | 0 | 0 | Yes | Yes | Yes | Yes | Yes | 172 | 172 | 193 | 192 | 191 | 1272 | 1272 | 1272 | 1272 | 1272 | 0 | 0 | 0 | 0 | 0 | 0 | 0 | 0 | 0 | 0 | 0 | 0 | 0 | 0 | 0 | NA | NA | NA | NA | NA | 0 | 0 | 0 | 0 | 0 | NA | NA | NA | NA | NA | 0 | 0 | 0 | 0 | 0 | 0 | 0 | 0 | 0 | 0 | 0 | 0 | 0 | 0 | 0 | NA | NA | NA | NA | NA
0 | 0 |  | 0 |  | NA | 0.33 | 0.41 | 0.92 | 1214 | 0.92 | 537 | 537 | 537 | 537 | 537 | 172 | 172 | 193 | 192 | 191 | 0 | 0 | 0 | 0 | 0 | 0 | 0 | 0 | 0 | 0 | 0 | 0 | 0 | 0 | 0 | Yes | Yes | Yes | Yes | Yes | 1272 | 1272 | 1272 | 1272 | 1272 | 92 | 90 | 89 | 88 | 87 | 0 | 0 | 0 | 0 | 0 | 0 | 0 | 0 | 0 | 0 | 0 | 0 | 0 | 0 | 0 | NA | NA | NA | NA | NA | 0 | 0 | 0 | 0 | 0 | NA | NA | NA | NA | NA | 0 | 0 | 0 | 0 | 0 | 0 | 0 | 0 | 0 | 0 | 0 | 0 | 0 | 0 | 0 | NA | NA | NA | NA | NA
0 | 0 |  | 0 |  | NA | 537 | 537 | 537 | 282 | 537 | 172 | 172 | 193 | 192 | 191 | 1272 | 1272 | 1272 | 1272 | 1272 | 0 | 0 | 0 | 0 | 0 | 0 | 0 | 0 | 0 | 0 | 0 | 0 | 0 | 0 | 0 | Yes | Yes | Yes | Yes | Yes | 92 | 90 | 89 | 88 | 87 | 0.99 | 0.99 | 0.99 | 0.99 | 0.99 | 0 | 0 | 0 | 0 | 0 | 0 | 0 | 0 | 0 | 0 | 0 | 0 | 0 | 0 | 0 | NA | NA | NA | NA | NA | 0 | 0 | 0 | 0 | 0 | NA | NA | NA | NA | NA | 0 | 0 | 0 | 0 | 0 | 0 | 0 | 0 | 0 | 0 | 0 | 0 | 0 | 0 | 0 | NA | NA | NA | NA | NA
0 | 0 |  | 0 |  | NA | 172 | 172 | 193 | 1009 | 191 | 1272 | 1272 | 1272 | 1272 | 1272 | 92 | 90 | 89 | 88 | 87 | 0 | 0 | 0 | 0 | 0 | 0 | 0 | 0 | 0 | 0 | 0 | 0 | 0 | 0 | 0 | Yes | Yes | Yes | Yes | Yes | 0.99 | 0.99 | 0.99 | 0.99 | 0.99 | 1272 | 1272 | 1272 | 1272 | 1272 | 0 | 0 | 0 | 0 | 0 | 0 | 0 | 0 | 0 | 0 | 0 | 0 | 0 | 0 | 0 | NA | NA | NA | NA | NA | 0 | 0 | 0 | 0 | 0 | NA | NA | NA | NA | NA | 0 | 0 | 0 | 0 | 0 | 0 | 0 | 0 | 0 | 0 | 0 | 0 | 0 | 0 | 0 | NA | NA | NA | NA | NA
F838 | Mudgeeraba |  | Varsity Lakes |  | NA | 1272 | 1272 | 1272 | 334 | 1272 | 92 | 90 | 89 | 88 | 87 | 0.99 | 0.99 | 0.99 | 0.99 | 0.99 | 0 | 0 | 0 | 0 | 0 | 0 | 0 | 0 | 0 | 0 | Urban | Urban | Urban | Urban | Urban | Yes | Yes | Yes | Yes | Yes | 1272 | 1272 | 1272 | 1272 | 1272 | 176 | 173 | 171 | 170 | 168 | 0 | 0 | 0 | 0 | 0 | 0 | 0 | 0 | 0 | 0 | 21 | 21 | 21 | 21 | 21 | NA | NA | NA | NA | NA | 0 | 0 | 0 | 0 | 0 | NA | NA | NA | NA | NA | 0 | 0 | 0 | 0 | 0 | 0 | 0 | 0 | 0 | 0 | 0 | 0 | 0 | 0 | 0 | NA | NA | NA | NA | NA
0 | 0 |  | 0 |  | NA | 92 | 90 | 89 | 0.99 | 87 | 0.99 | 0.99 | 0.99 | 0.99 | 0.99 | 1272 | 1272 | 1272 | 1272 | 1272 | 0 | 0 | 0 | 0 | 0 | 0 | 0 | 0 | 0 | 0 | 0 | 0 | 0 | 0 | 0 | Yes | Yes | Yes | Yes | Yes | 176 | 173 | 171 | 170 | 168 | 1272 | 1272 | 1272 | 1272 | 1272 | 0 | 0 | 0 | 0 | 0 | 0 | 0 | 0 | 0 | 0 | 0 | 0 | 0 | 0 | 0 | NA | NA | NA | NA | NA | 0 | 0 | 0 | 0 | 0 | NA | NA | NA | NA | NA | 0 | 0 | 0 | 0 | 0 | 0 | 0 | 0 | 0 | 0 | 0 | 0 | 0 | 0 | 0 | NA | NA | NA | NA | NA
0 | 0 |  | 0 |  | NA | 0.99 | 0.99 | 0.99 | 1009 | 0.99 | 1272 | 1272 | 1272 | 1272 | 1272 | 176 | 173 | 171 | 170 | 168 | 0 | 0 | 0 | 0 | 0 | 0 | 0 | 0 | 0 | 0 | 0 | 0 | 0 | 0 | 0 | Yes | Yes | Yes | Yes | Yes | 1272 | 1272 | 1272 | 1272 | 1272 | 92 | 90 | 89 | 88 | 87 | 0 | 0 | 0 | 0 | 0 | 0 | 0 | 0 | 0 | 0 | 0 | 0 | 0 | 0 | 0 | NA | NA | NA | NA | NA | 0 | 0 | 0 | 0 | 0 | NA | NA | NA | NA | NA | 0 | 0 | 0 | 0 | 0 | 0 | 0 | 0 | 0 | 0 | 0 | 0 | 0 | 0 | 0 | NA | NA | NA | NA | NA
0 | 0 |  | 0 |  | NA | 1272 | 1272 | 1272 | 649 | 1272 | 176 | 173 | 171 | 170 | 168 | 1272 | 1272 | 1272 | 1272 | 1272 | 0 | 0 | 0 | 0 | 0 | 0 | 0 | 0 | 0 | 0 | 0 | 0 | 0 | 0 | 0 | Yes | Yes | Yes | Yes | Yes | 92 | 90 | 89 | 88 | 87 | 0.99 | 0.99 | 0.99 | 0.99 | 0.99 | 0 | 0 | 0 | 0 | 0 | 0 | 0 | 0 | 0 | 0 | 0 | 0 | 0 | 0 | 0 | NA | NA | NA | NA | NA | 0 | 0 | 0 | 0 | 0 | NA | NA | NA | NA | NA | 0 | 0 | 0 | 0 | 0 | 0 | 0 | 0 | 0 | 0 | 0 | 0 | 0 | 0 | 0 | NA | NA | NA | NA | NA
0 | 0 |  | 0 |  | NA | 176 | 173 | 171 | 1009 | 168 | 1272 | 1272 | 1272 | 1272 | 1272 | 92 | 90 | 89 | 88 | 87 | 0 | 0 | 0 | 0 | 0 | 0 | 0 | 0 | 0 | 0 | 0 | 0 | 0 | 0 | 0 | Yes | Yes | Yes | Yes | Yes | 0.99 | 0.99 | 0.99 | 0.99 | 0.99 | 1272 | 1272 | 1272 | 1272 | 1272 | 0 | 0 | 0 | 0 | 0 | 0 | 0 | 0 | 0 | 0 | 0 | 0 | 0 | 0 | 0 | NA | NA | NA | NA | NA | 0 | 0 | 0 | 0 | 0 | NA | NA | NA | NA | NA | 0 | 0 | 0 | 0 | 0 | 0 | 0 | 0 | 0 | 0 | 0 | 0 | 0 | 0 | 0 | NA | NA | NA | NA | NA
F839 | Mudgeeraba |  | Varsity Lakes |  | NA | 1272 | 1272 | 1272 | 338 | 1272 | 92 | 90 | 89 | 88 | 87 | 0.99 | 0.99 | 0.99 | 0.99 | 0.99 | 0 | 0 | 0 | 0 | 0 | 0 | 0 | 0 | 0 | 0 | Urban | Urban | Urban | Urban | Urban | Yes | Yes | Yes | Yes | Yes | 1272 | 1272 | 1272 | 1272 | 1272 | 176 | 173 | 171 | 170 | 168 | 0 | 0 | 0 | 0 | 0 | 0 | 0 | 0 | 0 | 0 | 21 | 21 | 21 | 21 | 21 | NA | NA | NA | NA | NA | 0 | 0 | 0 | 0 | 0 | NA | NA | NA | NA | NA | 0 | 0 | 0 | 0 | 0 | 0 | 0 | 0 | 0 | 0 | 0 | 0 | 0 | 0 | 0 | NA | NA | NA | NA | NA
0 | 0 |  | 0 |  | NA | 92 | 90 | 89 | 0.99 | 87 | 0.99 | 0.99 | 0.99 | 0.99 | 0.99 | 1272 | 1272 | 1272 | 1272 | 1272 | 0 | 0 | 0 | 0 | 0 | 0 | 0 | 0 | 0 | 0 | 0 | 0 | 0 | 0 | 0 | Yes | Yes | Yes | Yes | Yes | 176 | 173 | 171 | 170 | 168 | 1214 | 1214 | 1214 | 1214 | 1214 | 0 | 0 | 0 | 0 | 0 | 0 | 0 | 0 | 0 | 0 | 0 | 0 | 0 | 0 | 0 | NA | NA | NA | NA | NA | 0 | 0 | 0 | 0 | 0 | NA | NA | NA | NA | NA | 0 | 0 | 0 | 0 | 0 | 0 | 0 | 0 | 0 | 0 | 0 | 0 | 0 | 0 | 0 | NA | NA | NA | NA | NA
0 | 0 |  | 0 |  | NA | 0.99 | 0.99 | 0.99 | 1009 | 0.99 | 1272 | 1272 | 1272 | 1272 | 1272 | 176 | 173 | 171 | 170 | 168 | 0 | 0 | 0 | 0 | 0 | 0 | 0 | 0 | 0 | 0 | 0 | 0 | 0 | 0 | 0 | Yes | Yes | Yes | Yes | Yes | 1214 | 1214 | 1214 | 1214 | 1214 | 161 | 160 | 84 | 85 | 86 | 0 | 0 | 0 | 0 | 0 | 0 | 0 | 0 | 0 | 0 | 0 | 0 | 0 | 0 | 0 | NA | NA | NA | NA | NA | 0 | 0 | 0 | 0 | 0 | NA | NA | NA | NA | NA | 0 | 0 | 0 | 0 | 0 | 0 | 0 | 0 | 0 | 0 | 0 | 0 | 0 | 0 | 0 | NA | NA | NA | NA | NA
0 | 0 |  | 0 |  | NA | 1272 | 1272 | 1272 | 649 | 1272 | 176 | 173 | 171 | 170 | 168 | 1214 | 1214 | 1214 | 1214 | 1214 | 0 | 0 | 0 | 0 | 0 | 0 | 0 | 0 | 0 | 0 | 0 | 0 | 0 | 0 | 0 | Yes | Yes | Yes | Yes | Yes | 161 | 160 | 84 | 85 | 86 | 0.99 | 1 | 1 | 1 | 1 | 0 | 0 | 0 | 0 | 0 | 0 | 0 | 0 | 0 | 0 | 0 | 0 | 0 | 0 | 0 | NA | NA | NA | NA | NA | 0 | 0 | 0 | 0 | 0 | NA | NA | NA | NA | NA | 0 | 0 | 0 | 0 | 0 | 0 | 0 | 0 | 0 | 0 | 0 | 0 | 0 | 0 | 0 | NA | NA | NA | NA | NA
0 | 0 |  | 0 |  | NA | 176 | 173 | 171 | 908 | 168 | 1214 | 1214 | 1214 | 1214 | 1214 | 161 | 160 | 84 | 85 | 86 | 0 | 0 | 0 | 0 | 0 | 0 | 0 | 0 | 0 | 0 | 0 | 0 | 0 | 0 | 0 | Yes | Yes | Yes | Yes | Yes | 0.99 | 1 | 1 | 1 | 1 | 1214 | 1214 | 1214 | 1214 | 1214 | 0 | 0 | 0 | 0 | 0 | 0 | 0 | 0 | 0 | 0 | 0 | 0 | 0 | 0 | 0 | NA | NA | NA | NA | NA | 0 | 0 | 0 | 0 | 0 | NA | NA | NA | NA | NA | 0 | 0 | 0 | 0 | 0 | 0 | 0 | 0 | 0 | 0 | 0 | 0 | 0 | 0 | 0 | NA | NA | NA | NA | NA
F918 | Merrimac |  | Broadbeach |  | NA | 1214 | 1214 | 1214 | 241 | 1214 | 161 | 160 | 84 | 85 | 86 | 0.99 | 1 | 1 | 1 | 1 | 0 | 0 | 0 | 0 | 0 | 0 | 0 | 0 | 0 | 0 | Urban | Urban | Urban | Urban | Urban | Yes | Yes | Yes | Yes | Yes | 1214 | 1214 | 1214 | 1214 | 1214 | 304 | 304 | 281 | 282 | 282 | 0 | 0 | 0 | 0 | 0 | 0 | 0 | 0 | 0 | 0 | 21 | 21 | 21 | 21 | 21 | NA | NA | NA | NA | NA | 0 | 0 | 0 | 0 | 0 | NA | NA | NA | NA | NA | 0 | 0 | 0 | 0 | 0 | 0 | 0 | 0 | 0 | 0 | 0 | 0 | 0 | 0 | 0 | NA | NA | NA | NA | NA
0 | 0 |  | 0 |  | NA | 161 | 160 | 84 | 0.99 | 86 | 0.99 | 1 | 1 | 1 | 1 | 1214 | 1214 | 1214 | 1214 | 1214 | 0 | 0 | 0 | 0 | 0 | 0 | 0 | 0 | 0 | 0 | 0 | 0 | 0 | 0 | 0 | Yes | Yes | Yes | Yes | Yes | 304 | 304 | 281 | 282 | 282 | 1214 | 1214 | 1214 | 1214 | 1214 | 0 | 0 | 0 | 0 | 0 | 0 | 0 | 0 | 0 | 0 | 0 | 0 | 0 | 0 | 0 | NA | NA | NA | NA | NA | 0 | 0 | 0 | 0 | 0 | NA | NA | NA | NA | NA | 0 | 0 | 0 | 0 | 0 | 0 | 0 | 0 | 0 | 0 | 0 | 0 | 0 | 0 | 0 | NA | NA | NA | NA | NA
0 | 0 |  | 0 |  | NA | 0.99 | 1 | 1 | 908 | 1 | 1214 | 1214 | 1214 | 1214 | 1214 | 304 | 304 | 281 | 282 | 282 | 0 | 0 | 0 | 0 | 0 | 0 | 0 | 0 | 0 | 0 | 0 | 0 | 0 | 0 | 0 | Yes | Yes | Yes | Yes | Yes | 1214 | 1214 | 1214 | 1214 | 1214 | 161 | 160 | 84 | 85 | 86 | 0 | 0 | 0 | 0 | 0 | 0 | 0 | 0 | 0 | 0 | 0 | 0 | 0 | 0 | 0 | NA | NA | NA | NA | NA | 0 | 0 | 0 | 0 | 0 | NA | NA | NA | NA | NA | 0 | 0 | 0 | 0 | 0 | 0 | 0 | 0 | 0 | 0 | 0 | 0 | 0 | 0 | 0 | NA | NA | NA | NA | NA
0 | 0 |  | 0 |  | NA | 1214 | 1214 | 1214 | 340 | 1214 | 304 | 304 | 281 | 282 | 282 | 1214 | 1214 | 1214 | 1214 | 1214 | 0 | 0 | 0 | 0 | 0 | 0 | 0 | 0 | 0 | 0 | 0 | 0 | 0 | 0 | 0 | Yes | Yes | Yes | Yes | Yes | 161 | 160 | 84 | 85 | 86 | 0.99 | 1 | 1 | 1 | 1 | 0 | 0 | 0 | 0 | 0 | 0 | 0 | 0 | 0 | 0 | 0 | 0 | 0 | 0 | 0 | NA | NA | NA | NA | NA | 0 | 0 | 0 | 0 | 0 | NA | NA | NA | NA | NA | 0 | 0 | 0 | 0 | 0 | 0 | 0 | 0 | 0 | 0 | 0 | 0 | 0 | 0 | 0 | NA | NA | NA | NA | NA
0 | 0 |  | 0 |  | NA | 304 | 304 | 281 | 908 | 282 | 1214 | 1214 | 1214 | 1214 | 1214 | 161 | 160 | 84 | 85 | 86 | 0 | 0 | 0 | 0 | 0 | 0 | 0 | 0 | 0 | 0 | 0 | 0 | 0 | 0 | 0 | Yes | Yes | Yes | Yes | Yes | 0.99 | 1 | 1 | 1 | 1 | 1214 | 1214 | 1214 | 1214 | 1214 | 0 | 0 | 0 | 0 | 0 | 0 | 0 | 0 | 0 | 0 | 0 | 0 | 0 | 0 | 0 | NA | NA | NA | NA | NA | 0 | 0 | 0 | 0 | 0 | NA | NA | NA | NA | NA | 0 | 0 | 0 | 0 | 0 | 0 | 0 | 0 | 0 | 0 | 0 | 0 | 0 | 0 | 0 | NA | NA | NA | NA | NA
F919 | Merrimac |  | Broadbeach |  | NA | 1214 | 1214 | 1214 | 241 | 1214 | 161 | 160 | 84 | 85 | 86 | 0.99 | 1 | 1 | 1 | 1 | 0 | 0 | 0 | 0 | 0 | 0 | 0 | 0 | 0 | 0 | Urban | Urban | Urban | Urban | Urban | Yes | Yes | Yes | Yes | Yes | 1214 | 1214 | 1214 | 1214 | 1214 | 304 | 304 | 281 | 282 | 282 | 0 | 0 | 0 | 0 | 0 | 0 | 0 | 0 | 0 | 0 | 21 | 21 | 21 | 21 | 21 | NA | NA | NA | NA | NA | 0 | 0 | 0 | 0 | 0 | NA | NA | NA | NA | NA | 0 | 0 | 0 | 0 | 0 | 0 | 0 | 0 | 0 | 0 | 0 | 0 | 0 | 0 | 0 | NA | NA | NA | NA | NA
0 | 0 |  | 0 |  | NA | 161 | 160 | 84 | 0.99 | 86 | 0.99 | 1 | 1 | 1 | 1 | 1214 | 1214 | 1214 | 1214 | 1214 | 0 | 0 | 0 | 0 | 0 | 0 | 0 | 0 | 0 | 0 | 0 | 0 | 0 | 0 | 0 | Yes | Yes | Yes | Yes | Yes | 304 | 304 | 281 | 282 | 282 | 1009 | 1009 | 1009 | 1009 | 1009 | 0 | 0 | 0 | 0 | 0 | 0 | 0 | 0 | 0 | 0 | 0 | 0 | 0 | 0 | 0 | NA | NA | NA | NA | NA | 0 | 0 | 0 | 0 | 0 | NA | NA | NA | NA | NA | 0 | 0 | 0 | 0 | 0 | 0 | 0 | 0 | 0 | 0 | 0 | 0 | 0 | 0 | 0 | NA | NA | NA | NA | NA
0 | 0 |  | 0 |  | NA | 0.99 | 1 | 1 | 908 | 1 | 1214 | 1214 | 1214 | 1214 | 1214 | 304 | 304 | 281 | 282 | 282 | 0 | 0 | 0 | 0 | 0 | 0 | 0 | 0 | 0 | 0 | 0 | 0 | 0 | 0 | 0 | Yes | Yes | Yes | Yes | Yes | 1009 | 1009 | 1009 | 1009 | 1009 | 329 | 313 | 330 | 334 | 335 | 0 | 0 | 0 | 0 | 0 | 0 | 0 | 0 | 0 | 0 | 0 | 0 | 0 | 0 | 0 | NA | NA | NA | NA | NA | 0 | 0 | 0 | 0 | 0 | NA | NA | NA | NA | NA | 0 | 0 | 0 | 0 | 0 | 0 | 0 | 0 | 0 | 0 | 0 | 0 | 0 | 0 | 0 | NA | NA | NA | NA | NA
0 | 0 |  | 0 |  | NA | 1214 | 1214 | 1214 | 340 | 1214 | 304 | 304 | 281 | 282 | 282 | 1009 | 1009 | 1009 | 1009 | 1009 | 0 | 0 | 0 | 0 | 0 | 0 | 0 | 0 | 0 | 0 | 0 | 0 | 0 | 0 | 0 | Yes | Yes | Yes | Yes | Yes | 329 | 313 | 330 | 334 | 335 | 0.93 | 0.99 | 0.99 | 0.99 | 0.99 | 0 | 0 | 0 | 0 | 0 | 0 | 0 | 0 | 0 | 0 | 0 | 0 | 0 | 0 | 0 | NA | NA | NA | NA | NA | 0 | 0 | 0 | 0 | 0 | NA | NA | NA | NA | NA | 0 | 0 | 0 | 0 | 0 | 0 | 0 | 0 | 0 | 0 | 0 | 0 | 0 | 0 | 0 | NA | NA | NA | NA | NA
0 | 0 |  | 0 |  | NA | 304 | 304 | 281 | 908 | 282 | 1009 | 1009 | 1009 | 1009 | 1009 | 329 | 313 | 330 | 334 | 335 | 0 | 0 | 0 | 0 | 0 | 0 | 0 | 0 | 0 | 0 | 0 | 0 | 0 | 0 | 0 | Yes | Yes | Yes | Yes | Yes | 0.93 | 0.99 | 0.99 | 0.99 | 0.99 | 1009 | 1009 | 1009 | 1009 | 1009 | 0 | 0 | 0 | 0 | 0 | 0 | 0 | 0 | 0 | 0 | 0 | 0 | 0 | 0 | 0 | NA | NA | NA | NA | NA | 0 | 0 | 0 | 0 | 0 | NA | NA | NA | NA | NA | 0 | 0 | 0 | 0 | 0 | 0 | 0 | 0 | 0 | 0 | 0 | 0 | 0 | 0 | 0 | NA | NA | NA | NA | NA
F7270 | Murarrie |  | Lytton Bulk |  | NA | 1009 | 1009 | 1009 | 241 | 1009 | 329 | 313 | 330 | 334 | 335 | 0.93 | 0.99 | 0.99 | 0.99 | 0.99 | 0 | 0 | 0 | 0 | 0 | 0 | 0 | 0 | 0 | 0 | Urban | Urban | Urban | Urban | Urban | Yes | Yes | Yes | Yes | Yes | 1009 | 1009 | 1009 | 1009 | 1009 | 612 | 606 | 640 | 649 | 650 | 0 | 0 | 0 | 0 | 0 | 0 | 0 | 0 | 0 | 0 | 21 | 21 | 21 | 21 | 21 | NA | NA | NA | NA | NA | 0 | 0 | 0 | 0 | 0 | NA | NA | NA | NA | NA | 0 | 0 | 0 | 0 | 0 | 0 | 0 | 0 | 0 | 0 | 0 | 0 | 0 | 0 | 0 | NA | NA | NA | NA | NA
0 | 0 |  | 0 |  | NA | 329 | 313 | 330 | 0.99 | 335 | 0.93 | 0.99 | 0.99 | 0.99 | 0.99 | 1009 | 1009 | 1009 | 1009 | 1009 | 0 | 0 | 0 | 0 | 0 | 0 | 0 | 0 | 0 | 0 | 0 | 0 | 0 | 0 | 0 | Yes | Yes | Yes | Yes | Yes | 612 | 606 | 640 | 649 | 650 | 1009 | 1009 | 1009 | 1009 | 1009 | 0 | 0 | 0 | 0 | 0 | 0 | 0 | 0 | 0 | 0 | 0 | 0 | 0 | 0 | 0 | NA | NA | NA | NA | NA | 0 | 0 | 0 | 0 | 0 | NA | NA | NA | NA | NA | 0 | 0 | 0 | 0 | 0 | 0 | 0 | 0 | 0 | 0 | 0 | 0 | 0 | 0 | 0 | NA | NA | NA | NA | NA
0 | 0 |  | 0 |  | NA | 0.93 | 0.99 | 0.99 | 908 | 0.99 | 1009 | 1009 | 1009 | 1009 | 1009 | 612 | 606 | 640 | 649 | 650 | 0 | 0 | 0 | 0 | 0 | 0 | 0 | 0 | 0 | 0 | 0 | 0 | 0 | 0 | 0 | Yes | Yes | Yes | Yes | Yes | 1009 | 1009 | 1009 | 1009 | 1009 | 333 | 317 | 334 | 338 | 339 | 0 | 0 | 0 | 0 | 0 | 0 | 0 | 0 | 0 | 0 | 0 | 0 | 0 | 0 | 0 | NA | NA | NA | NA | NA | 0 | 0 | 0 | 0 | 0 | NA | NA | NA | NA | NA | 0 | 0 | 0 | 0 | 0 | 0 | 0 | 0 | 0 | 0 | 0 | 0 | 0 | 0 | 0 | NA | NA | NA | NA | NA
0 | 0 |  | 0 |  | NA | 1009 | 1009 | 1009 | 340 | 1009 | 612 | 606 | 640 | 649 | 650 | 1009 | 1009 | 1009 | 1009 | 1009 | 0 | 0 | 0 | 0 | 0 | 0 | 0 | 0 | 0 | 0 | 0 | 0 | 0 | 0 | 0 | Yes | Yes | Yes | Yes | Yes | 333 | 317 | 334 | 338 | 339 | 0.93 | 0.99 | 0.99 | 0.99 | 0.99 | 0 | 0 | 0 | 0 | 0 | 0 | 0 | 0 | 0 | 0 | 0 | 0 | 0 | 0 | 0 | NA | NA | NA | NA | NA | 0 | 0 | 0 | 0 | 0 | NA | NA | NA | NA | NA | 0 | 0 | 0 | 0 | 0 | 0 | 0 | 0 | 0 | 0 | 0 | 0 | 0 | 0 | 0 | NA | NA | NA | NA | NA
0 | 0 |  | 0 |  | NA | 612 | 606 | 640 | 768 | 650 | 1009 | 1009 | 1009 | 1009 | 1009 | 333 | 317 | 334 | 338 | 339 | 0 | 0 | 0 | 0 | 0 | 0 | 0 | 0 | 0 | 0 | 0 | 0 | 0 | 0 | 0 | Yes | Yes | Yes | Yes | Yes | 0.93 | 0.99 | 0.99 | 0.99 | 0.99 | 1009 | 1009 | 1009 | 1009 | 1009 | 0 | 0 | 0 | 0 | 0 | 0 | 0 | 0 | 0 | 0 | 0 | 0 | 0 | 0 | 0 | NA | NA | NA | NA | NA | 0 | 0 | 0 | 0 | 0 | NA | NA | NA | NA | NA | 0 | 0 | 0 | 0 | 0 | 0 | 0 | 0 | 0 | 0 | 0 | 0 | 0 | 0 | 0 | NA | NA | NA | NA | NA
F7271 | Murarrie |  | Lytton Bulk |  | NA | 1009 | 1009 | 1009 | 204 | 1009 | 333 | 317 | 334 | 338 | 339 | 0.93 | 0.99 | 0.99 | 0.99 | 0.99 | 0 | 0 | 0 | 0 | 0 | 0 | 0 | 0 | 0 | 0 | Urban | Urban | Urban | Urban | Urban | Yes | Yes | Yes | Yes | Yes | 1009 | 1009 | 1009 | 1009 | 1009 | 612 | 606 | 640 | 649 | 650 | 0 | 0 | 0 | 0 | 0 | 0 | 0 | 0 | 0 | 0 | 21 | 21 | 21 | 21 | 21 | NA | NA | NA | NA | NA | 0 | 0 | 0 | 0 | 0 | NA | NA | NA | NA | NA | 0 | 0 | 0 | 0 | 0 | 0 | 0 | 0 | 0 | 0 | 0 | 0 | 0 | 0 | 0 | NA | NA | NA | NA | NA
0 | 0 |  | 0 |  | NA | 333 | 317 | 334 | 0.99 | 339 | 0.93 | 0.99 | 0.99 | 0.99 | 0.99 | 1009 | 1009 | 1009 | 1009 | 1009 | 0 | 0 | 0 | 0 | 0 | 0 | 0 | 0 | 0 | 0 | 0 | 0 | 0 | 0 | 0 | Yes | Yes | Yes | Yes | Yes | 612 | 606 | 640 | 649 | 650 | 908 | 908 | 908 | 908 | 908 | 0 | 0 | 0 | 0 | 0 | 0 | 0 | 0 | 0 | 0 | 0 | 0 | 0 | 0 | 0 | NA | NA | NA | NA | NA | 0 | 0 | 0 | 0 | 0 | NA | NA | NA | NA | NA | 0 | 0 | 0 | 0 | 0 | 0 | 0 | 0 | 0 | 0 | 0 | 0 | 0 | 0 | 0 | NA | NA | NA | NA | NA
0 | 0 |  | 0 |  | NA | 0.93 | 0.99 | 0.99 | 768 | 0.99 | 1009 | 1009 | 1009 | 1009 | 1009 | 612 | 606 | 640 | 649 | 650 | 0 | 0 | 0 | 0 | 0 | 0 | 0 | 0 | 0 | 0 | 0 | 0 | 0 | 0 | 0 | Yes | Yes | Yes | Yes | Yes | 908 | 908 | 908 | 908 | 908 | 244 | 246 | 242 | 241 | 240 | 0 | 0 | 0 | 0 | 0 | 0 | 0 | 0 | 0 | 0 | 0 | 0 | 0 | 0 | 0 | NA | NA | NA | NA | NA | 0 | 0 | 0 | 0 | 0 | NA | NA | NA | NA | NA | 0 | 0 | 0 | 0 | 0 | 0 | 0 | 0 | 0 | 0 | 0 | 0 | 0 | 0 | 0 | NA | NA | NA | NA | NA
0 | 0 |  | 0 |  | NA | 1009 | 1009 | 1009 | 303 | 1009 | 612 | 606 | 640 | 649 | 650 | 908 | 908 | 908 | 908 | 908 | 0 | 0 | 0 | 0 | 0 | 0 | 0 | 0 | 0 | 0 | 0 | 0 | 0 | 0 | 0 | Yes | Yes | Yes | Yes | Yes | 244 | 246 | 242 | 241 | 240 | 0.99 | 0.99 | 0.99 | 0.99 | 0.99 | 0 | 0 | 0 | 0 | 0 | 0 | 0 | 0 | 0 | 0 | 0 | 0 | 0 | 0 | 0 | NA | NA | NA | NA | NA | 0 | 0 | 0 | 0 | 0 | NA | NA | NA | NA | NA | 0 | 0 | 0 | 0 | 0 | 0 | 0 | 0 | 0 | 0 | 0 | 0 | 0 | 0 | 0 | NA | NA | NA | NA | NA
0 | 0 |  | 0 |  | NA | 612 | 606 | 640 | 800 | 650 | 908 | 908 | 908 | 908 | 908 | 244 | 246 | 242 | 241 | 240 | 0 | 0 | 0 | 0 | 0 | 0 | 0 | 0 | 0 | 0 | 0 | 0 | 0 | 0 | 0 | Yes | Yes | Yes | Yes | Yes | 0.99 | 0.99 | 0.99 | 0.99 | 0.99 | 908 | 908 | 908 | 908 | 908 | 0 | 0 | 0 | 0 | 0 | 0 | 0 | 0 | 0 | 0 | 0 | 0 | 0 | 0 | 0 | NA | NA | NA | NA | NA | 0 | 0 | 0 | 0 | 0 | NA | NA | NA | NA | NA | 0 | 0 | 0 | 0 | 0 | 0 | 0 | 0 | 0 | 0 | 0 | 0 | 0 | 0 | 0 | NA | NA | NA | NA | NA
F7272 | Murarrie |  | Doboy |  | NA | 908 | 908 | 908 | 454 | 908 | 244 | 246 | 242 | 241 | 240 | 0.99 | 0.99 | 0.99 | 0.99 | 0.99 | 0 | 0 | 0 | 0 | 0 | 0 | 0 | 0 | 0 | 0 | Urban | Urban | Urban | Urban | Urban | Yes | Yes | Yes | Yes | Yes | 908 | 908 | 908 | 908 | 908 | 346 | 346 | 341 | 340 | 337 | 0 | 0 | 0 | 0 | 0 | 0 | 0 | 0 | 0 | 0 | 21 | 21 | 21 | 21 | 21 | NA | NA | NA | NA | NA | 0 | 0 | 0 | 0 | 0 | NA | NA | NA | NA | NA | 0 | 0 | 0 | 0 | 0 | 0 | 0 | 0 | 0 | 0 | 0 | 0 | 0 | 0 | 0 | NA | NA | NA | NA | NA
0 | 0 |  | 0 |  | NA | 244 | 246 | 242 | 0.98 | 240 | 0.99 | 0.99 | 0.99 | 0.99 | 0.99 | 908 | 908 | 908 | 908 | 908 | 0 | 0 | 0 | 0 | 0 | 0 | 0 | 0 | 0 | 0 | 0 | 0 | 0 | 0 | 0 | Yes | Yes | Yes | Yes | Yes | 346 | 346 | 341 | 340 | 337 | 908 | 908 | 908 | 908 | 908 | 0 | 0 | 0 | 0 | 0 | 0 | 0 | 0 | 0 | 0 | 0 | 0 | 0 | 0 | 0 | NA | NA | NA | NA | NA | 0 | 0 | 0 | 0 | 0 | NA | NA | NA | NA | NA | 0 | 0 | 0 | 0 | 0 | 0 | 0 | 0 | 0 | 0 | 0 | 0 | 0 | 0 | 0 | NA | NA | NA | NA | NA
0 | 0 |  | 0 |  | NA | 0.99 | 0.99 | 0.99 | 800 | 0.99 | 908 | 908 | 908 | 908 | 908 | 346 | 346 | 341 | 340 | 337 | 0 | 0 | 0 | 0 | 0 | 0 | 0 | 0 | 0 | 0 | 0 | 0 | 0 | 0 | 0 | Yes | Yes | Yes | Yes | Yes | 908 | 908 | 908 | 908 | 908 | 244 | 246 | 242 | 241 | 240 | 0 | 0 | 0 | 0 | 0 | 0 | 0 | 0 | 0 | 0 | 0 | 0 | 0 | 0 | 0 | NA | NA | NA | NA | NA | 0 | 0 | 0 | 0 | 0 | NA | NA | NA | NA | NA | 0 | 0 | 0 | 0 | 0 | 0 | 0 | 0 | 0 | 0 | 0 | 0 | 0 | 0 | 0 | NA | NA | NA | NA | NA
0 | 0 |  | 0 |  | NA | 908 | 908 | 908 | 860 | 908 | 346 | 346 | 341 | 340 | 337 | 908 | 908 | 908 | 908 | 908 | 0 | 0 | 0 | 0 | 0 | 0 | 0 | 0 | 0 | 0 | 0 | 0 | 0 | 0 | 0 | Yes | Yes | Yes | Yes | Yes | 244 | 246 | 242 | 241 | 240 | 0.99 | 0.99 | 0.99 | 0.99 | 0.99 | 0 | 0 | 0 | 0 | 0 | 0 | 0 | 0 | 0 | 0 | 0 | 0 | 0 | 0 | 0 | NA | NA | NA | NA | NA | 0 | 0 | 0 | 0 | 0 | NA | NA | NA | NA | NA | 0 | 0 | 0 | 0 | 0 | 0 | 0 | 0 | 0 | 0 | 0 | 0 | 0 | 0 | 0 | NA | NA | NA | NA | NA
0 | 0 |  | 0 |  | NA | 346 | 346 | 341 | 768 | 337 | 908 | 908 | 908 | 908 | 908 | 244 | 246 | 242 | 241 | 240 | 0 | 0 | 0 | 0 | 0 | 0 | 0 | 0 | 0 | 0 | 0 | 0 | 0 | 0 | 0 | Yes | Yes | Yes | Yes | Yes | 0.99 | 0.99 | 0.99 | 0.99 | 0.99 | 908 | 908 | 908 | 908 | 908 | 0 | 0 | 0 | 0 | 0 | 0 | 0 | 0 | 0 | 0 | 0 | 0 | 0 | 0 | 0 | NA | NA | NA | NA | NA | 0 | 0 | 0 | 0 | 0 | NA | NA | NA | NA | NA | 0 | 0 | 0 | 0 | 0 | 0 | 0 | 0 | 0 | 0 | 0 | 0 | 0 | 0 | 0 | NA | NA | NA | NA | NA
F7273 | Murarrie |  | Doboy |  | NA | 908 | 908 | 908 | 362 | 908 | 244 | 246 | 242 | 241 | 240 | 0.99 | 0.99 | 0.99 | 0.99 | 0.99 | 0 | 0 | 0 | 0 | 0 | 0 | 0 | 0 | 0 | 0 | Urban | Urban | Urban | Urban | Urban | Yes | Yes | Yes | Yes | Yes | 908 | 908 | 908 | 908 | 908 | 346 | 346 | 341 | 340 | 337 | 0 | 0 | 0 | 0 | 0 | 0 | 0 | 0 | 0 | 0 | 21 | 21 | 21 | 21 | 21 | NA | NA | NA | NA | NA | 0 | 0 | 0 | 0 | 0 | NA | NA | NA | NA | NA | 0 | 0 | 0 | 0 | 0 | 0 | 0 | 0 | 0 | 0 | 0 | 0 | 0 | 0 | 0 | NA | NA | NA | NA | NA
0 | 0 |  | 0 |  | NA | 244 | 246 | 242 | 0.97 | 240 | 0.99 | 0.99 | 0.99 | 0.99 | 0.99 | 908 | 908 | 908 | 908 | 908 | 0 | 0 | 0 | 0 | 0 | 0 | 0 | 0 | 0 | 0 | 0 | 0 | 0 | 0 | 0 | Yes | Yes | Yes | Yes | Yes | 346 | 346 | 341 | 340 | 337 | 908 | 908 | 908 | 908 | 908 | 0 | 0 | 0 | 0 | 0 | 0 | 0 | 0 | 0 | 0 | 0 | 0 | 0 | 0 | 0 | NA | NA | NA | NA | NA | 0 | 0 | 0 | 0 | 0 | NA | NA | NA | NA | NA | 0 | 0 | 0 | 0 | 0 | 0 | 0 | 0 | 0 | 0 | 0 | 0 | 0 | 0 | 0 | NA | NA | NA | NA | NA
0 | 0 |  | 0 |  | NA | 0.99 | 0.99 | 0.99 | 768 | 0.99 | 908 | 908 | 908 | 908 | 908 | 346 | 346 | 341 | 340 | 337 | 0 | 0 | 0 | 0 | 0 | 0 | 0 | 0 | 0 | 0 | 0 | 0 | 0 | 0 | 0 | Yes | Yes | Yes | Yes | Yes | 908 | 908 | 908 | 908 | 908 | 244 | 246 | 242 | 241 | 240 | 0 | 0 | 0 | 0 | 0 | 0 | 0 | 0 | 0 | 0 | 0 | 0 | 0 | 0 | 0 | NA | NA | NA | NA | NA | 0 | 0 | 0 | 0 | 0 | NA | NA | NA | NA | NA | 0 | 0 | 0 | 0 | 0 | 0 | 0 | 0 | 0 | 0 | 0 | 0 | 0 | 0 | 0 | NA | NA | NA | NA | NA
0 | 0 |  | 0 |  | NA | 908 | 908 | 908 | 603 | 908 | 346 | 346 | 341 | 340 | 337 | 908 | 908 | 908 | 908 | 908 | 0 | 0 | 0 | 0 | 0 | 0 | 0 | 0 | 0 | 0 | 0 | 0 | 0 | 0 | 0 | Yes | Yes | Yes | Yes | Yes | 244 | 246 | 242 | 241 | 240 | 0.99 | 0.99 | 0.99 | 0.99 | 0.99 | 0 | 0 | 0 | 0 | 0 | 0 | 0 | 0 | 0 | 0 | 0 | 0 | 0 | 0 | 0 | NA | NA | NA | NA | NA | 0 | 0 | 0 | 0 | 0 | NA | NA | NA | NA | NA | 0 | 0 | 0 | 0 | 0 | 0 | 0 | 0 | 0 | 0 | 0 | 0 | 0 | 0 | 0 | NA | NA | NA | NA | NA
0 | 0 |  | 0 |  | NA | 346 | 346 | 341 | 684 | 337 | 908 | 908 | 908 | 908 | 908 | 244 | 246 | 242 | 241 | 240 | 0 | 0 | 0 | 0 | 0 | 0 | 0 | 0 | 0 | 0 | 0 | 0 | 0 | 0 | 0 | Yes | Yes | Yes | Yes | Yes | 0.99 | 0.99 | 0.99 | 0.99 | 0.99 | 908 | 908 | 908 | 908 | 908 | 0 | 0 | 0 | 0 | 0 | 0 | 0 | 0 | 0 | 0 | 0 | 0 | 0 | 0 | 0 | NA | NA | NA | NA | NA | 0 | 0 | 0 | 0 | 0 | NA | NA | NA | NA | NA | 0 | 0 | 0 | 0 | 0 | 0 | 0 | 0 | 0 | 0 | 0 | 0 | 0 | 0 | 0 | NA | NA | NA | NA | NA
F7274 | Murarrie |  | Doboy |  | NA | 908 | 908 | 908 | 159 | 908 | 244 | 246 | 242 | 241 | 240 | 0.99 | 0.99 | 0.99 | 0.99 | 0.99 | 0 | 0 | 0 | 0 | 0 | 0 | 0 | 0 | 0 | 0 | Urban | Urban | Urban | Urban | Urban | Yes | Yes | Yes | Yes | Yes | 908 | 908 | 908 | 908 | 908 | 346 | 346 | 341 | 340 | 337 | 0 | 0 | 0 | 0 | 0 | 0 | 0 | 0 | 0 | 0 | 21 | 21 | 21 | 21 | 21 | NA | NA | NA | NA | NA | 0 | 0 | 0 | 0 | 0 | NA | NA | NA | NA | NA | 0 | 0 | 0 | 0 | 0 | 0 | 0 | 0 | 0 | 0 | 0 | 0 | 0 | 0 | 0 | NA | NA | NA | NA | NA
0 | 0 |  | 0 |  | NA | 244 | 246 | 242 | 0.96 | 240 | 0.99 | 0.99 | 0.99 | 0.99 | 0.99 | 908 | 908 | 908 | 908 | 908 | 0 | 0 | 0 | 0 | 0 | 0 | 0 | 0 | 0 | 0 | 0 | 0 | 0 | 0 | 0 | Yes | Yes | Yes | Yes | Yes | 346 | 346 | 341 | 340 | 337 | 768 | 768 | 768 | 768 | 768 | 0 | 0 | 0 | 0 | 0 | 0 | 0 | 0 | 0 | 0 | 0 | 0 | 0 | 0 | 0 | NA | NA | NA | NA | NA | 0 | 0 | 0 | 0 | 0 | NA | NA | NA | NA | NA | 0 | 0 | 0 | 0 | 0 | 0 | 0 | 0 | 0 | 0 | 0 | 0 | 0 | 0 | 0 | NA | NA | NA | NA | NA
0 | 0 |  | 0 |  | NA | 0.99 | 0.99 | 0.99 | 684 | 0.99 | 908 | 908 | 908 | 908 | 908 | 346 | 346 | 341 | 340 | 337 | 0 | 0 | 0 | 0 | 0 | 0 | 0 | 0 | 0 | 0 | 0 | 0 | 0 | 0 | 0 | Yes | Yes | Yes | Yes | Yes | 768 | 768 | 768 | 768 | 768 | 206 | 201 | 213 | 204 | 195 | 0 | 0 | 0 | 0 | 0 | 0 | 0 | 0 | 0 | 0 | 0 | 0 | 0 | 0 | 0 | NA | NA | NA | NA | NA | 0 | 0 | 0 | 0 | 0 | NA | NA | NA | NA | NA | 0 | 0 | 0 | 0 | 0 | 0 | 0 | 0 | 0 | 0 | 0 | 0 | 0 | 0 | 0 | NA | NA | NA | NA | NA
0 | 0 |  | 0 |  | NA | 908 | 908 | 908 | 302 | 908 | 346 | 346 | 341 | 340 | 337 | 768 | 768 | 768 | 768 | 768 | 0 | 0 | 0 | 0 | 0 | 0 | 0 | 0 | 0 | 0 | 0 | 0 | 0 | 0 | 0 | Yes | Yes | Yes | Yes | Yes | 206 | 201 | 213 | 204 | 195 | 0.99 | 0.99 | 0.99 | 0.99 | 0.98 | 0 | 0 | 0 | 0 | 0 | 0 | 0 | 0 | 0 | 0 | 0 | 0 | 0 | 0 | 0 | NA | NA | NA | NA | NA | 0 | 0 | 0 | 0 | 0 | NA | NA | NA | NA | NA | 0 | 0 | 0 | 0 | 0 | 0 | 0 | 0 | 0 | 0 | 0 | 0 | 0 | 0 | 0 | NA | NA | NA | NA | NA
0 | 0 |  | 0 |  | NA | 346 | 346 | 341 | 768 | 337 | 768 | 768 | 768 | 768 | 768 | 206 | 201 | 213 | 204 | 195 | 0 | 0 | 0 | 0 | 0 | 0 | 0 | 0 | 0 | 0 | 0 | 0 | 0 | 0 | 0 | Yes | Yes | Yes | Yes | Yes | 0.99 | 0.99 | 0.99 | 0.99 | 0.98 | 768 | 768 | 768 | 768 | 768 | 0 | 0 | 0 | 0 | 0 | 0 | 0 | 0 | 0 | 0 | 0 | 0 | 0 | 0 | 0 | NA | NA | NA | NA | NA | 0 | 0 | 0 | 0 | 0 | NA | NA | NA | NA | NA | 0 | 0 | 0 | 0 | 0 | 0 | 0 | 0 | 0 | 0 | 0 | 0 | 0 | 0 | 0 | NA | NA | NA | NA | NA
F745/2 | Moodlu |  | Beerwah Tee |  | NA | 768 | 768 | 768 | 204 | 768 | 206 | 201 | 213 | 204 | 195 | 0.99 | 0.99 | 0.99 | 0.99 | 0.98 | 0 | 0 | 0 | 0 | 0 | 0 | 0 | 0 | 0 | 0 | Urban | Urban | Urban | Urban | Urban | Yes | Yes | Yes | Yes | Yes | 768 | 768 | 768 | 768 | 768 | 317 | 313 | 308 | 303 | 295 | 0 | 0 | 0 | 0 | 0 | 0 | 0 | 0 | 0 | 0 | 21 | 21 | 21 | 21 | 21 | NA | NA | NA | NA | NA | 0 | 0 | 0 | 0 | 0 | NA | NA | NA | NA | NA | 0 | 0 | 0 | 0 | 0 | 0 | 0 | 0 | 0 | 0 | 0 | 0 | 0 | 0 | 0 | NA | NA | NA | NA | NA
0 | 0 |  | 0 |  | NA | 206 | 201 | 213 | 0.99 | 195 | 0.99 | 0.99 | 0.99 | 0.99 | 0.98 | 768 | 768 | 768 | 768 | 768 | 0 | 0 | 0 | 0 | 0 | 0 | 0 | 0 | 0 | 0 | 0 | 0 | 0 | 0 | 0 | Yes | Yes | Yes | Yes | Yes | 317 | 313 | 308 | 303 | 295 | 800 | 800 | 800 | 800 | 800 | 0 | 0 | 0 | 0 | 0 | 0 | 0 | 0 | 0 | 0 | 0 | 0 | 0 | 0 | 0 | NA | NA | NA | NA | NA | 0 | 0 | 0 | 0 | 0 | NA | NA | NA | NA | NA | 0 | 0 | 0 | 0 | 0 | 0 | 0 | 0 | 0 | 0 | 0 | 0 | 0 | 0 | 0 | NA | NA | NA | NA | NA
0 | 0 |  | 0 |  | NA | 0.99 | 0.99 | 0.99 | 768 | 0.98 | 768 | 768 | 768 | 768 | 768 | 317 | 313 | 308 | 303 | 295 | 0 | 0 | 0 | 0 | 0 | 0 | 0 | 0 | 0 | 0 | 0 | 0 | 0 | 0 | 0 | Yes | Yes | Yes | Yes | Yes | 800 | 800 | 800 | 800 | 800 | 456 | 457 | 454 | 454 | 454 | 0 | 0 | 0 | 0 | 0 | 0 | 0 | 0 | 0 | 0 | 0 | 0 | 0 | 0 | 0 | NA | NA | NA | NA | NA | 0 | 0 | 0 | 0 | 0 | NA | NA | NA | NA | NA | 0 | 0 | 0 | 0 | 0 | 0 | 0 | 0 | 0 | 0 | 0 | 0 | 0 | 0 | 0 | NA | NA | NA | NA | NA
0 | 0 |  | 0 |  | NA | 768 | 768 | 768 | 303 | 768 | 317 | 313 | 308 | 303 | 295 | 800 | 800 | 800 | 800 | 800 | 0 | 0 | 0 | 0 | 0 | 0 | 0 | 0 | 0 | 0 | 0 | 0 | 0 | 0 | 0 | Yes | Yes | Yes | Yes | Yes | 456 | 457 | 454 | 454 | 454 | 0.98 | 0.98 | 0.98 | 0.98 | 0.98 | 0 | 0 | 0 | 0 | 0 | 0 | 0 | 0 | 0 | 0 | 0 | 0 | 0 | 0 | 0 | NA | NA | NA | NA | NA | 0 | 0 | 0 | 0 | 0 | NA | NA | NA | NA | NA | 0 | 0 | 0 | 0 | 0 | 0 | 0 | 0 | 0 | 0 | 0 | 0 | 0 | 0 | 0 | NA | NA | NA | NA | NA
0 | 0 |  | 0 |  | NA | 317 | 313 | 308 | 800 | 295 | 800 | 800 | 800 | 800 | 800 | 456 | 457 | 454 | 454 | 454 | 0 | 0 | 0 | 0 | 0 | 0 | 0 | 0 | 0 | 0 | 0 | 0 | 0 | 0 | 0 | Yes | Yes | Yes | Yes | Yes | 0.98 | 0.98 | 0.98 | 0.98 | 0.98 | 800 | 800 | 800 | 800 | 800 | 0 | 0 | 0 | 0 | 0 | 0 | 0 | 0 | 0 | 0 | 0 | 0 | 0 | 0 | 0 | NA | NA | NA | NA | NA | 0 | 0 | 0 | 0 | 0 | NA | NA | NA | NA | NA | 0 | 0 | 0 | 0 | 0 | 0 | 0 | 0 | 0 | 0 | 0 | 0 | 0 | 0 | 0 | NA | NA | NA | NA | NA
F745/3 | Moodlu |  | Caboolture |  | NA | 800 | 800 | 800 | 454 | 800 | 456 | 457 | 454 | 454 | 454 | 0.98 | 0.98 | 0.98 | 0.98 | 0.98 | 0 | 0 | 0 | 0 | 0 | 0 | 0 | 0 | 0 | 0 | Urban | Urban | Urban | Urban | Urban | Yes | Yes | Yes | Yes | Yes | 800 | 800 | 800 | 800 | 800 | 867 | 870 | 863 | 860 | 863 | 0 | 0 | 0 | 0 | 0 | 0 | 0 | 0 | 0 | 0 | 104 | 104 | 104 | 104 | 104 | NA | NA | NA | NA | NA | 0 | 0 | 0 | 0 | 0 | NA | NA | NA | NA | NA | 0 | 0 | 0 | 0 | 0 | 0 | 0 | 0 | 0 | 0 | 0 | 0 | 0 | 0 | 0 | NA | NA | NA | NA | NA
0 | 0 |  | 0 |  | NA | 456 | 457 | 454 | 0.98 | 454 | 0.98 | 0.98 | 0.98 | 0.98 | 0.98 | 800 | 800 | 800 | 800 | 800 | 0 | 0 | 0 | 0 | 0 | 0 | 0 | 0 | 0 | 0 | 0 | 0 | 0 | 0 | 0 | Yes | Yes | Yes | Yes | Yes | 867 | 870 | 863 | 860 | 863 | 768 | 768 | 768 | 768 | 768 | 0 | 0 | 0 | 0 | 0 | 0 | 0 | 0 | 0 | 0 | 0 | 0 | 0 | 0 | 0 | NA | NA | NA | NA | NA | 0 | 0 | 0 | 0 | 0 | NA | NA | NA | NA | NA | 0 | 0 | 0 | 0 | 0 | 0 | 0 | 0 | 0 | 0 | 0 | 0 | 0 | 0 | 0 | NA | NA | NA | NA | NA
0 | 0 |  | 0 |  | NA | 0.98 | 0.98 | 0.98 | 800 | 0.98 | 800 | 800 | 800 | 800 | 800 | 867 | 870 | 863 | 860 | 863 | 0 | 0 | 0 | 0 | 0 | 0 | 0 | 0 | 0 | 0 | 0 | 0 | 0 | 0 | 0 | Yes | Yes | Yes | Yes | Yes | 768 | 768 | 768 | 768 | 768 | 364 | 361 | 371 | 362 | 352 | 0 | 0 | 0 | 0 | 0 | 0 | 0 | 0 | 0 | 0 | 0 | 0 | 0 | 0 | 0 | NA | NA | NA | NA | NA | 0 | 0 | 0 | 0 | 0 | NA | NA | NA | NA | NA | 0 | 0 | 0 | 0 | 0 | 0 | 0 | 0 | 0 | 0 | 0 | 0 | 0 | 0 | 0 | NA | NA | NA | NA | NA
0 | 0 |  | 0 |  | NA | 800 | 800 | 800 | 860 | 800 | 867 | 870 | 863 | 860 | 863 | 768 | 768 | 768 | 768 | 768 | 0 | 0 | 0 | 0 | 0 | 0 | 0 | 0 | 0 | 0 | 0 | 0 | 0 | 0 | 0 | Yes | Yes | Yes | Yes | Yes | 364 | 361 | 371 | 362 | 352 | 0.98 | 0.97 | 0.98 | 0.97 | 0.97 | 0 | 0 | 0 | 0 | 0 | 0 | 0 | 0 | 0 | 0 | 0 | 0 | 0 | 0 | 0 | NA | NA | NA | NA | NA | 0 | 0 | 0 | 0 | 0 | NA | NA | NA | NA | NA | 0 | 0 | 0 | 0 | 0 | 0 | 0 | 0 | 0 | 0 | 0 | 0 | 0 | 0 | 0 | NA | NA | NA | NA | NA
0 | 0 |  | 0 |  | NA | 867 | 870 | 863 | 768 | 863 | 768 | 768 | 768 | 768 | 768 | 364 | 361 | 371 | 362 | 352 | 0 | 0 | 0 | 0 | 0 | 0 | 0 | 0 | 0 | 0 | 0 | 0 | 0 | 0 | 0 | Yes | Yes | Yes | Yes | Yes | 0.98 | 0.97 | 0.98 | 0.97 | 0.97 | 768 | 768 | 768 | 768 | 768 | 0 | 0 | 0 | 0 | 0 | 0 | 0 | 0 | 0 | 0 | 0 | 0 | 0 | 0 | 0 | NA | NA | NA | NA | NA | 0 | 0 | 0 | 0 | 0 | NA | NA | NA | NA | NA | 0 | 0 | 0 | 0 | 0 | 0 | 0 | 0 | 0 | 0 | 0 | 0 | 0 | 0 | 0 | NA | NA | NA | NA | NA
F745/4 | Palmwoods |  | Beerwah Tee |  | NA | 768 | 768 | 768 | 362 | 768 | 364 | 361 | 371 | 362 | 352 | 0.98 | 0.97 | 0.98 | 0.97 | 0.97 | 0 | 0 | 0 | 0 | 0 | 0 | 0 | 0 | 0 | 0 | Urban | Urban | Urban | Urban | Urban | Yes | Yes | Yes | Yes | Yes | 768 | 768 | 768 | 768 | 768 | 617 | 618 | 610 | 603 | 594 | 0 | 0 | 0 | 0 | 0 | 0 | 0 | 0 | 0 | 0 | 21 | 21 | 21 | 21 | 21 | NA | NA | NA | NA | NA | 0 | 0 | 0 | 0 | 0 | NA | NA | NA | NA | NA | 0 | 0 | 0 | 0 | 0 | 0 | 0 | 0 | 0 | 0 | 0 | 0 | 0 | 0 | 0 | NA | NA | NA | NA | NA
0 | 0 |  | 0 |  | NA | 364 | 361 | 371 | 0.97 | 352 | 0.98 | 0.97 | 0.98 | 0.97 | 0.97 | 768 | 768 | 768 | 768 | 768 | 0 | 0 | 0 | 0 | 0 | 0 | 0 | 0 | 0 | 0 | 0 | 0 | 0 | 0 | 0 | Yes | Yes | Yes | Yes | Yes | 617 | 618 | 610 | 603 | 594 | 684 | 684 | 684 | 684 | 684 | 0 | 0 | 0 | 0 | 0 | 0 | 0 | 0 | 0 | 0 | 0 | 0 | 0 | 0 | 0 | NA | NA | NA | NA | NA | 0 | 0 | 0 | 0 | 0 | NA | NA | NA | NA | NA | 0 | 0 | 0 | 0 | 0 | 0 | 0 | 0 | 0 | 0 | 0 | 0 | 0 | 0 | 0 | NA | NA | NA | NA | NA
0 | 0 |  | 0 |  | NA | 0.98 | 0.97 | 0.98 | 768 | 0.97 | 768 | 768 | 768 | 768 | 768 | 617 | 618 | 610 | 603 | 594 | 0 | 0 | 0 | 0 | 0 | 0 | 0 | 0 | 0 | 0 | 0 | 0 | 0 | 0 | 0 | Yes | Yes | Yes | Yes | Yes | 684 | 684 | 684 | 684 | 684 | 160 | 161 | 160 | 159 | 158 | 0 | 0 | 0 | 0 | 0 | 0 | 0 | 0 | 0 | 0 | 0 | 0 | 0 | 0 | 0 | NA | NA | NA | NA | NA | 0 | 0 | 0 | 0 | 0 | NA | NA | NA | NA | NA | 0 | 0 | 0 | 0 | 0 | 0 | 0 | 0 | 0 | 0 | 0 | 0 | 0 | 0 | 0 | NA | NA | NA | NA | NA
0 | 0 |  | 0 |  | NA | 768 | 768 | 768 | 603 | 768 | 617 | 618 | 610 | 603 | 594 | 684 | 684 | 684 | 684 | 684 | 0 | 0 | 0 | 0 | 0 | 0 | 0 | 0 | 0 | 0 | 0 | 0 | 0 | 0 | 0 | Yes | Yes | Yes | Yes | Yes | 160 | 161 | 160 | 159 | 158 | 0.96 | 0.96 | 0.96 | 0.96 | 0.96 | 0 | 0 | 0 | 0 | 0 | 0 | 0 | 0 | 0 | 0 | 0 | 0 | 0 | 0 | 0 | NA | NA | NA | NA | NA | 0 | 0 | 0 | 0 | 0 | NA | NA | NA | NA | NA | 0 | 0 | 0 | 0 | 0 | 0 | 0 | 0 | 0 | 0 | 0 | 0 | 0 | 0 | 0 | NA | NA | NA | NA | NA
0 | 0 |  | 0 |  | NA | 617 | 618 | 610 | 976 | 594 | 684 | 684 | 684 | 684 | 684 | 160 | 161 | 160 | 159 | 158 | 0 | 0 | 0 | 0 | 0 | 0 | 0 | 0 | 0 | 0 | 0 | 0 | 0 | 0 | 0 | Yes | Yes | Yes | Yes | Yes | 0.96 | 0.96 | 0.96 | 0.96 | 0.96 | 684 | 684 | 684 | 684 | 684 | 0 | 0 | 0 | 0 | 0 | 0 | 0 | 0 | 0 | 0 | 0 | 0 | 0 | 0 | 0 | NA | NA | NA | NA | NA | 0 | 0 | 0 | 0 | 0 | NA | NA | NA | NA | NA | 0 | 0 | 0 | 0 | 0 | 0 | 0 | 0 | 0 | 0 | 0 | 0 | 0 | 0 | 0 | NA | NA | NA | NA | NA
F745/5 | Beerwah Tee |  | Beerwah |  | NA | 684 | 684 | 684 | 159 | 684 | 160 | 161 | 160 | 159 | 158 | 0.96 | 0.96 | 0.96 | 0.96 | 0.96 | 0 | 0 | 0 | 0 | 0 | 0 | 0 | 0 | 0 | 0 | Urban | Urban | Urban | Urban | Urban | Yes | Yes | Yes | Yes | Yes | 684 | 684 | 684 | 684 | 684 | 302 | 307 | 304 | 302 | 300 | 0 | 0 | 0 | 0 | 0 | 0 | 0 | 0 | 0 | 0 | 21 | 21 | 21 | 21 | 21 | NA | NA | NA | NA | NA | 0 | 0 | 0 | 0 | 0 | NA | NA | NA | NA | NA | 0 | 0 | 0 | 0 | 0 | 0 | 0 | 0 | 0 | 0 | 0 | 0 | 0 | 0 | 0 | NA | NA | NA | NA | NA
0 | 0 |  | 0 |  | NA | 160 | 161 | 160 | 0.96 | 158 | 0.96 | 0.96 | 0.96 | 0.96 | 0.96 | 684 | 684 | 684 | 684 | 684 | 0 | 0 | 0 | 0 | 0 | 0 | 0 | 0 | 0 | 0 | 0 | 0 | 0 | 0 | 0 | Yes | Yes | Yes | Yes | Yes | 302 | 307 | 304 | 302 | 300 | 768 | 768 | 768 | 768 | 768 | 0 | 0 | 0 | 0 | 0 | 0 | 0 | 0 | 0 | 0 | 0 | 0 | 0 | 0 | 0 | NA | NA | NA | NA | NA | 0 | 0 | 0 | 0 | 0 | NA | NA | NA | NA | NA | 0 | 0 | 0 | 0 | 0 | 0 | 0 | 0 | 0 | 0 | 0 | 0 | 0 | 0 | 0 | NA | NA | NA | NA | NA
0 | 0 |  | 0 |  | NA | 0.96 | 0.96 | 0.96 | 976 | 0.96 | 684 | 684 | 684 | 684 | 684 | 302 | 307 | 304 | 302 | 300 | 0 | 0 | 0 | 0 | 0 | 0 | 0 | 0 | 0 | 0 | 0 | 0 | 0 | 0 | 0 | Yes | Yes | Yes | Yes | Yes | 768 | 768 | 768 | 768 | 768 | 206 | 201 | 213 | 204 | 195 | 0 | 0 | 0 | 0 | 0 | 0 | 0 | 0 | 0 | 0 | 0 | 0 | 0 | 0 | 0 | NA | NA | NA | NA | NA | 0 | 0 | 0 | 0 | 0 | NA | NA | NA | NA | NA | 0 | 0 | 0 | 0 | 0 | 0 | 0 | 0 | 0 | 0 | 0 | 0 | 0 | 0 | 0 | NA | NA | NA | NA | NA
0 | 0 |  | 0 |  | NA | 684 | 684 | 684 | 302 | 684 | 302 | 307 | 304 | 302 | 300 | 768 | 768 | 768 | 768 | 768 | 0 | 0 | 0 | 0 | 0 | 0 | 0 | 0 | 0 | 0 | 0 | 0 | 0 | 0 | 0 | Yes | Yes | Yes | Yes | Yes | 206 | 201 | 213 | 204 | 195 | 0.99 | 0.99 | 0.99 | 0.99 | 0.98 | 0 | 0 | 0 | 0 | 0 | 0 | 0 | 0 | 0 | 0 | 0 | 0 | 0 | 0 | 0 | NA | NA | NA | NA | NA | 0 | 0 | 0 | 0 | 0 | NA | NA | NA | NA | NA | 0 | 0 | 0 | 0 | 0 | 0 | 0 | 0 | 0 | 0 | 0 | 0 | 0 | 0 | 0 | NA | NA | NA | NA | NA
0 | 0 |  | 0 |  | NA | 302 | 307 | 304 | 748 | 300 | 768 | 768 | 768 | 768 | 768 | 206 | 201 | 213 | 204 | 195 | 0 | 0 | 0 | 0 | 0 | 0 | 0 | 0 | 0 | 0 | 0 | 0 | 0 | 0 | 0 | Yes | Yes | Yes | Yes | Yes | 0.99 | 0.99 | 0.99 | 0.99 | 0.98 | 768 | 768 | 768 | 768 | 768 | 0 | 0 | 0 | 0 | 0 | 0 | 0 | 0 | 0 | 0 | 0 | 0 | 0 | 0 | 0 | NA | NA | NA | NA | NA | 0 | 0 | 0 | 0 | 0 | NA | NA | NA | NA | NA | 0 | 0 | 0 | 0 | 0 | 0 | 0 | 0 | 0 | 0 | 0 | 0 | 0 | 0 | 0 | NA | NA | NA | NA | NA
F746/2 | Moodlu |  | Beerwah Tee |  | NA | 768 | 768 | 768 | 127 | 768 | 206 | 201 | 213 | 204 | 195 | 0.99 | 0.99 | 0.99 | 0.99 | 0.98 | 0 | 0 | 0 | 0 | 0 | 0 | 0 | 0 | 0 | 0 | Urban | Urban | Urban | Urban | Urban | Yes | Yes | Yes | Yes | Yes | 768 | 768 | 768 | 768 | 768 | 317 | 313 | 308 | 303 | 295 | 0 | 0 | 0 | 0 | 0 | 0 | 0 | 0 | 0 | 0 | 21 | 21 | 21 | 21 | 21 | NA | NA | NA | NA | NA | 0 | 0 | 0 | 0 | 0 | NA | NA | NA | NA | NA | 0 | 0 | 0 | 0 | 0 | 0 | 0 | 0 | 0 | 0 | 0 | 0 | 0 | 0 | 0 | NA | NA | NA | NA | NA
0 | 0 |  | 0 |  | NA | 206 | 201 | 213 | 0.34 | 195 | 0.99 | 0.99 | 0.99 | 0.99 | 0.98 | 768 | 768 | 768 | 768 | 768 | 0 | 0 | 0 | 0 | 0 | 0 | 0 | 0 | 0 | 0 | 0 | 0 | 0 | 0 | 0 | Yes | Yes | Yes | Yes | Yes | 317 | 313 | 308 | 303 | 295 | 800 | 800 | 800 | 800 | 800 | 0 | 0 | 0 | 0 | 0 | 0 | 0 | 0 | 0 | 0 | 0 | 0 | 0 | 0 | 0 | NA | NA | NA | NA | NA | 0 | 0 | 0 | 0 | 0 | NA | NA | NA | NA | NA | 0 | 0 | 0 | 0 | 0 | 0 | 0 | 0 | 0 | 0 | 0 | 0 | 0 | 0 | 0 | NA | NA | NA | NA | NA
0 | 0 |  | 0 |  | NA | 0.99 | 0.99 | 0.99 | 748 | 0.98 | 768 | 768 | 768 | 768 | 768 | 317 | 313 | 308 | 303 | 295 | 0 | 0 | 0 | 0 | 0 | 0 | 0 | 0 | 0 | 0 | 0 | 0 | 0 | 0 | 0 | Yes | Yes | Yes | Yes | Yes | 800 | 800 | 800 | 800 | 800 | 457 | 457 | 455 | 454 | 455 | 0 | 0 | 0 | 0 | 0 | 0 | 0 | 0 | 0 | 0 | 0 | 0 | 0 | 0 | 0 | NA | NA | NA | NA | NA | 0 | 0 | 0 | 0 | 0 | NA | NA | NA | NA | NA | 0 | 0 | 0 | 0 | 0 | 0 | 0 | 0 | 0 | 0 | 0 | 0 | 0 | 0 | 0 | NA | NA | NA | NA | NA
0 | 0 |  | 0 |  | NA | 768 | 768 | 768 | 303 | 768 | 317 | 313 | 308 | 303 | 295 | 800 | 800 | 800 | 800 | 800 | 0 | 0 | 0 | 0 | 0 | 0 | 0 | 0 | 0 | 0 | 0 | 0 | 0 | 0 | 0 | Yes | Yes | Yes | Yes | Yes | 457 | 457 | 455 | 454 | 455 | 0.98 | 0.98 | 0.98 | 0.98 | 0.98 | 0 | 0 | 0 | 0 | 0 | 0 | 0 | 0 | 0 | 0 | 0 | 0 | 0 | 0 | 0 | NA | NA | NA | NA | NA | 0 | 0 | 0 | 0 | 0 | NA | NA | NA | NA | NA | 0 | 0 | 0 | 0 | 0 | 0 | 0 | 0 | 0 | 0 | 0 | 0 | 0 | 0 | 0 | NA | NA | NA | NA | NA
0 | 0 |  | 0 |  | NA | 317 | 313 | 308 | 703 | 295 | 800 | 800 | 800 | 800 | 800 | 457 | 457 | 455 | 454 | 455 | 0 | 0 | 0 | 0 | 0 | 0 | 0 | 0 | 0 | 0 | 0 | 0 | 0 | 0 | 0 | Yes | Yes | Yes | Yes | Yes | 0.98 | 0.98 | 0.98 | 0.98 | 0.98 | 800 | 800 | 800 | 800 | 800 | 0 | 0 | 0 | 0 | 0 | 0 | 0 | 0 | 0 | 0 | 0 | 0 | 0 | 0 | 0 | NA | NA | NA | NA | NA | 0 | 0 | 0 | 0 | 0 | NA | NA | NA | NA | NA | 0 | 0 | 0 | 0 | 0 | 0 | 0 | 0 | 0 | 0 | 0 | 0 | 0 | 0 | 0 | NA | NA | NA | NA | NA
F746/3 | Moodlu |  | Caboolture |  | NA | 800 | 800 | 800 | 146 | 800 | 457 | 457 | 455 | 454 | 455 | 0.98 | 0.98 | 0.98 | 0.98 | 0.98 | 0 | 0 | 0 | 0 | 0 | 0 | 0 | 0 | 0 | 0 | Urban | Urban | Urban | Urban | Urban | Yes | Yes | Yes | Yes | Yes | 800 | 800 | 800 | 800 | 800 | 867 | 870 | 863 | 860 | 863 | 0 | 0 | 0 | 0 | 0 | 0 | 0 | 0 | 0 | 0 | 104 | 104 | 104 | 104 | 104 | NA | NA | NA | NA | NA | 0 | 0 | 0 | 0 | 0 | NA | NA | NA | NA | NA | 0 | 0 | 0 | 0 | 0 | 0 | 0 | 0 | 0 | 0 | 0 | 0 | 0 | 0 | 0 | NA | NA | NA | NA | NA
0 | 0 |  | 0 |  | NA | 457 | 457 | 455 | 0.66 | 455 | 0.98 | 0.98 | 0.98 | 0.98 | 0.98 | 800 | 800 | 800 | 800 | 800 | 0 | 0 | 0 | 0 | 0 | 0 | 0 | 0 | 0 | 0 | 0 | 0 | 0 | 0 | 0 | Yes | Yes | Yes | Yes | Yes | 867 | 870 | 863 | 860 | 863 | 768 | 768 | 768 | 768 | 768 | 0 | 0 | 0 | 0 | 0 | 0 | 0 | 0 | 0 | 0 | 0 | 0 | 0 | 0 | 0 | NA | NA | NA | NA | NA | 0 | 0 | 0 | 0 | 0 | NA | NA | NA | NA | NA | 0 | 0 | 0 | 0 | 0 | 0 | 0 | 0 | 0 | 0 | 0 | 0 | 0 | 0 | 0 | NA | NA | NA | NA | NA
0 | 0 |  | 0 |  | NA | 0.98 | 0.98 | 0.98 | 703 | 0.98 | 800 | 800 | 800 | 800 | 800 | 867 | 870 | 863 | 860 | 863 | 0 | 0 | 0 | 0 | 0 | 0 | 0 | 0 | 0 | 0 | 0 | 0 | 0 | 0 | 0 | Yes | Yes | Yes | Yes | Yes | 768 | 768 | 768 | 768 | 768 | 364 | 361 | 371 | 362 | 352 | 0 | 0 | 0 | 0 | 0 | 0 | 0 | 0 | 0 | 0 | 0 | 0 | 0 | 0 | 0 | NA | NA | NA | NA | NA | 0 | 0 | 0 | 0 | 0 | NA | NA | NA | NA | NA | 0 | 0 | 0 | 0 | 0 | 0 | 0 | 0 | 0 | 0 | 0 | 0 | 0 | 0 | 0 | NA | NA | NA | NA | NA
0 | 0 |  | 0 |  | NA | 800 | 800 | 800 | 393 | 800 | 867 | 870 | 863 | 860 | 863 | 768 | 768 | 768 | 768 | 768 | 0 | 0 | 0 | 0 | 0 | 0 | 0 | 0 | 0 | 0 | 0 | 0 | 0 | 0 | 0 | Yes | Yes | Yes | Yes | Yes | 364 | 361 | 371 | 362 | 352 | 0.98 | 0.97 | 0.98 | 0.97 | 0.97 | 0 | 0 | 0 | 0 | 0 | 0 | 0 | 0 | 0 | 0 | 0 | 0 | 0 | 0 | 0 | NA | NA | NA | NA | NA | 0 | 0 | 0 | 0 | 0 | NA | NA | NA | NA | NA | 0 | 0 | 0 | 0 | 0 | 0 | 0 | 0 | 0 | 0 | 0 | 0 | 0 | 0 | 0 | NA | NA | NA | NA | NA
0 | 0 |  | 0 |  | NA | 867 | 870 | 863 | 524 | 863 | 768 | 768 | 768 | 768 | 768 | 364 | 361 | 371 | 362 | 352 | 0 | 0 | 0 | 0 | 0 | 0 | 0 | 0 | 0 | 0 | 0 | 0 | 0 | 0 | 0 | Yes | Yes | Yes | Yes | Yes | 0.98 | 0.97 | 0.98 | 0.97 | 0.97 | 768 | 768 | 768 | 768 | 768 | 0 | 0 | 0 | 0 | 0 | 0 | 0 | 0 | 0 | 0 | 0 | 0 | 0 | 0 | 0 | NA | NA | NA | NA | NA | 0 | 0 | 0 | 0 | 0 | NA | NA | NA | NA | NA | 0 | 0 | 0 | 0 | 0 | 0 | 0 | 0 | 0 | 0 | 0 | 0 | 0 | 0 | 0 | NA | NA | NA | NA | NA
F746/4 | Palmwoods |  | Beerwah Tee |  | NA | 768 | 768 | 768 | 137 | 768 | 364 | 361 | 371 | 362 | 352 | 0.98 | 0.97 | 0.98 | 0.97 | 0.97 | 0 | 0 | 0 | 0 | 0 | 0 | 0 | 0 | 0 | 0 | Urban | Urban | Urban | Urban | Urban | Yes | Yes | Yes | Yes | Yes | 768 | 768 | 768 | 768 | 768 | 617 | 618 | 610 | 603 | 594 | 0 | 0 | 0 | 0 | 0 | 0 | 0 | 0 | 0 | 0 | 21 | 21 | 21 | 21 | 21 | NA | NA | NA | NA | NA | 0 | 0 | 0 | 0 | 0 | NA | NA | NA | NA | NA | 0 | 0 | 0 | 0 | 0 | 0 | 0 | 0 | 0 | 0 | 0 | 0 | 0 | 0 | 0 | NA | NA | NA | NA | NA
0 | 0 |  | 0 |  | NA | 364 | 361 | 371 | 1 | 352 | 0.98 | 0.97 | 0.98 | 0.97 | 0.97 | 768 | 768 | 768 | 768 | 768 | 0 | 0 | 0 | 0 | 0 | 0 | 0 | 0 | 0 | 0 | 0 | 0 | 0 | 0 | 0 | Yes | Yes | Yes | Yes | Yes | 617 | 618 | 610 | 603 | 594 | 976 | 976 | 976 | 976 | 976 | 0 | 0 | 0 | 0 | 0 | 0 | 0 | 0 | 0 | 0 | 0 | 0 | 0 | 0 | 0 | NA | NA | NA | NA | NA | 0 | 0 | 0 | 0 | 0 | NA | NA | NA | NA | NA | 0 | 0 | 0 | 0 | 0 | 0 | 0 | 0 | 0 | 0 | 0 | 0 | 0 | 0 | 0 | NA | NA | NA | NA | NA
0 | 0 |  | 0 |  | NA | 0.98 | 0.97 | 0.98 | 524 | 0.97 | 768 | 768 | 768 | 768 | 768 | 617 | 618 | 610 | 603 | 594 | 0 | 0 | 0 | 0 | 0 | 0 | 0 | 0 | 0 | 0 | 0 | 0 | 0 | 0 | 0 | Yes | Yes | Yes | Yes | Yes | 976 | 976 | 976 | 976 | 976 | 159 | 161 | 160 | 159 | 158 | 0 | 0 | 0 | 0 | 0 | 0 | 0 | 0 | 0 | 0 | 0 | 0 | 0 | 0 | 0 | NA | NA | NA | NA | NA | 0 | 0 | 0 | 0 | 0 | NA | NA | NA | NA | NA | 0 | 0 | 0 | 0 | 0 | 0 | 0 | 0 | 0 | 0 | 0 | 0 | 0 | 0 | 0 | NA | NA | NA | NA | NA
0 | 0 |  | 0 |  | NA | 768 | 768 | 768 | 248 | 768 | 617 | 618 | 610 | 603 | 594 | 976 | 976 | 976 | 976 | 976 | 0 | 0 | 0 | 0 | 0 | 0 | 0 | 0 | 0 | 0 | 0 | 0 | 0 | 0 | 0 | Yes | Yes | Yes | Yes | Yes | 159 | 161 | 160 | 159 | 158 | 0.96 | 0.96 | 0.96 | 0.96 | 0.96 | 0 | 0 | 0 | 0 | 0 | 0 | 0 | 0 | 0 | 0 | 0 | 0 | 0 | 0 | 0 | NA | NA | NA | NA | NA | 0 | 0 | 0 | 0 | 0 | NA | NA | NA | NA | NA | 0 | 0 | 0 | 0 | 0 | 0 | 0 | 0 | 0 | 0 | 0 | 0 | 0 | 0 | 0 | NA | NA | NA | NA | NA
0 | 0 |  | 0 |  | NA | 617 | 618 | 610 | 684 | 594 | 976 | 976 | 976 | 976 | 976 | 159 | 161 | 160 | 159 | 158 | 0 | 0 | 0 | 0 | 0 | 0 | 0 | 0 | 0 | 0 | 0 | 0 | 0 | 0 | 0 | Yes | Yes | Yes | Yes | Yes | 0.96 | 0.96 | 0.96 | 0.96 | 0.96 | 976 | 976 | 976 | 976 | 976 | 0 | 0 | 0 | 0 | 0 | 0 | 0 | 0 | 0 | 0 | 0 | 0 | 0 | 0 | 0 | NA | NA | NA | NA | NA | 0 | 0 | 0 | 0 | 0 | NA | NA | NA | NA | NA | 0 | 0 | 0 | 0 | 0 | 0 | 0 | 0 | 0 | 0 | 0 | 0 | 0 | 0 | 0 | NA | NA | NA | NA | NA
F746/5 | Beerwah Tee |  | Beerwah |  | NA | 976 | 976 | 976 | 80 | 976 | 159 | 161 | 160 | 159 | 158 | 0.96 | 0.96 | 0.96 | 0.96 | 0.96 | 0 | 0 | 0 | 0 | 0 | 0 | 0 | 0 | 0 | 0 | Urban | Urban | Urban | Urban | Urban | Yes | Yes | Yes | Yes | Yes | 976 | 976 | 976 | 976 | 976 | 302 | 307 | 304 | 302 | 300 | 0 | 0 | 0 | 0 | 0 | 0 | 0 | 0 | 0 | 0 | 21 | 21 | 21 | 21 | 21 | NA | NA | NA | NA | NA | 0 | 0 | 0 | 0 | 0 | NA | NA | NA | NA | NA | 0 | 0 | 0 | 0 | 0 | 0 | 0 | 0 | 0 | 0 | 0 | 0 | 0 | 0 | 0 | NA | NA | NA | NA | NA
0 | 0 |  | 0 |  | NA | 159 | 161 | 160 | 0.99 | 158 | 0.96 | 0.96 | 0.96 | 0.96 | 0.96 | 976 | 976 | 976 | 976 | 976 | 0 | 0 | 0 | 0 | 0 | 0 | 0 | 0 | 0 | 0 | 0 | 0 | 0 | 0 | 0 | Yes | Yes | Yes | Yes | Yes | 302 | 307 | 304 | 302 | 300 | 748 | 748 | 748 | 748 | 748 | 0 | 0 | 0 | 0 | 0 | 0 | 0 | 0 | 0 | 0 | 0 | 0 | 0 | 0 | 0 | NA | NA | NA | NA | NA | 0 | 0 | 0 | 0 | 0 | NA | NA | NA | NA | NA | 0 | 0 | 0 | 0 | 0 | 0 | 0 | 0 | 0 | 0 | 0 | 0 | 0 | 0 | 0 | NA | NA | NA | NA | NA
0 | 0 |  | 0 |  | NA | 0.96 | 0.96 | 0.96 | 684 | 0.96 | 976 | 976 | 976 | 976 | 976 | 302 | 307 | 304 | 302 | 300 | 0 | 0 | 0 | 0 | 0 | 0 | 0 | 0 | 0 | 0 | 0 | 0 | 0 | 0 | 0 | Yes | Yes | Yes | Yes | Yes | 748 | 748 | 748 | 748 | 748 | 132 | 131 | 130 | 127 | 120 | 0 | 0 | 0 | 0 | 0 | 0 | 0 | 0 | 0 | 0 | 0 | 0 | 0 | 0 | 0 | NA | NA | NA | NA | NA | 0 | 0 | 0 | 0 | 0 | NA | NA | NA | NA | NA | 0 | 0 | 0 | 0 | 0 | 0 | 0 | 0 | 0 | 0 | 0 | 0 | 0 | 0 | 0 | NA | NA | NA | NA | NA
0 | 0 |  | 0 |  | NA | 976 | 976 | 976 | 152 | 976 | 302 | 307 | 304 | 302 | 300 | 748 | 748 | 748 | 748 | 748 | 0 | 0 | 0 | 0 | 0 | 0 | 0 | 0 | 0 | 0 | 0 | 0 | 0 | 0 | 0 | Yes | Yes | Yes | Yes | Yes | 132 | 131 | 130 | 127 | 120 | 0.36 | 0.41 | 0.26 | 0.34 | 0.41 | 0 | 0 | 0 | 0 | 0 | 0 | 0 | 0 | 0 | 0 | 0 | 0 | 0 | 0 | 0 | NA | NA | NA | NA | NA | 0 | 0 | 0 | 0 | 0 | NA | NA | NA | NA | NA | 0 | 0 | 0 | 0 | 0 | 0 | 0 | 0 | 0 | 0 | 0 | 0 | 0 | 0 | 0 | NA | NA | NA | NA | NA
0 | 0 |  | 0 |  | NA | 302 | 307 | 304 | 1078 | 300 | 748 | 748 | 748 | 748 | 748 | 132 | 131 | 130 | 127 | 120 | 0 | 0 | 0 | 0 | 0 | 0 | 0 | 0 | 0 | 0 | 0 | 0 | 0 | 0 | 0 | Yes | Yes | Yes | Yes | Yes | 0.36 | 0.41 | 0.26 | 0.34 | 0.41 | 748 | 748 | 748 | 748 | 748 | 0 | 0 | 0 | 0 | 0 | 0 | 0 | 0 | 0 | 0 | 0 | 0 | 0 | 0 | 0 | NA | NA | NA | NA | NA | 0 | 0 | 0 | 0 | 0 | NA | NA | NA | NA | NA | 0 | 0 | 0 | 0 | 0 | 0 | 0 | 0 | 0 | 0 | 0 | 0 | 0 | 0 | 0 | NA | NA | NA | NA | NA
F7189/1 | Palmwoods |  | Image Flat |  | NA | 748 | 748 | 748 | 359 | 748 | 132 | 131 | 130 | 127 | 120 | 0.36 | 0.41 | 0.26 | 0.34 | 0.41 | 0 | 0 | 0 | 0 | 0 | 0 | 0 | 0 | 0 | 0 | Urban | Urban | Urban | Urban | Urban | Yes | Yes | Yes | Yes | Yes | 748 | 748 | 748 | 748 | 748 | 348 | 337 | 329 | 303 | 288 | 0 | 0 | 0 | 0 | 0 | 0 | 0 | 0 | 0 | 0 | 17 | 17 | 17 | 17 | 17 | NA | NA | NA | NA | NA | 0 | 0 | 0 | 0 | 0 | NA | NA | NA | NA | NA | 0 | 0 | 0 | 0 | 0 | 0 | 0 | 0 | 0 | 0 | 0 | 0 | 0 | 0 | 0 | NA | NA | NA | NA | NA
0 | 0 |  | 0 |  | NA | 132 | 131 | 130 | 0.99 | 120 | 0.36 | 0.41 | 0.26 | 0.34 | 0.41 | 748 | 748 | 748 | 748 | 748 | 0 | 0 | 0 | 0 | 0 | 0 | 0 | 0 | 0 | 0 | 0 | 0 | 0 | 0 | 0 | Yes | Yes | Yes | Yes | Yes | 348 | 337 | 329 | 303 | 288 | 703 | 703 | 703 | 703 | 703 | 0 | 0 | 0 | 0 | 0 | 0 | 0 | 0 | 0 | 0 | 0 | 0 | 0 | 0 | 0 | NA | NA | NA | NA | NA | 0 | 0 | 0 | 0 | 0 | NA | NA | NA | NA | NA | 0 | 0 | 0 | 0 | 0 | 0 | 0 | 0 | 0 | 0 | 0 | 0 | 0 | 0 | 0 | NA | NA | NA | NA | NA
0 | 0 |  | 0 |  | NA | 0.36 | 0.41 | 0.26 | 1078 | 0.41 | 748 | 748 | 748 | 748 | 748 | 348 | 337 | 329 | 303 | 288 | 0 | 0 | 0 | 0 | 0 | 0 | 0 | 0 | 0 | 0 | 0 | 0 | 0 | 0 | 0 | Yes | Yes | Yes | Yes | Yes | 703 | 703 | 703 | 703 | 703 | 147 | 140 | 156 | 146 | 135 | 0 | 0 | 0 | 0 | 0 | 0 | 0 | 0 | 0 | 0 | 0 | 0 | 0 | 0 | 0 | NA | NA | NA | NA | NA | 0 | 0 | 0 | 0 | 0 | NA | NA | NA | NA | NA | 0 | 0 | 0 | 0 | 0 | 0 | 0 | 0 | 0 | 0 | 0 | 0 | 0 | 0 | 0 | NA | NA | NA | NA | NA
0 | 0 |  | 0 |  | NA | 748 | 748 | 748 | 487 | 748 | 348 | 337 | 329 | 303 | 288 | 703 | 703 | 703 | 703 | 703 | 0 | 0 | 0 | 0 | 0 | 0 | 0 | 0 | 0 | 0 | 0 | 0 | 0 | 0 | 0 | Yes | Yes | Yes | Yes | Yes | 147 | 140 | 156 | 146 | 135 | 0.64 | 0.62 | 0.68 | 0.66 | 0.66 | 0 | 0 | 0 | 0 | 0 | 0 | 0 | 0 | 0 | 0 | 0 | 0 | 0 | 0 | 0 | NA | NA | NA | NA | NA | 0 | 0 | 0 | 0 | 0 | NA | NA | NA | NA | NA | 0 | 0 | 0 | 0 | 0 | 0 | 0 | 0 | 0 | 0 | 0 | 0 | 0 | 0 | 0 | NA | NA | NA | NA | NA
0 | 0 |  | 0 |  | NA | 348 | 337 | 329 | 1078 | 288 | 703 | 703 | 703 | 703 | 703 | 147 | 140 | 156 | 146 | 135 | 0 | 0 | 0 | 0 | 0 | 0 | 0 | 0 | 0 | 0 | 0 | 0 | 0 | 0 | 0 | Yes | Yes | Yes | Yes | Yes | 0.64 | 0.62 | 0.68 | 0.66 | 0.66 | 703 | 703 | 703 | 703 | 703 | 0 | 0 | 0 | 0 | 0 | 0 | 0 | 0 | 0 | 0 | 0 | 0 | 0 | 0 | 0 | NA | NA | NA | NA | NA | 0 | 0 | 0 | 0 | 0 | NA | NA | NA | NA | NA | 0 | 0 | 0 | 0 | 0 | 0 | 0 | 0 | 0 | 0 | 0 | 0 | 0 | 0 | 0 | NA | NA | NA | NA | NA
F7189/2 | Image Flat |  | Cooroy |  | NA | 703 | 703 | 703 | 359 | 703 | 147 | 140 | 156 | 146 | 135 | 0.64 | 0.62 | 0.68 | 0.66 | 0.66 | 0 | 0 | 0 | 0 | 0 | 0 | 0 | 0 | 0 | 0 | Urban | Urban | Urban | Urban | Urban | Yes | Yes | Yes | Yes | Yes | 703 | 703 | 703 | 703 | 703 | 438 | 426 | 417 | 393 | 376 | 0 | 0 | 0 | 0 | 0 | 0 | 0 | 0 | 0 | 0 | 17 | 17 | 17 | 17 | 17 | NA | NA | NA | NA | NA | 0 | 0 | 0 | 0 | 0 | NA | NA | NA | NA | NA | 0 | 0 | 0 | 0 | 0 | 0 | 0 | 0 | 0 | 0 | 0 | 0 | 0 | 0 | 0 | NA | NA | NA | NA | NA
0 | 0 |  | 0 |  | NA | 147 | 140 | 156 | 0.99 | 135 | 0.64 | 0.62 | 0.68 | 0.66 | 0.66 | 703 | 703 | 703 | 703 | 703 | 0 | 0 | 0 | 0 | 0 | 0 | 0 | 0 | 0 | 0 | 0 | 0 | 0 | 0 | 0 | Yes | Yes | Yes | Yes | Yes | 438 | 426 | 417 | 393 | 376 | 524 | 524 | 524 | 524 | 524 | 0 | 0 | 0 | 0 | 0 | 0 | 0 | 0 | 0 | 0 | 0 | 0 | 0 | 0 | 0 | NA | NA | NA | NA | NA | 0 | 0 | 0 | 0 | 0 | NA | NA | NA | NA | NA | 0 | 0 | 0 | 0 | 0 | 0 | 0 | 0 | 0 | 0 | 0 | 0 | 0 | 0 | 0 | NA | NA | NA | NA | NA
0 | 0 |  | 0 |  | NA | 0.64 | 0.62 | 0.68 | 1078 | 0.66 | 703 | 703 | 703 | 703 | 703 | 438 | 426 | 417 | 393 | 376 | 0 | 0 | 0 | 0 | 0 | 0 | 0 | 0 | 0 | 0 | 0 | 0 | 0 | 0 | 0 | Yes | Yes | Yes | Yes | Yes | 524 | 524 | 524 | 524 | 524 | 139 | 138 | 137 | 137 | 135 | 0 | 0 | 0 | 0 | 0 | 0 | 0 | 0 | 0 | 0 | 0 | 0 | 0 | 0 | 0 | NA | NA | NA | NA | NA | 0 | 0 | 0 | 0 | 0 | NA | NA | NA | NA | NA | 0 | 0 | 0 | 0 | 0 | 0 | 0 | 0 | 0 | 0 | 0 | 0 | 0 | 0 | 0 | NA | NA | NA | NA | NA
0 | 0 |  | 0 |  | NA | 703 | 703 | 703 | 553 | 703 | 438 | 426 | 417 | 393 | 376 | 524 | 524 | 524 | 524 | 524 | 0 | 0 | 0 | 0 | 0 | 0 | 0 | 0 | 0 | 0 | 0 | 0 | 0 | 0 | 0 | Yes | Yes | Yes | Yes | Yes | 139 | 138 | 137 | 137 | 135 | 1 | 1 | 1 | 1 | 1 | 0 | 0 | 0 | 0 | 0 | 0 | 0 | 0 | 0 | 0 | 0 | 0 | 0 | 0 | 0 | NA | NA | NA | NA | NA | 0 | 0 | 0 | 0 | 0 | NA | NA | NA | NA | NA | 0 | 0 | 0 | 0 | 0 | 0 | 0 | 0 | 0 | 0 | 0 | 0 | 0 | 0 | 0 | NA | NA | NA | NA | NA
0 | 0 |  | 0 |  | NA | 438 | 426 | 417 | 684 | 376 | 524 | 524 | 524 | 524 | 524 | 139 | 138 | 137 | 137 | 135 | 0 | 0 | 0 | 0 | 0 | 0 | 0 | 0 | 0 | 0 | 0 | 0 | 0 | 0 | 0 | Yes | Yes | Yes | Yes | Yes | 1 | 1 | 1 | 1 | 1 | 524 | 524 | 524 | 524 | 524 | 0 | 0 | 0 | 0 | 0 | 0 | 0 | 0 | 0 | 0 | 0 | 0 | 0 | 0 | 0 | NA | NA | NA | NA | NA | 0 | 0 | 0 | 0 | 0 | NA | NA | NA | NA | NA | 0 | 0 | 0 | 0 | 0 | 0 | 0 | 0 | 0 | 0 | 0 | 0 | 0 | 0 | 0 | NA | NA | NA | NA | NA
F7189/3 | Image Flat |  | Nambour |  | NA | 524 | 524 | 524 | 81 | 524 | 139 | 138 | 137 | 137 | 135 | 1 | 1 | 1 | 1 | 1 | 0 | 0 | 0 | 0 | 0 | 0 | 0 | 0 | 0 | 0 | Urban | Urban | Urban | Urban | Urban | Yes | Yes | Yes | Yes | Yes | 524 | 524 | 524 | 524 | 524 | 253 | 250 | 248 | 248 | 245 | 0 | 0 | 0 | 0 | 0 | 0 | 0 | 0 | 0 | 0 | 17 | 17 | 17 | 17 | 17 | NA | NA | NA | NA | NA | 0 | 0 | 0 | 0 | 0 | NA | NA | NA | NA | NA | 0 | 0 | 0 | 0 | 0 | 0 | 0 | 0 | 0 | 0 | 0 | 0 | 0 | 0 | 0 | NA | NA | NA | NA | NA
0 | 0 |  | 0 |  | NA | 139 | 138 | 137 | 0.98 | 135 | 1 | 1 | 1 | 1 | 1 | 524 | 524 | 524 | 524 | 524 | 0 | 0 | 0 | 0 | 0 | 0 | 0 | 0 | 0 | 0 | 0 | 0 | 0 | 0 | 0 | Yes | Yes | Yes | Yes | Yes | 253 | 250 | 248 | 248 | 245 | 684 | 684 | 684 | 684 | 684 | 0 | 0 | 0 | 0 | 0 | 0 | 0 | 0 | 0 | 0 | 0 | 0 | 0 | 0 | 0 | NA | NA | NA | NA | NA | 0 | 0 | 0 | 0 | 0 | NA | NA | NA | NA | NA | 0 | 0 | 0 | 0 | 0 | 0 | 0 | 0 | 0 | 0 | 0 | 0 | 0 | 0 | 0 | NA | NA | NA | NA | NA
0 | 0 |  | 0 |  | NA | 1 | 1 | 1 | 684 | 1 | 524 | 524 | 524 | 524 | 524 | 253 | 250 | 248 | 248 | 245 | 0 | 0 | 0 | 0 | 0 | 0 | 0 | 0 | 0 | 0 | 0 | 0 | 0 | 0 | 0 | Yes | Yes | Yes | Yes | Yes | 684 | 684 | 684 | 684 | 684 | 83 | 82 | 81 | 80 | 79 | 0 | 0 | 0 | 0 | 0 | 0 | 0 | 0 | 0 | 0 | 0 | 0 | 0 | 0 | 0 | NA | NA | NA | NA | NA | 0 | 0 | 0 | 0 | 0 | NA | NA | NA | NA | NA | 0 | 0 | 0 | 0 | 0 | 0 | 0 | 0 | 0 | 0 | 0 | 0 | 0 | 0 | 0 | NA | NA | NA | NA | NA
0 | 0 |  | 0 |  | NA | 524 | 524 | 524 | 158 | 524 | 253 | 250 | 248 | 248 | 245 | 684 | 684 | 684 | 684 | 684 | 0 | 0 | 0 | 0 | 0 | 0 | 0 | 0 | 0 | 0 | 0 | 0 | 0 | 0 | 0 | Yes | Yes | Yes | Yes | Yes | 83 | 82 | 81 | 80 | 79 | 0.99 | 0.99 | 0.99 | 0.99 | 0.99 | 0 | 0 | 0 | 0 | 0 | 0 | 0 | 0 | 0 | 0 | 0 | 0 | 0 | 0 | 0 | NA | NA | NA | NA | NA | 0 | 0 | 0 | 0 | 0 | NA | NA | NA | NA | NA | 0 | 0 | 0 | 0 | 0 | 0 | 0 | 0 | 0 | 0 | 0 | 0 | 0 | 0 | 0 | NA | NA | NA | NA | NA
0 | 0 |  | 0 |  | NA | 253 | 250 | 248 | 748 | 245 | 684 | 684 | 684 | 684 | 684 | 83 | 82 | 81 | 80 | 79 | 0 | 0 | 0 | 0 | 0 | 0 | 0 | 0 | 0 | 0 | 0 | 0 | 0 | 0 | 0 | Yes | Yes | Yes | Yes | Yes | 0.99 | 0.99 | 0.99 | 0.99 | 0.99 | 684 | 684 | 684 | 684 | 684 | 0 | 0 | 0 | 0 | 0 | 0 | 0 | 0 | 0 | 0 | 0 | 0 | 0 | 0 | 0 | NA | NA | NA | NA | NA | 0 | 0 | 0 | 0 | 0 | NA | NA | NA | NA | NA | 0 | 0 | 0 | 0 | 0 | 0 | 0 | 0 | 0 | 0 | 0 | 0 | 0 | 0 | 0 | NA | NA | NA | NA | NA
F7298 | Sunrise Hills |  | Noosaville |  | NA | 684 | 684 | 684 | 127 | 684 | 83 | 82 | 81 | 80 | 79 | 0.99 | 0.99 | 0.99 | 0.99 | 0.99 | 0 | 0 | 0 | 0 | 0 | 0 | 0 | 0 | 0 | 0 | Urban | Urban | Urban | Urban | Urban | Yes | Yes | Yes | Yes | Yes | 684 | 684 | 684 | 684 | 684 | 157 | 155 | 153 | 152 | 150 | 0 | 0 | 0 | 0 | 0 | 0 | 0 | 0 | 0 | 0 | 17 | 17 | 17 | 17 | 17 | NA | NA | NA | NA | NA | 0 | 0 | 0 | 0 | 0 | NA | NA | NA | NA | NA | 0 | 0 | 0 | 0 | 0 | 0 | 0 | 0 | 0 | 0 | 0 | 0 | 0 | 0 | 0 | NA | NA | NA | NA | NA
0 | 0 |  | 0 |  | NA | 83 | 82 | 81 | 0.34 | 79 | 0.99 | 0.99 | 0.99 | 0.99 | 0.99 | 684 | 684 | 684 | 684 | 684 | 0 | 0 | 0 | 0 | 0 | 0 | 0 | 0 | 0 | 0 | 0 | 0 | 0 | 0 | 0 | Yes | Yes | Yes | Yes | Yes | 157 | 155 | 153 | 152 | 150 | 1078 | 1078 | 1078 | 1078 | 1078 | 0 | 0 | 0 | 0 | 0 | 0 | 0 | 0 | 0 | 0 | 0 | 0 | 0 | 0 | 0 | NA | NA | NA | NA | NA | 0 | 0 | 0 | 0 | 0 | NA | NA | NA | NA | NA | 0 | 0 | 0 | 0 | 0 | 0 | 0 | 0 | 0 | 0 | 0 | 0 | 0 | 0 | 0 | NA | NA | NA | NA | NA
0 | 0 |  | 0 |  | NA | 0.99 | 0.99 | 0.99 | 748 | 0.99 | 684 | 684 | 684 | 684 | 684 | 157 | 155 | 153 | 152 | 150 | 0 | 0 | 0 | 0 | 0 | 0 | 0 | 0 | 0 | 0 | 0 | 0 | 0 | 0 | 0 | Yes | Yes | Yes | Yes | Yes | 1078 | 1078 | 1078 | 1078 | 1078 | 354 | 356 | 358 | 359 | 360 | 0 | 0 | 0 | 0 | 0 | 0 | 0 | 0 | 0 | 0 | 0 | 0 | 0 | 0 | 0 | NA | NA | NA | NA | NA | 0 | 0 | 0 | 0 | 0 | NA | NA | NA | NA | NA | 0 | 0 | 0 | 0 | 0 | 0 | 0 | 0 | 0 | 0 | 0 | 0 | 0 | 0 | 0 | NA | NA | NA | NA | NA
0 | 0 |  | 0 |  | NA | 684 | 684 | 684 | 304 | 684 | 157 | 155 | 153 | 152 | 150 | 1078 | 1078 | 1078 | 1078 | 1078 | 0 | 0 | 0 | 0 | 0 | 0 | 0 | 0 | 0 | 0 | 0 | 0 | 0 | 0 | 0 | Yes | Yes | Yes | Yes | Yes | 354 | 356 | 358 | 359 | 360 | 0.98 | 0.98 | 0.98 | 0.99 | 0.99 | 0 | 0 | 0 | 0 | 0 | 0 | 0 | 0 | 0 | 0 | 0 | 0 | 0 | 0 | 0 | NA | NA | NA | NA | NA | 0 | 0 | 0 | 0 | 0 | NA | NA | NA | NA | NA | 0 | 0 | 0 | 0 | 0 | 0 | 0 | 0 | 0 | 0 | 0 | 0 | 0 | 0 | 0 | NA | NA | NA | NA | NA
0 | 0 |  | 0 |  | NA | 157 | 155 | 153 | 703 | 150 | 1078 | 1078 | 1078 | 1078 | 1078 | 354 | 356 | 358 | 359 | 360 | 0 | 0 | 0 | 0 | 0 | 0 | 0 | 0 | 0 | 0 | 0 | 0 | 0 | 0 | 0 | Yes | Yes | Yes | Yes | Yes | 0.98 | 0.98 | 0.98 | 0.99 | 0.99 | 1078 | 1078 | 1078 | 1078 | 1078 | 0 | 0 | 0 | 0 | 0 | 0 | 0 | 0 | 0 | 0 | 0 | 0 | 0 | 0 | 0 | NA | NA | NA | NA | NA | 0 | 0 | 0 | 0 | 0 | NA | NA | NA | NA | NA | 0 | 0 | 0 | 0 | 0 | 0 | 0 | 0 | 0 | 0 | 0 | 0 | 0 | 0 | 0 | NA | NA | NA | NA | NA
F777 | Palmwoods |  | Mooloolaba |  | NA | 1078 | 1078 | 1078 | 147 | 1078 | 354 | 356 | 358 | 359 | 360 | 0.98 | 0.98 | 0.98 | 0.99 | 0.99 | 0 | 0 | 0 | 0 | 0 | 0 | 0 | 0 | 0 | 0 | Urban | Urban | Urban | Urban | Urban | Yes | Yes | Yes | Yes | Yes | 1078 | 1078 | 1078 | 1078 | 1078 | 490 | 492 | 493 | 487 | 498 | 0 | 0 | 0 | 0 | 0 | 0 | 0 | 0 | 0 | 0 | 17 | 17 | 17 | 17 | 17 | NA | NA | NA | NA | NA | 0 | 0 | 0 | 0 | 0 | NA | NA | NA | NA | NA | 0 | 0 | 0 | 0 | 0 | 0 | 0 | 0 | 0 | 0 | 0 | 0 | 0 | 0 | 0 | NA | NA | NA | NA | NA
0 | 0 |  | 0 |  | NA | 354 | 356 | 358 | 0.66 | 360 | 0.98 | 0.98 | 0.98 | 0.99 | 0.99 | 1078 | 1078 | 1078 | 1078 | 1078 | 0 | 0 | 0 | 0 | 0 | 0 | 0 | 0 | 0 | 0 | 0 | 0 | 0 | 0 | 0 | Yes | Yes | Yes | Yes | Yes | 490 | 492 | 493 | 487 | 498 | 1078 | 1078 | 1078 | 1078 | 1078 | 0 | 0 | 0 | 0 | 0 | 0 | 0 | 0 | 0 | 0 | 0 | 0 | 0 | 0 | 0 | NA | NA | NA | NA | NA | 0 | 0 | 0 | 0 | 0 | NA | NA | NA | NA | NA | 0 | 0 | 0 | 0 | 0 | 0 | 0 | 0 | 0 | 0 | 0 | 0 | 0 | 0 | 0 | NA | NA | NA | NA | NA
0 | 0 |  | 0 |  | NA | 0.98 | 0.98 | 0.98 | 703 | 0.99 | 1078 | 1078 | 1078 | 1078 | 1078 | 490 | 492 | 493 | 487 | 498 | 0 | 0 | 0 | 0 | 0 | 0 | 0 | 0 | 0 | 0 | 0 | 0 | 0 | 0 | 0 | Yes | Yes | Yes | Yes | Yes | 1078 | 1078 | 1078 | 1078 | 1078 | 354 | 356 | 358 | 359 | 360 | 0 | 0 | 0 | 0 | 0 | 0 | 0 | 0 | 0 | 0 | 0 | 0 | 0 | 0 | 0 | NA | NA | NA | NA | NA | 0 | 0 | 0 | 0 | 0 | NA | NA | NA | NA | NA | 0 | 0 | 0 | 0 | 0 | 0 | 0 | 0 | 0 | 0 | 0 | 0 | 0 | 0 | 0 | NA | NA | NA | NA | NA
0 | 0 |  | 0 |  | NA | 1078 | 1078 | 1078 | 394 | 1078 | 490 | 492 | 493 | 487 | 498 | 1078 | 1078 | 1078 | 1078 | 1078 | 0 | 0 | 0 | 0 | 0 | 0 | 0 | 0 | 0 | 0 | 0 | 0 | 0 | 0 | 0 | Yes | Yes | Yes | Yes | Yes | 354 | 356 | 358 | 359 | 360 | 0.98 | 0.98 | 0.98 | 0.99 | 0.99 | 0 | 0 | 0 | 0 | 0 | 0 | 0 | 0 | 0 | 0 | 0 | 0 | 0 | 0 | 0 | NA | NA | NA | NA | NA | 0 | 0 | 0 | 0 | 0 | NA | NA | NA | NA | NA | 0 | 0 | 0 | 0 | 0 | 0 | 0 | 0 | 0 | 0 | 0 | 0 | 0 | 0 | 0 | NA | NA | NA | NA | NA
0 | 0 |  | 0 |  | NA | 490 | 492 | 493 | 524 | 498 | 1078 | 1078 | 1078 | 1078 | 1078 | 354 | 356 | 358 | 359 | 360 | 0 | 0 | 0 | 0 | 0 | 0 | 0 | 0 | 0 | 0 | 0 | 0 | 0 | 0 | 0 | Yes | Yes | Yes | Yes | Yes | 0.98 | 0.98 | 0.98 | 0.99 | 0.99 | 1078 | 1078 | 1078 | 1078 | 1078 | 0 | 0 | 0 | 0 | 0 | 0 | 0 | 0 | 0 | 0 | 0 | 0 | 0 | 0 | 0 | NA | NA | NA | NA | NA | 0 | 0 | 0 | 0 | 0 | NA | NA | NA | NA | NA | 0 | 0 | 0 | 0 | 0 | 0 | 0 | 0 | 0 | 0 | 0 | 0 | 0 | 0 | 0 | NA | NA | NA | NA | NA
F778 | Palmwoods |  | Mooloolaba |  | NA | 1078 | 1078 | 1078 | 137 | 1078 | 354 | 356 | 358 | 359 | 360 | 0.98 | 0.98 | 0.98 | 0.99 | 0.99 | 0 | 0 | 0 | 0 | 0 | 0 | 0 | 0 | 0 | 0 | Urban | Urban | Urban | Urban | Urban | Yes | Yes | Yes | Yes | Yes | 1078 | 1078 | 1078 | 1078 | 1078 | 563 | 565 | 566 | 553 | 572 | 0 | 0 | 0 | 0 | 0 | 0 | 0 | 0 | 0 | 0 | 17 | 17 | 17 | 17 | 17 | NA | NA | NA | NA | NA | 0 | 0 | 0 | 0 | 0 | NA | NA | NA | NA | NA | 0 | 0 | 0 | 0 | 0 | 0 | 0 | 0 | 0 | 0 | 0 | 0 | 0 | 0 | 0 | NA | NA | NA | NA | NA
0 | 0 |  | 0 |  | NA | 354 | 356 | 358 | 1 | 360 | 0.98 | 0.98 | 0.98 | 0.99 | 0.99 | 1078 | 1078 | 1078 | 1078 | 1078 | 0 | 0 | 0 | 0 | 0 | 0 | 0 | 0 | 0 | 0 | 0 | 0 | 0 | 0 | 0 | Yes | Yes | Yes | Yes | Yes | 563 | 565 | 566 | 553 | 572 | 684 | 684 | 684 | 684 | 684 | 0 | 0 | 0 | 0 | 0 | 0 | 0 | 0 | 0 | 0 | 0 | 0 | 0 | 0 | 0 | NA | NA | NA | NA | NA | 0 | 0 | 0 | 0 | 0 | NA | NA | NA | NA | NA | 0 | 0 | 0 | 0 | 0 | 0 | 0 | 0 | 0 | 0 | 0 | 0 | 0 | 0 | 0 | NA | NA | NA | NA | NA
0 | 0 |  | 0 |  | NA | 0.98 | 0.98 | 0.98 | 524 | 0.99 | 1078 | 1078 | 1078 | 1078 | 1078 | 563 | 565 | 566 | 553 | 572 | 0 | 0 | 0 | 0 | 0 | 0 | 0 | 0 | 0 | 0 | 0 | 0 | 0 | 0 | 0 | Yes | Yes | Yes | Yes | Yes | 684 | 684 | 684 | 684 | 684 | 84 | 83 | 82 | 81 | 80 | 0 | 0 | 0 | 0 | 0 | 0 | 0 | 0 | 0 | 0 | 0 | 0 | 0 | 0 | 0 | NA | NA | NA | NA | NA | 0 | 0 | 0 | 0 | 0 | NA | NA | NA | NA | NA | 0 | 0 | 0 | 0 | 0 | 0 | 0 | 0 | 0 | 0 | 0 | 0 | 0 | 0 | 0 | NA | NA | NA | NA | NA
0 | 0 |  | 0 |  | NA | 1078 | 1078 | 1078 | 248 | 1078 | 563 | 565 | 566 | 553 | 572 | 684 | 684 | 684 | 684 | 684 | 0 | 0 | 0 | 0 | 0 | 0 | 0 | 0 | 0 | 0 | 0 | 0 | 0 | 0 | 0 | Yes | Yes | Yes | Yes | Yes | 84 | 83 | 82 | 81 | 80 | 0.98 | 0.98 | 0.98 | 0.98 | 0.98 | 0 | 0 | 0 | 0 | 0 | 0 | 0 | 0 | 0 | 0 | 0 | 0 | 0 | 0 | 0 | NA | NA | NA | NA | NA | 0 | 0 | 0 | 0 | 0 | NA | NA | NA | NA | NA | 0 | 0 | 0 | 0 | 0 | 0 | 0 | 0 | 0 | 0 | 0 | 0 | 0 | 0 | 0 | NA | NA | NA | NA | NA
0 | 0 |  | 0 |  | NA | 563 | 565 | 566 | 684 | 572 | 684 | 684 | 684 | 684 | 684 | 84 | 83 | 82 | 81 | 80 | 0 | 0 | 0 | 0 | 0 | 0 | 0 | 0 | 0 | 0 | 0 | 0 | 0 | 0 | 0 | Yes | Yes | Yes | Yes | Yes | 0.98 | 0.98 | 0.98 | 0.98 | 0.98 | 684 | 684 | 684 | 684 | 684 | 0 | 0 | 0 | 0 | 0 | 0 | 0 | 0 | 0 | 0 | 0 | 0 | 0 | 0 | 0 | NA | NA | NA | NA | NA | 0 | 0 | 0 | 0 | 0 | NA | NA | NA | NA | NA | 0 | 0 | 0 | 0 | 0 | 0 | 0 | 0 | 0 | 0 | 0 | 0 | 0 | 0 | 0 | NA | NA | NA | NA | NA
F790 | Sunrise Hills |  | Noosaville |  | NA | 684 | 684 | 684 | 255 | 684 | 84 | 83 | 82 | 81 | 80 | 0.98 | 0.98 | 0.98 | 0.98 | 0.98 | 0 | 0 | 0 | 0 | 0 | 0 | 0 | 0 | 0 | 0 | Urban | Urban | Urban | Urban | Urban | Yes | Yes | Yes | Yes | Yes | 684 | 684 | 684 | 684 | 684 | 162 | 160 | 158 | 158 | 155 | 0 | 0 | 0 | 0 | 0 | 0 | 0 | 0 | 0 | 0 | 17 | 17 | 17 | 17 | 17 | NA | NA | NA | NA | NA | 0 | 0 | 0 | 0 | 0 | NA | NA | NA | NA | NA | 0 | 0 | 0 | 0 | 0 | 0 | 0 | 0 | 0 | 0 | 0 | 0 | 0 | 0 | 0 | NA | NA | NA | NA | NA
0 | 0 |  | 0 |  | NA | 84 | 83 | 82 | 0.97 | 80 | 0.98 | 0.98 | 0.98 | 0.98 | 0.98 | 684 | 684 | 684 | 684 | 684 | 0 | 0 | 0 | 0 | 0 | 0 | 0 | 0 | 0 | 0 | 0 | 0 | 0 | 0 | 0 | Yes | Yes | Yes | Yes | Yes | 162 | 160 | 158 | 158 | 155 | 748 | 748 | 748 | 748 | 748 | 0 | 0 | 0 | 0 | 0 | 0 | 0 | 0 | 0 | 0 | 0 | 0 | 0 | 0 | 0 | NA | NA | NA | NA | NA | 0 | 0 | 0 | 0 | 0 | NA | NA | NA | NA | NA | 0 | 0 | 0 | 0 | 0 | 0 | 0 | 0 | 0 | 0 | 0 | 0 | 0 | 0 | 0 | NA | NA | NA | NA | NA
0 | 0 |  | 0 |  | NA | 0.98 | 0.98 | 0.98 | 684 | 0.98 | 684 | 684 | 684 | 684 | 684 | 162 | 160 | 158 | 158 | 155 | 0 | 0 | 0 | 0 | 0 | 0 | 0 | 0 | 0 | 0 | 0 | 0 | 0 | 0 | 0 | Yes | Yes | Yes | Yes | Yes | 748 | 748 | 748 | 748 | 748 | 132 | 131 | 130 | 127 | 120 | 0 | 0 | 0 | 0 | 0 | 0 | 0 | 0 | 0 | 0 | 0 | 0 | 0 | 0 | 0 | NA | NA | NA | NA | NA | 0 | 0 | 0 | 0 | 0 | NA | NA | NA | NA | NA | 0 | 0 | 0 | 0 | 0 | 0 | 0 | 0 | 0 | 0 | 0 | 0 | 0 | 0 | 0 | NA | NA | NA | NA | NA
0 | 0 |  | 0 |  | NA | 684 | 684 | 684 | 467 | 684 | 162 | 160 | 158 | 158 | 155 | 748 | 748 | 748 | 748 | 748 | 0 | 0 | 0 | 0 | 0 | 0 | 0 | 0 | 0 | 0 | 0 | 0 | 0 | 0 | 0 | Yes | Yes | Yes | Yes | Yes | 132 | 131 | 130 | 127 | 120 | 0.36 | 0.41 | 0.26 | 0.34 | 0.4 | 0 | 0 | 0 | 0 | 0 | 0 | 0 | 0 | 0 | 0 | 0 | 0 | 0 | 0 | 0 | NA | NA | NA | NA | NA | 0 | 0 | 0 | 0 | 0 | NA | NA | NA | NA | NA | 0 | 0 | 0 | 0 | 0 | 0 | 0 | 0 | 0 | 0 | 0 | 0 | 0 | 0 | 0 | NA | NA | NA | NA | NA
0 | 0 |  | 0 |  | NA | 162 | 160 | 158 | 684 | 155 | 748 | 748 | 748 | 748 | 748 | 132 | 131 | 130 | 127 | 120 | 0 | 0 | 0 | 0 | 0 | 0 | 0 | 0 | 0 | 0 | 0 | 0 | 0 | 0 | 0 | Yes | Yes | Yes | Yes | Yes | 0.36 | 0.41 | 0.26 | 0.34 | 0.4 | 748 | 748 | 748 | 748 | 748 | 0 | 0 | 0 | 0 | 0 | 0 | 0 | 0 | 0 | 0 | 0 | 0 | 0 | 0 | 0 | NA | NA | NA | NA | NA | 0 | 0 | 0 | 0 | 0 | NA | NA | NA | NA | NA | 0 | 0 | 0 | 0 | 0 | 0 | 0 | 0 | 0 | 0 | 0 | 0 | 0 | 0 | 0 | NA | NA | NA | NA | NA
F795/1 | Palmwoods |  | Image Flat |  | NA | 748 | 748 | 748 | 255 | 748 | 132 | 131 | 130 | 127 | 120 | 0.36 | 0.41 | 0.26 | 0.34 | 0.4 | 0 | 0 | 0 | 0 | 0 | 0 | 0 | 0 | 0 | 0 | Urban | Urban | Urban | Urban | Urban | Yes | Yes | Yes | Yes | Yes | 748 | 748 | 748 | 748 | 748 | 349 | 338 | 330 | 304 | 288 | 0 | 0 | 0 | 0 | 0 | 0 | 0 | 0 | 0 | 0 | 17 | 17 | 17 | 17 | 17 | NA | NA | NA | NA | NA | 0 | 0 | 0 | 0 | 0 | NA | NA | NA | NA | NA | 0 | 0 | 0 | 0 | 0 | 0 | 0 | 0 | 0 | 0 | 0 | 0 | 0 | 0 | 0 | NA | NA | NA | NA | NA
0 | 0 |  | 0 |  | NA | 132 | 131 | 130 | 0.97 | 120 | 0.36 | 0.41 | 0.26 | 0.34 | 0.4 | 748 | 748 | 748 | 748 | 748 | 0 | 0 | 0 | 0 | 0 | 0 | 0 | 0 | 0 | 0 | 0 | 0 | 0 | 0 | 0 | Yes | Yes | Yes | Yes | Yes | 349 | 338 | 330 | 304 | 288 | 703 | 703 | 703 | 703 | 703 | 0 | 0 | 0 | 0 | 0 | 0 | 0 | 0 | 0 | 0 | 0 | 0 | 0 | 0 | 0 | NA | NA | NA | NA | NA | 0 | 0 | 0 | 0 | 0 | NA | NA | NA | NA | NA | 0 | 0 | 0 | 0 | 0 | 0 | 0 | 0 | 0 | 0 | 0 | 0 | 0 | 0 | 0 | NA | NA | NA | NA | NA
0 | 0 |  | 0 |  | NA | 0.36 | 0.41 | 0.26 | 684 | 0.4 | 748 | 748 | 748 | 748 | 748 | 349 | 338 | 330 | 304 | 288 | 0 | 0 | 0 | 0 | 0 | 0 | 0 | 0 | 0 | 0 | 0 | 0 | 0 | 0 | 0 | Yes | Yes | Yes | Yes | Yes | 703 | 703 | 703 | 703 | 703 | 147 | 141 | 157 | 147 | 135 | 0 | 0 | 0 | 0 | 0 | 0 | 0 | 0 | 0 | 0 | 0 | 0 | 0 | 0 | 0 | NA | NA | NA | NA | NA | 0 | 0 | 0 | 0 | 0 | NA | NA | NA | NA | NA | 0 | 0 | 0 | 0 | 0 | 0 | 0 | 0 | 0 | 0 | 0 | 0 | 0 | 0 | 0 | NA | NA | NA | NA | NA
0 | 0 |  | 0 |  | NA | 748 | 748 | 748 | 467 | 748 | 349 | 338 | 330 | 304 | 288 | 703 | 703 | 703 | 703 | 703 | 0 | 0 | 0 | 0 | 0 | 0 | 0 | 0 | 0 | 0 | 0 | 0 | 0 | 0 | 0 | Yes | Yes | Yes | Yes | Yes | 147 | 141 | 157 | 147 | 135 | 0.64 | 0.62 | 0.68 | 0.66 | 0.66 | 0 | 0 | 0 | 0 | 0 | 0 | 0 | 0 | 0 | 0 | 0 | 0 | 0 | 0 | 0 | NA | NA | NA | NA | NA | 0 | 0 | 0 | 0 | 0 | NA | NA | NA | NA | NA | 0 | 0 | 0 | 0 | 0 | 0 | 0 | 0 | 0 | 0 | 0 | 0 | 0 | 0 | 0 | NA | NA | NA | NA | NA
0 | 0 |  | 0 |  | NA | 349 | 338 | 330 | 684 | 288 | 703 | 703 | 703 | 703 | 703 | 147 | 141 | 157 | 147 | 135 | 0 | 0 | 0 | 0 | 0 | 0 | 0 | 0 | 0 | 0 | 0 | 0 | 0 | 0 | 0 | Yes | Yes | Yes | Yes | Yes | 0.64 | 0.62 | 0.68 | 0.66 | 0.66 | 703 | 703 | 703 | 703 | 703 | 0 | 0 | 0 | 0 | 0 | 0 | 0 | 0 | 0 | 0 | 0 | 0 | 0 | 0 | 0 | NA | NA | NA | NA | NA | 0 | 0 | 0 | 0 | 0 | NA | NA | NA | NA | NA | 0 | 0 | 0 | 0 | 0 | 0 | 0 | 0 | 0 | 0 | 0 | 0 | 0 | 0 | 0 | NA | NA | NA | NA | NA
F795/2 | Image Flat |  | Cooroy |  | NA | 703 | 703 | 703 | 229 | 703 | 147 | 141 | 157 | 147 | 135 | 0.64 | 0.62 | 0.68 | 0.66 | 0.66 | 0 | 0 | 0 | 0 | 0 | 0 | 0 | 0 | 0 | 0 | Urban | Urban | Urban | Urban | Urban | Yes | Yes | Yes | Yes | Yes | 703 | 703 | 703 | 703 | 703 | 440 | 427 | 418 | 394 | 377 | 0 | 0 | 0 | 0 | 0 | 0 | 0 | 0 | 0 | 0 | 17 | 17 | 17 | 17 | 17 | NA | NA | NA | NA | NA | 0 | 0 | 0 | 0 | 0 | NA | NA | NA | NA | NA | 0 | 0 | 0 | 0 | 0 | 0 | 0 | 0 | 0 | 0 | 0 | 0 | 0 | 0 | 0 | NA | NA | NA | NA | NA
0 | 0 |  | 0 |  | NA | 147 | 141 | 157 | 0.98 | 135 | 0.64 | 0.62 | 0.68 | 0.66 | 0.66 | 703 | 703 | 703 | 703 | 703 | 0 | 0 | 0 | 0 | 0 | 0 | 0 | 0 | 0 | 0 | 0 | 0 | 0 | 0 | 0 | Yes | Yes | Yes | Yes | Yes | 440 | 427 | 418 | 394 | 377 | 524 | 524 | 524 | 524 | 524 | 0 | 0 | 0 | 0 | 0 | 0 | 0 | 0 | 0 | 0 | 0 | 0 | 0 | 0 | 0 | NA | NA | NA | NA | NA | 0 | 0 | 0 | 0 | 0 | NA | NA | NA | NA | NA | 0 | 0 | 0 | 0 | 0 | 0 | 0 | 0 | 0 | 0 | 0 | 0 | 0 | 0 | 0 | NA | NA | NA | NA | NA
0 | 0 |  | 0 |  | NA | 0.64 | 0.62 | 0.68 | 684 | 0.66 | 703 | 703 | 703 | 703 | 703 | 440 | 427 | 418 | 394 | 377 | 0 | 0 | 0 | 0 | 0 | 0 | 0 | 0 | 0 | 0 | 0 | 0 | 0 | 0 | 0 | Yes | Yes | Yes | Yes | Yes | 524 | 524 | 524 | 524 | 524 | 139 | 138 | 137 | 137 | 135 | 0 | 0 | 0 | 0 | 0 | 0 | 0 | 0 | 0 | 0 | 0 | 0 | 0 | 0 | 0 | NA | NA | NA | NA | NA | 0 | 0 | 0 | 0 | 0 | NA | NA | NA | NA | NA | 0 | 0 | 0 | 0 | 0 | 0 | 0 | 0 | 0 | 0 | 0 | 0 | 0 | 0 | 0 | NA | NA | NA | NA | NA
0 | 0 |  | 0 |  | NA | 703 | 703 | 703 | 539 | 703 | 440 | 427 | 418 | 394 | 377 | 524 | 524 | 524 | 524 | 524 | 0 | 0 | 0 | 0 | 0 | 0 | 0 | 0 | 0 | 0 | 0 | 0 | 0 | 0 | 0 | Yes | Yes | Yes | Yes | Yes | 139 | 138 | 137 | 137 | 135 | 1 | 1 | 1 | 1 | 1 | 0 | 0 | 0 | 0 | 0 | 0 | 0 | 0 | 0 | 0 | 0 | 0 | 0 | 0 | 0 | NA | NA | NA | NA | NA | 0 | 0 | 0 | 0 | 0 | NA | NA | NA | NA | NA | 0 | 0 | 0 | 0 | 0 | 0 | 0 | 0 | 0 | 0 | 0 | 0 | 0 | 0 | 0 | NA | NA | NA | NA | NA
0 | 0 |  | 0 |  | NA | 440 | 427 | 418 | 664 | 377 | 524 | 524 | 524 | 524 | 524 | 139 | 138 | 137 | 137 | 135 | 0 | 0 | 0 | 0 | 0 | 0 | 0 | 0 | 0 | 0 | 0 | 0 | 0 | 0 | 0 | Yes | Yes | Yes | Yes | Yes | 1 | 1 | 1 | 1 | 1 | 524 | 524 | 524 | 524 | 524 | 0 | 0 | 0 | 0 | 0 | 0 | 0 | 0 | 0 | 0 | 0 | 0 | 0 | 0 | 0 | NA | NA | NA | NA | NA | 0 | 0 | 0 | 0 | 0 | NA | NA | NA | NA | NA | 0 | 0 | 0 | 0 | 0 | 0 | 0 | 0 | 0 | 0 | 0 | 0 | 0 | 0 | 0 | NA | NA | NA | NA | NA
F795/3 | Image Flat |  | Nambour |  | NA | 524 | 524 | 524 | 22 | 524 | 139 | 138 | 137 | 137 | 135 | 1 | 1 | 1 | 1 | 1 | 0 | 0 | 0 | 0 | 0 | 0 | 0 | 0 | 0 | 0 | Urban | Urban | Urban | Urban | Urban | Yes | Yes | Yes | Yes | Yes | 524 | 524 | 524 | 524 | 524 | 253 | 250 | 248 | 248 | 245 | 0 | 0 | 0 | 0 | 0 | 0 | 0 | 0 | 0 | 0 | 17 | 17 | 17 | 17 | 17 | NA | NA | NA | NA | NA | 0 | 0 | 0 | 0 | 0 | NA | NA | NA | NA | NA | 0 | 0 | 0 | 0 | 0 | 0 | 0 | 0 | 0 | 0 | 0 | 0 | 0 | 0 | 0 | NA | NA | NA | NA | NA
0 | 0 |  | 0 |  | NA | 139 | 138 | 137 | 1 | 135 | 1 | 1 | 1 | 1 | 1 | 524 | 524 | 524 | 524 | 524 | 0 | 0 | 0 | 0 | 0 | 0 | 0 | 0 | 0 | 0 | 0 | 0 | 0 | 0 | 0 | Yes | Yes | Yes | Yes | Yes | 253 | 250 | 248 | 248 | 245 | 684 | 684 | 684 | 684 | 684 | 0 | 0 | 0 | 0 | 0 | 0 | 0 | 0 | 0 | 0 | 0 | 0 | 0 | 0 | 0 | NA | NA | NA | NA | NA | 0 | 0 | 0 | 0 | 0 | NA | NA | NA | NA | NA | 0 | 0 | 0 | 0 | 0 | 0 | 0 | 0 | 0 | 0 | 0 | 0 | 0 | 0 | 0 | NA | NA | NA | NA | NA
0 | 0 |  | 0 |  | NA | 1 | 1 | 1 | 664 | 1 | 524 | 524 | 524 | 524 | 524 | 253 | 250 | 248 | 248 | 245 | 0 | 0 | 0 | 0 | 0 | 0 | 0 | 0 | 0 | 0 | 0 | 0 | 0 | 0 | 0 | Yes | Yes | Yes | Yes | Yes | 684 | 684 | 684 | 684 | 684 | 259 | 260 | 257 | 255 | 251 | 0 | 0 | 0 | 0 | 0 | 0 | 0 | 0 | 0 | 0 | 0 | 0 | 0 | 0 | 0 | NA | NA | NA | NA | NA | 0 | 0 | 0 | 0 | 0 | NA | NA | NA | NA | NA | 0 | 0 | 0 | 0 | 0 | 0 | 0 | 0 | 0 | 0 | 0 | 0 | 0 | 0 | 0 | NA | NA | NA | NA | NA
0 | 0 |  | 0 |  | NA | 524 | 524 | 524 | 299 | 524 | 253 | 250 | 248 | 248 | 245 | 684 | 684 | 684 | 684 | 684 | 0 | 0 | 0 | 0 | 0 | 0 | 0 | 0 | 0 | 0 | 0 | 0 | 0 | 0 | 0 | Yes | Yes | Yes | Yes | Yes | 259 | 260 | 257 | 255 | 251 | 0.97 | 0.97 | 0.97 | 0.97 | 0.97 | 0 | 0 | 0 | 0 | 0 | 0 | 0 | 0 | 0 | 0 | 0 | 0 | 0 | 0 | 0 | NA | NA | NA | NA | NA | 0 | 0 | 0 | 0 | 0 | NA | NA | NA | NA | NA | 0 | 0 | 0 | 0 | 0 | 0 | 0 | 0 | 0 | 0 | 0 | 0 | 0 | 0 | 0 | NA | NA | NA | NA | NA
0 | 0 |  | 0 |  | NA | 253 | 250 | 248 | 684 | 245 | 684 | 684 | 684 | 684 | 684 | 259 | 260 | 257 | 255 | 251 | 0 | 0 | 0 | 0 | 0 | 0 | 0 | 0 | 0 | 0 | 0 | 0 | 0 | 0 | 0 | Yes | Yes | Yes | Yes | Yes | 0.97 | 0.97 | 0.97 | 0.97 | 0.97 | 684 | 684 | 684 | 684 | 684 | 0 | 0 | 0 | 0 | 0 | 0 | 0 | 0 | 0 | 0 | 0 | 0 | 0 | 0 | 0 | NA | NA | NA | NA | NA | 0 | 0 | 0 | 0 | 0 | NA | NA | NA | NA | NA | 0 | 0 | 0 | 0 | 0 | 0 | 0 | 0 | 0 | 0 | 0 | 0 | 0 | 0 | 0 | NA | NA | NA | NA | NA
F796 | Cooroy |  | Sunrise Hills |  | NA | 684 | 684 | 684 | 127 | 684 | 259 | 260 | 257 | 255 | 251 | 0.97 | 0.97 | 0.97 | 0.97 | 0.97 | 0 | 0 | 0 | 0 | 0 | 0 | 0 | 0 | 0 | 0 | Urban | Urban | Urban | Urban | Urban | Yes | Yes | Yes | Yes | Yes | 684 | 684 | 684 | 684 | 684 | 475 | 476 | 469 | 467 | 459 | 0 | 0 | 0 | 0 | 0 | 0 | 0 | 0 | 0 | 0 | 17 | 17 | 17 | 17 | 17 | NA | NA | NA | NA | NA | 0 | 0 | 0 | 0 | 0 | NA | NA | NA | NA | NA | 0 | 0 | 0 | 0 | 0 | 0 | 0 | 0 | 0 | 0 | 0 | 0 | 0 | 0 | 0 | NA | NA | NA | NA | NA
0 | 0 |  | 0 |  | NA | 259 | 260 | 257 | 0.55 | 251 | 0.97 | 0.97 | 0.97 | 0.97 | 0.97 | 684 | 684 | 684 | 684 | 684 | 0 | 0 | 0 | 0 | 0 | 0 | 0 | 0 | 0 | 0 | 0 | 0 | 0 | 0 | 0 | Yes | Yes | Yes | Yes | Yes | 475 | 476 | 469 | 467 | 459 | 684 | 684 | 684 | 684 | 684 | 0 | 0 | 0 | 0 | 0 | 0 | 0 | 0 | 0 | 0 | 0 | 0 | 0 | 0 | 0 | NA | NA | NA | NA | NA | 0 | 0 | 0 | 0 | 0 | NA | NA | NA | NA | NA | 0 | 0 | 0 | 0 | 0 | 0 | 0 | 0 | 0 | 0 | 0 | 0 | 0 | 0 | 0 | NA | NA | NA | NA | NA
0 | 0 |  | 0 |  | NA | 0.97 | 0.97 | 0.97 | 684 | 0.97 | 684 | 684 | 684 | 684 | 684 | 475 | 476 | 469 | 467 | 459 | 0 | 0 | 0 | 0 | 0 | 0 | 0 | 0 | 0 | 0 | 0 | 0 | 0 | 0 | 0 | Yes | Yes | Yes | Yes | Yes | 684 | 684 | 684 | 684 | 684 | 260 | 260 | 257 | 255 | 251 | 0 | 0 | 0 | 0 | 0 | 0 | 0 | 0 | 0 | 0 | 0 | 0 | 0 | 0 | 0 | NA | NA | NA | NA | NA | 0 | 0 | 0 | 0 | 0 | NA | NA | NA | NA | NA | 0 | 0 | 0 | 0 | 0 | 0 | 0 | 0 | 0 | 0 | 0 | 0 | 0 | 0 | 0 | NA | NA | NA | NA | NA
0 | 0 |  | 0 |  | NA | 684 | 684 | 684 | 173 | 684 | 475 | 476 | 469 | 467 | 459 | 684 | 684 | 684 | 684 | 684 | 0 | 0 | 0 | 0 | 0 | 0 | 0 | 0 | 0 | 0 | 0 | 0 | 0 | 0 | 0 | Yes | Yes | Yes | Yes | Yes | 260 | 260 | 257 | 255 | 251 | 0.97 | 0.97 | 0.97 | 0.97 | 0.97 | 0 | 0 | 0 | 0 | 0 | 0 | 0 | 0 | 0 | 0 | 0 | 0 | 0 | 0 | 0 | NA | NA | NA | NA | NA | 0 | 0 | 0 | 0 | 0 | NA | NA | NA | NA | NA | 0 | 0 | 0 | 0 | 0 | 0 | 0 | 0 | 0 | 0 | 0 | 0 | 0 | 0 | 0 | NA | NA | NA | NA | NA
0 | 0 |  | 0 |  | NA | 475 | 476 | 469 | 684 | 459 | 684 | 684 | 684 | 684 | 684 | 260 | 260 | 257 | 255 | 251 | 0 | 0 | 0 | 0 | 0 | 0 | 0 | 0 | 0 | 0 | 0 | 0 | 0 | 0 | 0 | Yes | Yes | Yes | Yes | Yes | 0.97 | 0.97 | 0.97 | 0.97 | 0.97 | 684 | 684 | 684 | 684 | 684 | 0 | 0 | 0 | 0 | 0 | 0 | 0 | 0 | 0 | 0 | 0 | 0 | 0 | 0 | 0 | NA | NA | NA | NA | NA | 0 | 0 | 0 | 0 | 0 | NA | NA | NA | NA | NA | 0 | 0 | 0 | 0 | 0 | 0 | 0 | 0 | 0 | 0 | 0 | 0 | 0 | 0 | 0 | NA | NA | NA | NA | NA
F797 | Cooroy |  | Sunrise Hills |  | NA | 684 | 684 | 684 | 133 | 684 | 260 | 260 | 257 | 255 | 251 | 0.97 | 0.97 | 0.97 | 0.97 | 0.97 | 0 | 0 | 0 | 0 | 0 | 0 | 0 | 0 | 0 | 0 | Urban | Urban | Urban | Urban | Urban | Yes | Yes | Yes | Yes | Yes | 684 | 684 | 684 | 684 | 684 | 475 | 476 | 469 | 467 | 459 | 0 | 0 | 0 | 0 | 0 | 0 | 0 | 0 | 0 | 0 | 17 | 17 | 17 | 17 | 17 | NA | NA | NA | NA | NA | 0 | 0 | 0 | 0 | 0 | NA | NA | NA | NA | NA | 0 | 0 | 0 | 0 | 0 | 0 | 0 | 0 | 0 | 0 | 0 | 0 | 0 | 0 | 0 | NA | NA | NA | NA | NA
0 | 0 |  | 0 |  | NA | 260 | 260 | 257 | 0.75 | 251 | 0.97 | 0.97 | 0.97 | 0.97 | 0.97 | 684 | 684 | 684 | 684 | 684 | 0 | 0 | 0 | 0 | 0 | 0 | 0 | 0 | 0 | 0 | 0 | 0 | 0 | 0 | 0 | Yes | Yes | Yes | Yes | Yes | 475 | 476 | 469 | 467 | 459 | 684 | 684 | 684 | 684 | 684 | 0 | 0 | 0 | 0 | 0 | 0 | 0 | 0 | 0 | 0 | 0 | 0 | 0 | 0 | 0 | NA | NA | NA | NA | NA | 0 | 0 | 0 | 0 | 0 | NA | NA | NA | NA | NA | 0 | 0 | 0 | 0 | 0 | 0 | 0 | 0 | 0 | 0 | 0 | 0 | 0 | 0 | 0 | NA | NA | NA | NA | NA
0 | 0 |  | 0 |  | NA | 0.97 | 0.97 | 0.97 | 684 | 0.97 | 684 | 684 | 684 | 684 | 684 | 475 | 476 | 469 | 467 | 459 | 0 | 0 | 0 | 0 | 0 | 0 | 0 | 0 | 0 | 0 | 0 | 0 | 0 | 0 | 0 | Yes | Yes | Yes | Yes | Yes | 684 | 684 | 684 | 684 | 684 | 224 | 225 | 226 | 229 | 230 | 0 | 0 | 0 | 0 | 0 | 0 | 0 | 0 | 0 | 0 | 0 | 0 | 0 | 0 | 0 | NA | NA | NA | NA | NA | 0 | 0 | 0 | 0 | 0 | NA | NA | NA | NA | NA | 0 | 0 | 0 | 0 | 0 | 0 | 0 | 0 | 0 | 0 | 0 | 0 | 0 | 0 | 0 | NA | NA | NA | NA | NA
0 | 0 |  | 0 |  | NA | 684 | 684 | 684 | 205 | 684 | 475 | 476 | 469 | 467 | 459 | 684 | 684 | 684 | 684 | 684 | 0 | 0 | 0 | 0 | 0 | 0 | 0 | 0 | 0 | 0 | 0 | 0 | 0 | 0 | 0 | Yes | Yes | Yes | Yes | Yes | 224 | 225 | 226 | 229 | 230 | 0.98 | 0.98 | 0.98 | 0.98 | 0.98 | 0 | 0 | 0 | 0 | 0 | 0 | 0 | 0 | 0 | 0 | 0 | 0 | 0 | 0 | 0 | NA | NA | NA | NA | NA | 0 | 0 | 0 | 0 | 0 | NA | NA | NA | NA | NA | 0 | 0 | 0 | 0 | 0 | 0 | 0 | 0 | 0 | 0 | 0 | 0 | 0 | 0 | 0 | NA | NA | NA | NA | NA
0 | 0 |  | 0 |  | NA | 475 | 476 | 469 | 627 | 459 | 684 | 684 | 684 | 684 | 684 | 224 | 225 | 226 | 229 | 230 | 0 | 0 | 0 | 0 | 0 | 0 | 0 | 0 | 0 | 0 | 0 | 0 | 0 | 0 | 0 | Yes | Yes | Yes | Yes | Yes | 0.98 | 0.98 | 0.98 | 0.98 | 0.98 | 684 | 684 | 684 | 684 | 684 | 0 | 0 | 0 | 0 | 0 | 0 | 0 | 0 | 0 | 0 | 0 | 0 | 0 | 0 | 0 | NA | NA | NA | NA | NA | 0 | 0 | 0 | 0 | 0 | NA | NA | NA | NA | NA | 0 | 0 | 0 | 0 | 0 | 0 | 0 | 0 | 0 | 0 | 0 | 0 | 0 | 0 | 0 | NA | NA | NA | NA | NA
F803 | Mooloolaba |  | Caloundra |  | NA | 684 | 684 | 684 | 331 | 684 | 224 | 225 | 226 | 229 | 230 | 0.98 | 0.98 | 0.98 | 0.98 | 0.98 | 0 | 0 | 0 | 0 | 0 | 0 | 0 | 0 | 0 | 0 | Urban | Urban | Urban | Urban | Urban | Yes | Yes | Yes | Yes | Yes | 684 | 684 | 684 | 684 | 684 | 527 | 527 | 528 | 539 | 537 | 0 | 0 | 0 | 0 | 0 | 0 | 0 | 0 | 0 | 0 | 17 | 17 | 17 | 17 | 17 | NA | NA | NA | NA | NA | 0 | 0 | 0 | 0 | 0 | NA | NA | NA | NA | NA | 0 | 0 | 0 | 0 | 0 | 0 | 0 | 0 | 0 | 0 | 0 | 0 | 0 | 0 | 0 | NA | NA | NA | NA | NA
0 | 0 |  | 0 |  | NA | 224 | 225 | 226 | 0.99 | 230 | 0.98 | 0.98 | 0.98 | 0.98 | 0.98 | 684 | 684 | 684 | 684 | 684 | 0 | 0 | 0 | 0 | 0 | 0 | 0 | 0 | 0 | 0 | 0 | 0 | 0 | 0 | 0 | Yes | Yes | Yes | Yes | Yes | 527 | 527 | 528 | 539 | 537 | 664 | 664 | 664 | 664 | 664 | 0 | 0 | 0 | 0 | 0 | 0 | 0 | 0 | 0 | 0 | 0 | 0 | 0 | 0 | 0 | NA | NA | NA | NA | NA | 0 | 0 | 0 | 0 | 0 | NA | NA | NA | NA | NA | 0 | 0 | 0 | 0 | 0 | 0 | 0 | 0 | 0 | 0 | 0 | 0 | 0 | 0 | 0 | NA | NA | NA | NA | NA
0 | 0 |  | 0 |  | NA | 0.98 | 0.98 | 0.98 | 627 | 0.98 | 684 | 684 | 684 | 684 | 684 | 527 | 527 | 528 | 539 | 537 | 0 | 0 | 0 | 0 | 0 | 0 | 0 | 0 | 0 | 0 | 0 | 0 | 0 | 0 | 0 | Yes | Yes | Yes | Yes | Yes | 664 | 664 | 664 | 664 | 664 | 22 | 21 | 22 | 22 | 22 | 0 | 0 | 0 | 0 | 0 | 0 | 0 | 0 | 0 | 0 | 0 | 0 | 0 | 0 | 0 | NA | NA | NA | NA | NA | 0 | 0 | 0 | 0 | 0 | NA | NA | NA | NA | NA | 0 | 0 | 0 | 0 | 0 | 0 | 0 | 0 | 0 | 0 | 0 | 0 | 0 | 0 | 0 | NA | NA | NA | NA | NA
0 | 0 |  | 0 |  | NA | 684 | 684 | 684 | 534 | 684 | 527 | 527 | 528 | 539 | 537 | 664 | 664 | 664 | 664 | 664 | 0 | 0 | 0 | 0 | 0 | 0 | 0 | 0 | 0 | 0 | 0 | 0 | 0 | 0 | 0 | Yes | Yes | Yes | Yes | Yes | 22 | 21 | 22 | 22 | 22 | 1 | 1 | 1 | 1 | 1 | 0 | 0 | 0 | 0 | 0 | 0 | 0 | 0 | 0 | 0 | 0 | 0 | 0 | 0 | 0 | NA | NA | NA | NA | NA | 0 | 0 | 0 | 0 | 0 | NA | NA | NA | NA | NA | 0 | 0 | 0 | 0 | 0 | 0 | 0 | 0 | 0 | 0 | 0 | 0 | 0 | 0 | 0 | NA | NA | NA | NA | NA
0 | 0 |  | 0 |  | NA | 527 | 527 | 528 | 684 | 537 | 664 | 664 | 664 | 664 | 664 | 22 | 21 | 22 | 22 | 22 | 0 | 0 | 0 | 0 | 0 | 0 | 0 | 0 | 0 | 0 | 0 | 0 | 0 | 0 | 0 | Yes | Yes | Yes | Yes | Yes | 1 | 1 | 1 | 1 | 1 | 664 | 664 | 664 | 664 | 664 | 0 | 0 | 0 | 0 | 0 | 0 | 0 | 0 | 0 | 0 | 0 | 0 | 0 | 0 | 0 | NA | NA | NA | NA | NA | 0 | 0 | 0 | 0 | 0 | NA | NA | NA | NA | NA | 0 | 0 | 0 | 0 | 0 | 0 | 0 | 0 | 0 | 0 | 0 | 0 | 0 | 0 | 0 | NA | NA | NA | NA | NA
F804 | Caloundra |  | Currimundi |  | NA | 664 | 664 | 664 | 256 | 664 | 22 | 21 | 22 | 22 | 22 | 1 | 1 | 1 | 1 | 1 | 0 | 0 | 0 | 0 | 0 | 0 | 0 | 0 | 0 | 0 | Urban | Urban | Urban | Urban | Urban | Yes | Yes | Yes | Yes | Yes | 664 | 664 | 664 | 664 | 664 | 294 | 293 | 294 | 299 | 298 | 0 | 0 | 0 | 0 | 0 | 0 | 0 | 0 | 0 | 0 | 17 | 17 | 17 | 17 | 17 | NA | NA | NA | NA | NA | 0 | 0 | 0 | 0 | 0 | NA | NA | NA | NA | NA | 0 | 0 | 0 | 0 | 0 | 0 | 0 | 0 | 0 | 0 | 0 | 0 | 0 | 0 | 0 | NA | NA | NA | NA | NA
0 | 0 |  | 0 |  | NA | 22 | 21 | 22 | 1 | 22 | 1 | 1 | 1 | 1 | 1 | 664 | 664 | 664 | 664 | 664 | 0 | 0 | 0 | 0 | 0 | 0 | 0 | 0 | 0 | 0 | 0 | 0 | 0 | 0 | 0 | Yes | Yes | Yes | Yes | Yes | 294 | 293 | 294 | 299 | 298 | 684 | 684 | 684 | 684 | 684 | 0 | 0 | 0 | 0 | 0 | 0 | 0 | 0 | 0 | 0 | 0 | 0 | 0 | 0 | 0 | NA | NA | NA | NA | NA | 0 | 0 | 0 | 0 | 0 | NA | NA | NA | NA | NA | 0 | 0 | 0 | 0 | 0 | 0 | 0 | 0 | 0 | 0 | 0 | 0 | 0 | 0 | 0 | NA | NA | NA | NA | NA
0 | 0 |  | 0 |  | NA | 1 | 1 | 1 | 684 | 1 | 664 | 664 | 664 | 664 | 664 | 294 | 293 | 294 | 299 | 298 | 0 | 0 | 0 | 0 | 0 | 0 | 0 | 0 | 0 | 0 | 0 | 0 | 0 | 0 | 0 | Yes | Yes | Yes | Yes | Yes | 684 | 684 | 684 | 684 | 684 | 121 | 125 | 128 | 127 | 127 | 0 | 0 | 0 | 0 | 0 | 0 | 0 | 0 | 0 | 0 | 0 | 0 | 0 | 0 | 0 | NA | NA | NA | NA | NA | 0 | 0 | 0 | 0 | 0 | NA | NA | NA | NA | NA | 0 | 0 | 0 | 0 | 0 | 0 | 0 | 0 | 0 | 0 | 0 | 0 | 0 | 0 | 0 | NA | NA | NA | NA | NA
0 | 0 |  | 0 |  | NA | 664 | 664 | 664 | 444 | 664 | 294 | 293 | 294 | 299 | 298 | 684 | 684 | 684 | 684 | 684 | 0 | 0 | 0 | 0 | 0 | 0 | 0 | 0 | 0 | 0 | 0 | 0 | 0 | 0 | 0 | Yes | Yes | Yes | Yes | Yes | 121 | 125 | 128 | 127 | 127 | 0.54 | 0.55 | 0.56 | 0.55 | 0.55 | 0 | 0 | 0 | 0 | 0 | 0 | 0 | 0 | 0 | 0 | 0 | 0 | 0 | 0 | 0 | NA | NA | NA | NA | NA | 0 | 0 | 0 | 0 | 0 | NA | NA | NA | NA | NA | 0 | 0 | 0 | 0 | 0 | 0 | 0 | 0 | 0 | 0 | 0 | 0 | 0 | 0 | 0 | NA | NA | NA | NA | NA
0 | 0 |  | 0 |  | NA | 294 | 293 | 294 | 664 | 298 | 684 | 684 | 684 | 684 | 684 | 121 | 125 | 128 | 127 | 127 | 0 | 0 | 0 | 0 | 0 | 0 | 0 | 0 | 0 | 0 | 0 | 0 | 0 | 0 | 0 | Yes | Yes | Yes | Yes | Yes | 0.54 | 0.55 | 0.56 | 0.55 | 0.55 | 684 | 684 | 684 | 684 | 684 | 0 | 0 | 0 | 0 | 0 | 0 | 0 | 0 | 0 | 0 | 0 | 0 | 0 | 0 | 0 | NA | NA | NA | NA | NA | 0 | 0 | 0 | 0 | 0 | NA | NA | NA | NA | NA | 0 | 0 | 0 | 0 | 0 | 0 | 0 | 0 | 0 | 0 | 0 | 0 | 0 | 0 | 0 | NA | NA | NA | NA | NA
F815 | Mooloolaba |  | Alexandra Headlands |  | NA | 684 | 684 | 684 | 211 | 684 | 121 | 125 | 128 | 127 | 127 | 0.54 | 0.55 | 0.56 | 0.55 | 0.55 | 0 | 0 | 0 | 0 | 0 | 0 | 0 | 0 | 0 | 0 | Urban | Urban | Urban | Urban | Urban | Yes | Yes | Yes | Yes | Yes | 684 | 684 | 684 | 684 | 684 | 241 | 241 | 242 | 173 | 243 | 0 | 0 | 0 | 0 | 0 | 0 | 0 | 0 | 0 | 0 | 17 | 17 | 17 | 17 | 17 | NA | NA | NA | NA | NA | 0 | 0 | 0 | 0 | 0 | NA | NA | NA | NA | NA | 0 | 0 | 0 | 0 | 0 | 0 | 0 | 0 | 0 | 0 | 0 | 0 | 0 | 0 | 0 | NA | NA | NA | NA | NA
0 | 0 |  | 0 |  | NA | 121 | 125 | 128 | 1 | 127 | 0.54 | 0.55 | 0.56 | 0.55 | 0.55 | 684 | 684 | 684 | 684 | 684 | 0 | 0 | 0 | 0 | 0 | 0 | 0 | 0 | 0 | 0 | 0 | 0 | 0 | 0 | 0 | Yes | Yes | Yes | Yes | Yes | 241 | 241 | 242 | 173 | 243 | 684 | 684 | 684 | 684 | 684 | 0 | 0 | 0 | 0 | 0 | 0 | 0 | 0 | 0 | 0 | 0 | 0 | 0 | 0 | 0 | NA | NA | NA | NA | NA | 0 | 0 | 0 | 0 | 0 | NA | NA | NA | NA | NA | 0 | 0 | 0 | 0 | 0 | 0 | 0 | 0 | 0 | 0 | 0 | 0 | 0 | 0 | 0 | NA | NA | NA | NA | NA
0 | 0 |  | 0 |  | NA | 0.54 | 0.55 | 0.56 | 664 | 0.55 | 684 | 684 | 684 | 684 | 684 | 241 | 241 | 242 | 173 | 243 | 0 | 0 | 0 | 0 | 0 | 0 | 0 | 0 | 0 | 0 | 0 | 0 | 0 | 0 | 0 | Yes | Yes | Yes | Yes | Yes | 684 | 684 | 684 | 684 | 684 | 132 | 132 | 133 | 133 | 134 | 0 | 0 | 0 | 0 | 0 | 0 | 0 | 0 | 0 | 0 | 0 | 0 | 0 | 0 | 0 | NA | NA | NA | NA | NA | 0 | 0 | 0 | 0 | 0 | NA | NA | NA | NA | NA | 0 | 0 | 0 | 0 | 0 | 0 | 0 | 0 | 0 | 0 | 0 | 0 | 0 | 0 | 0 | NA | NA | NA | NA | NA
0 | 0 |  | 0 |  | NA | 684 | 684 | 684 | 419 | 684 | 241 | 241 | 242 | 173 | 243 | 684 | 684 | 684 | 684 | 684 | 0 | 0 | 0 | 0 | 0 | 0 | 0 | 0 | 0 | 0 | 0 | 0 | 0 | 0 | 0 | Yes | Yes | Yes | Yes | Yes | 132 | 132 | 133 | 133 | 134 | 0.74 | 0.74 | 0.74 | 0.75 | 0.75 | 0 | 0 | 0 | 0 | 0 | 0 | 0 | 0 | 0 | 0 | 0 | 0 | 0 | 0 | 0 | NA | NA | NA | NA | NA | 0 | 0 | 0 | 0 | 0 | NA | NA | NA | NA | NA | 0 | 0 | 0 | 0 | 0 | 0 | 0 | 0 | 0 | 0 | 0 | 0 | 0 | 0 | 0 | NA | NA | NA | NA | NA
0 | 0 |  | 0 |  | NA | 241 | 241 | 242 | 664 | 243 | 684 | 684 | 684 | 684 | 684 | 132 | 132 | 133 | 133 | 134 | 0 | 0 | 0 | 0 | 0 | 0 | 0 | 0 | 0 | 0 | 0 | 0 | 0 | 0 | 0 | Yes | Yes | Yes | Yes | Yes | 0.74 | 0.74 | 0.74 | 0.75 | 0.75 | 684 | 684 | 684 | 684 | 684 | 0 | 0 | 0 | 0 | 0 | 0 | 0 | 0 | 0 | 0 | 0 | 0 | 0 | 0 | 0 | NA | NA | NA | NA | NA | 0 | 0 | 0 | 0 | 0 | NA | NA | NA | NA | NA | 0 | 0 | 0 | 0 | 0 | 0 | 0 | 0 | 0 | 0 | 0 | 0 | 0 | 0 | 0 | NA | NA | NA | NA | NA
F816 | Mooloolaba |  | West Maroochydore |  | NA | 684 | 684 | 684 | 115 | 684 | 132 | 132 | 133 | 133 | 134 | 0.74 | 0.74 | 0.74 | 0.75 | 0.75 | 0 | 0 | 0 | 0 | 0 | 0 | 0 | 0 | 0 | 0 | Urban | Urban | Urban | Urban | Urban | Yes | Yes | Yes | Yes | Yes | 684 | 684 | 684 | 684 | 684 | 226 | 226 | 227 | 205 | 229 | 0 | 0 | 0 | 0 | 0 | 0 | 0 | 0 | 0 | 0 | 17 | 17 | 17 | 17 | 17 | NA | NA | NA | NA | NA | 0 | 0 | 0 | 0 | 0 | NA | NA | NA | NA | NA | 0 | 0 | 0 | 0 | 0 | 0 | 0 | 0 | 0 | 0 | 0 | 0 | 0 | 0 | 0 | NA | NA | NA | NA | NA
0 | 0 |  | 0 |  | NA | 132 | 132 | 133 | 1 | 134 | 0.74 | 0.74 | 0.74 | 0.75 | 0.75 | 684 | 684 | 684 | 684 | 684 | 0 | 0 | 0 | 0 | 0 | 0 | 0 | 0 | 0 | 0 | 0 | 0 | 0 | 0 | 0 | Yes | Yes | Yes | Yes | Yes | 226 | 226 | 227 | 205 | 229 | 627 | 627 | 627 | 627 | 627 | 0 | 0 | 0 | 0 | 0 | 0 | 0 | 0 | 0 | 0 | 0 | 0 | 0 | 0 | 0 | NA | NA | NA | NA | NA | 0 | 0 | 0 | 0 | 0 | NA | NA | NA | NA | NA | 0 | 0 | 0 | 0 | 0 | 0 | 0 | 0 | 0 | 0 | 0 | 0 | 0 | 0 | 0 | NA | NA | NA | NA | NA
0 | 0 |  | 0 |  | NA | 0.74 | 0.74 | 0.74 | 664 | 0.75 | 684 | 684 | 684 | 684 | 684 | 226 | 226 | 227 | 205 | 229 | 0 | 0 | 0 | 0 | 0 | 0 | 0 | 0 | 0 | 0 | 0 | 0 | 0 | 0 | 0 | Yes | Yes | Yes | Yes | Yes | 627 | 627 | 627 | 627 | 627 | 327 | 327 | 329 | 331 | 333 | 0 | 0 | 0 | 0 | 0 | 0 | 0 | 0 | 0 | 0 | 0 | 0 | 0 | 0 | 0 | NA | NA | NA | NA | NA | 0 | 0 | 0 | 0 | 0 | NA | NA | NA | NA | NA | 0 | 0 | 0 | 0 | 0 | 0 | 0 | 0 | 0 | 0 | 0 | 0 | 0 | 0 | 0 | NA | NA | NA | NA | NA
0 | 0 |  | 0 |  | NA | 684 | 684 | 684 | 329 | 684 | 226 | 226 | 227 | 205 | 229 | 627 | 627 | 627 | 627 | 627 | 0 | 0 | 0 | 0 | 0 | 0 | 0 | 0 | 0 | 0 | 0 | 0 | 0 | 0 | 0 | Yes | Yes | Yes | Yes | Yes | 327 | 327 | 329 | 331 | 333 | 0.99 | 0.99 | 0.99 | 0.99 | 0.99 | 0 | 0 | 0 | 0 | 0 | 0 | 0 | 0 | 0 | 0 | 0 | 0 | 0 | 0 | 0 | NA | NA | NA | NA | NA | 0 | 0 | 0 | 0 | 0 | NA | NA | NA | NA | NA | 0 | 0 | 0 | 0 | 0 | 0 | 0 | 0 | 0 | 0 | 0 | 0 | 0 | 0 | 0 | NA | NA | NA | NA | NA
0 | 0 |  | 0 |  | NA | 226 | 226 | 227 | 1018 | 229 | 627 | 627 | 627 | 627 | 627 | 327 | 327 | 329 | 331 | 333 | 0 | 0 | 0 | 0 | 0 | 0 | 0 | 0 | 0 | 0 | 0 | 0 | 0 | 0 | 0 | Yes | Yes | Yes | Yes | Yes | 0.99 | 0.99 | 0.99 | 0.99 | 0.99 | 627 | 627 | 627 | 627 | 627 | 0 | 0 | 0 | 0 | 0 | 0 | 0 | 0 | 0 | 0 | 0 | 0 | 0 | 0 | 0 | NA | NA | NA | NA | NA | 0 | 0 | 0 | 0 | 0 | NA | NA | NA | NA | NA | 0 | 0 | 0 | 0 | 0 | 0 | 0 | 0 | 0 | 0 | 0 | 0 | 0 | 0 | 0 | NA | NA | NA | NA | NA
F819 | Mooloolaba |  | Kawana |  | NA | 627 | 627 | 627 | 259 | 627 | 327 | 327 | 329 | 331 | 333 | 0.99 | 0.99 | 0.99 | 0.99 | 0.99 | 0 | 0 | 0 | 0 | 0 | 0 | 0 | 0 | 0 | 0 | Urban | Urban | Urban | Urban | Urban | Yes | Yes | Yes | Yes | Yes | 627 | 627 | 627 | 627 | 627 | 521 | 520 | 522 | 534 | 531 | 0 | 0 | 0 | 0 | 0 | 0 | 0 | 0 | 0 | 0 | 17 | 17 | 17 | 17 | 17 | NA | NA | NA | NA | NA | 0 | 0 | 0 | 0 | 0 | NA | NA | NA | NA | NA | 0 | 0 | 0 | 0 | 0 | 0 | 0 | 0 | 0 | 0 | 0 | 0 | 0 | 0 | 0 | NA | NA | NA | NA | NA
0 | 0 |  | 0 |  | NA | 327 | 327 | 329 | 1 | 333 | 0.99 | 0.99 | 0.99 | 0.99 | 0.99 | 627 | 627 | 627 | 627 | 627 | 0 | 0 | 0 | 0 | 0 | 0 | 0 | 0 | 0 | 0 | 0 | 0 | 0 | 0 | 0 | Yes | Yes | Yes | Yes | Yes | 521 | 520 | 522 | 534 | 531 | 684 | 684 | 684 | 684 | 684 | 0 | 0 | 0 | 0 | 0 | 0 | 0 | 0 | 0 | 0 | 0 | 0 | 0 | 0 | 0 | NA | NA | NA | NA | NA | 0 | 0 | 0 | 0 | 0 | NA | NA | NA | NA | NA | 0 | 0 | 0 | 0 | 0 | 0 | 0 | 0 | 0 | 0 | 0 | 0 | 0 | 0 | 0 | NA | NA | NA | NA | NA
0 | 0 |  | 0 |  | NA | 0.99 | 0.99 | 0.99 | 1018 | 0.99 | 627 | 627 | 627 | 627 | 627 | 521 | 520 | 522 | 534 | 531 | 0 | 0 | 0 | 0 | 0 | 0 | 0 | 0 | 0 | 0 | 0 | 0 | 0 | 0 | 0 | Yes | Yes | Yes | Yes | Yes | 684 | 684 | 684 | 684 | 684 | 246 | 251 | 255 | 256 | 257 | 0 | 0 | 0 | 0 | 0 | 0 | 0 | 0 | 0 | 0 | 0 | 0 | 0 | 0 | 0 | NA | NA | NA | NA | NA | 0 | 0 | 0 | 0 | 0 | NA | NA | NA | NA | NA | 0 | 0 | 0 | 0 | 0 | 0 | 0 | 0 | 0 | 0 | 0 | 0 | 0 | 0 | 0 | NA | NA | NA | NA | NA
0 | 0 |  | 0 |  | NA | 627 | 627 | 627 | 344 | 627 | 521 | 520 | 522 | 534 | 531 | 684 | 684 | 684 | 684 | 684 | 0 | 0 | 0 | 0 | 0 | 0 | 0 | 0 | 0 | 0 | 0 | 0 | 0 | 0 | 0 | Yes | Yes | Yes | Yes | Yes | 246 | 251 | 255 | 256 | 257 | 1 | 1 | 1 | 1 | 1 | 0 | 0 | 0 | 0 | 0 | 0 | 0 | 0 | 0 | 0 | 0 | 0 | 0 | 0 | 0 | NA | NA | NA | NA | NA | 0 | 0 | 0 | 0 | 0 | NA | NA | NA | NA | NA | 0 | 0 | 0 | 0 | 0 | 0 | 0 | 0 | 0 | 0 | 0 | 0 | 0 | 0 | 0 | NA | NA | NA | NA | NA
0 | 0 |  | 0 |  | NA | 521 | 520 | 522 | 1018 | 531 | 684 | 684 | 684 | 684 | 684 | 246 | 251 | 255 | 256 | 257 | 0 | 0 | 0 | 0 | 0 | 0 | 0 | 0 | 0 | 0 | 0 | 0 | 0 | 0 | 0 | Yes | Yes | Yes | Yes | Yes | 1 | 1 | 1 | 1 | 1 | 684 | 684 | 684 | 684 | 684 | 0 | 0 | 0 | 0 | 0 | 0 | 0 | 0 | 0 | 0 | 0 | 0 | 0 | 0 | 0 | NA | NA | NA | NA | NA | 0 | 0 | 0 | 0 | 0 | NA | NA | NA | NA | NA | 0 | 0 | 0 | 0 | 0 | 0 | 0 | 0 | 0 | 0 | 0 | 0 | 0 | 0 | 0 | NA | NA | NA | NA | NA
F821 | West Maroochydore |  | Alexandra Headlands |  | NA | 684 | 684 | 684 | 259 | 684 | 246 | 251 | 255 | 256 | 257 | 1 | 1 | 1 | 1 | 1 | 0 | 0 | 0 | 0 | 0 | 0 | 0 | 0 | 0 | 0 | Urban | Urban | Urban | Urban | Urban | Yes | Yes | Yes | Yes | Yes | 684 | 684 | 684 | 684 | 684 | 437 | 442 | 445 | 444 | 450 | 0 | 0 | 0 | 0 | 0 | 0 | 0 | 0 | 0 | 0 | 17 | 17 | 17 | 17 | 17 | NA | NA | NA | NA | NA | 0 | 0 | 0 | 0 | 0 | NA | NA | NA | NA | NA | 0 | 0 | 0 | 0 | 0 | 0 | 0 | 0 | 0 | 0 | 0 | 0 | 0 | 0 | 0 | NA | NA | NA | NA | NA
0 | 0 |  | 0 |  | NA | 246 | 251 | 255 | 1 | 257 | 1 | 1 | 1 | 1 | 1 | 684 | 684 | 684 | 684 | 684 | 0 | 0 | 0 | 0 | 0 | 0 | 0 | 0 | 0 | 0 | 0 | 0 | 0 | 0 | 0 | Yes | Yes | Yes | Yes | Yes | 437 | 442 | 445 | 444 | 450 | 664 | 664 | 664 | 664 | 664 | 0 | 0 | 0 | 0 | 0 | 0 | 0 | 0 | 0 | 0 | 0 | 0 | 0 | 0 | 0 | NA | NA | NA | NA | NA | 0 | 0 | 0 | 0 | 0 | NA | NA | NA | NA | NA | 0 | 0 | 0 | 0 | 0 | 0 | 0 | 0 | 0 | 0 | 0 | 0 | 0 | 0 | 0 | NA | NA | NA | NA | NA
0 | 0 |  | 0 |  | NA | 1 | 1 | 1 | 1018 | 1 | 684 | 684 | 684 | 684 | 684 | 437 | 442 | 445 | 444 | 450 | 0 | 0 | 0 | 0 | 0 | 0 | 0 | 0 | 0 | 0 | 0 | 0 | 0 | 0 | 0 | Yes | Yes | Yes | Yes | Yes | 664 | 664 | 664 | 664 | 664 | 205 | 207 | 209 | 211 | 214 | 0 | 0 | 0 | 0 | 0 | 0 | 0 | 0 | 0 | 0 | 0 | 0 | 0 | 0 | 0 | NA | NA | NA | NA | NA | 0 | 0 | 0 | 0 | 0 | NA | NA | NA | NA | NA | 0 | 0 | 0 | 0 | 0 | 0 | 0 | 0 | 0 | 0 | 0 | 0 | 0 | 0 | 0 | NA | NA | NA | NA | NA
0 | 0 |  | 0 |  | NA | 684 | 684 | 684 | 344 | 684 | 437 | 442 | 445 | 444 | 450 | 664 | 664 | 664 | 664 | 664 | 0 | 0 | 0 | 0 | 0 | 0 | 0 | 0 | 0 | 0 | 0 | 0 | 0 | 0 | 0 | Yes | Yes | Yes | Yes | Yes | 205 | 207 | 209 | 211 | 214 | 1 | 1 | 1 | 1 | 1 | 0 | 0 | 0 | 0 | 0 | 0 | 0 | 0 | 0 | 0 | 0 | 0 | 0 | 0 | 0 | NA | NA | NA | NA | NA | 0 | 0 | 0 | 0 | 0 | NA | NA | NA | NA | NA | 0 | 0 | 0 | 0 | 0 | 0 | 0 | 0 | 0 | 0 | 0 | 0 | 0 | 0 | 0 | NA | NA | NA | NA | NA
0 | 0 |  | 0 |  | NA | 437 | 442 | 445 | 908 | 450 | 664 | 664 | 664 | 664 | 664 | 205 | 207 | 209 | 211 | 214 | 0 | 0 | 0 | 0 | 0 | 0 | 0 | 0 | 0 | 0 | 0 | 0 | 0 | 0 | 0 | Yes | Yes | Yes | Yes | Yes | 1 | 1 | 1 | 1 | 1 | 664 | 664 | 664 | 664 | 664 | 0 | 0 | 0 | 0 | 0 | 0 | 0 | 0 | 0 | 0 | 0 | 0 | 0 | 0 | 0 | NA | NA | NA | NA | NA | 0 | 0 | 0 | 0 | 0 | NA | NA | NA | NA | NA | 0 | 0 | 0 | 0 | 0 | 0 | 0 | 0 | 0 | 0 | 0 | 0 | 0 | 0 | 0 | NA | NA | NA | NA | NA
F844 | Kawana |  | Birtinya |  | NA | 664 | 664 | 664 | 175 | 664 | 205 | 207 | 209 | 211 | 214 | 1 | 1 | 1 | 1 | 1 | 0 | 0 | 0 | 0 | 0 | 0 | 0 | 0 | 0 | 0 | Urban | Urban | Urban | Urban | Urban | Yes | Yes | Yes | Yes | Yes | 664 | 664 | 664 | 664 | 664 | 405 | 406 | 408 | 419 | 418 | 0 | 0 | 0 | 0 | 0 | 0 | 0 | 0 | 0 | 0 | 17 | 17 | 17 | 17 | 17 | NA | NA | NA | NA | NA | 0 | 0 | 0 | 0 | 0 | NA | NA | NA | NA | NA | 0 | 0 | 0 | 0 | 0 | 0 | 0 | 0 | 0 | 0 | 0 | 0 | 0 | 0 | 0 | NA | NA | NA | NA | NA
0 | 0 |  | 0 |  | NA | 205 | 207 | 209 | 0.93 | 214 | 1 | 1 | 1 | 1 | 1 | 664 | 664 | 664 | 664 | 664 | 0 | 0 | 0 | 0 | 0 | 0 | 0 | 0 | 0 | 0 | 0 | 0 | 0 | 0 | 0 | Yes | Yes | Yes | Yes | Yes | 405 | 406 | 408 | 419 | 418 | 664 | 664 | 664 | 664 | 664 | 0 | 0 | 0 | 0 | 0 | 0 | 0 | 0 | 0 | 0 | 0 | 0 | 0 | 0 | 0 | NA | NA | NA | NA | NA | 0 | 0 | 0 | 0 | 0 | NA | NA | NA | NA | NA | 0 | 0 | 0 | 0 | 0 | 0 | 0 | 0 | 0 | 0 | 0 | 0 | 0 | 0 | 0 | NA | NA | NA | NA | NA
0 | 0 |  | 0 |  | NA | 1 | 1 | 1 | 908 | 1 | 664 | 664 | 664 | 664 | 664 | 405 | 406 | 408 | 419 | 418 | 0 | 0 | 0 | 0 | 0 | 0 | 0 | 0 | 0 | 0 | 0 | 0 | 0 | 0 | 0 | Yes | Yes | Yes | Yes | Yes | 664 | 664 | 664 | 664 | 664 | 109 | 111 | 113 | 115 | 117 | 0 | 0 | 0 | 0 | 0 | 0 | 0 | 0 | 0 | 0 | 0 | 0 | 0 | 0 | 0 | NA | NA | NA | NA | NA | 0 | 0 | 0 | 0 | 0 | NA | NA | NA | NA | NA | 0 | 0 | 0 | 0 | 0 | 0 | 0 | 0 | 0 | 0 | 0 | 0 | 0 | 0 | 0 | NA | NA | NA | NA | NA
0 | 0 |  | 0 |  | NA | 664 | 664 | 664 | 331 | 664 | 405 | 406 | 408 | 419 | 418 | 664 | 664 | 664 | 664 | 664 | 0 | 0 | 0 | 0 | 0 | 0 | 0 | 0 | 0 | 0 | 0 | 0 | 0 | 0 | 0 | Yes | Yes | Yes | Yes | Yes | 109 | 111 | 113 | 115 | 117 | 1 | 1 | 1 | 1 | 1 | 0 | 0 | 0 | 0 | 0 | 0 | 0 | 0 | 0 | 0 | 0 | 0 | 0 | 0 | 0 | NA | NA | NA | NA | NA | 0 | 0 | 0 | 0 | 0 | NA | NA | NA | NA | NA | 0 | 0 | 0 | 0 | 0 | 0 | 0 | 0 | 0 | 0 | 0 | 0 | 0 | 0 | 0 | NA | NA | NA | NA | NA
0 | 0 |  | 0 |  | NA | 405 | 406 | 408 | 908 | 418 | 664 | 664 | 664 | 664 | 664 | 109 | 111 | 113 | 115 | 117 | 0 | 0 | 0 | 0 | 0 | 0 | 0 | 0 | 0 | 0 | 0 | 0 | 0 | 0 | 0 | Yes | Yes | Yes | Yes | Yes | 1 | 1 | 1 | 1 | 1 | 664 | 664 | 664 | 664 | 664 | 0 | 0 | 0 | 0 | 0 | 0 | 0 | 0 | 0 | 0 | 0 | 0 | 0 | 0 | 0 | NA | NA | NA | NA | NA | 0 | 0 | 0 | 0 | 0 | NA | NA | NA | NA | NA | 0 | 0 | 0 | 0 | 0 | 0 | 0 | 0 | 0 | 0 | 0 | 0 | 0 | 0 | 0 | NA | NA | NA | NA | NA
F851 | Birtinya |  | Currimundi |  | NA | 664 | 664 | 664 | 175 | 664 | 109 | 111 | 113 | 115 | 117 | 1 | 1 | 1 | 1 | 1 | 0 | 0 | 0 | 0 | 0 | 0 | 0 | 0 | 0 | 0 | Urban | Urban | Urban | Urban | Urban | Yes | Yes | Yes | Yes | Yes | 664 | 664 | 664 | 664 | 664 | 316 | 317 | 320 | 329 | 328 | 0 | 0 | 0 | 0 | 0 | 0 | 0 | 0 | 0 | 0 | 17 | 17 | 17 | 17 | 17 | NA | NA | NA | NA | NA | 0 | 0 | 0 | 0 | 0 | NA | NA | NA | NA | NA | 0 | 0 | 0 | 0 | 0 | 0 | 0 | 0 | 0 | 0 | 0 | 0 | 0 | 0 | 0 | NA | NA | NA | NA | NA
0 | 0 |  | 0 |  | NA | 109 | 111 | 113 | 0.93 | 117 | 1 | 1 | 1 | 1 | 1 | 664 | 664 | 664 | 664 | 664 | 0 | 0 | 0 | 0 | 0 | 0 | 0 | 0 | 0 | 0 | 0 | 0 | 0 | 0 | 0 | Yes | Yes | Yes | Yes | Yes | 316 | 317 | 320 | 329 | 328 | 1018 | 1018 | 1018 | 1018 | 1018 | 0 | 0 | 0 | 0 | 0 | 0 | 0 | 0 | 0 | 0 | 0 | 0 | 0 | 0 | 0 | NA | NA | NA | NA | NA | 0 | 0 | 0 | 0 | 0 | NA | NA | NA | NA | NA | 0 | 0 | 0 | 0 | 0 | 0 | 0 | 0 | 0 | 0 | 0 | 0 | 0 | 0 | 0 | NA | NA | NA | NA | NA
0 | 0 |  | 0 |  | NA | 1 | 1 | 1 | 908 | 1 | 664 | 664 | 664 | 664 | 664 | 316 | 317 | 320 | 329 | 328 | 0 | 0 | 0 | 0 | 0 | 0 | 0 | 0 | 0 | 0 | 0 | 0 | 0 | 0 | 0 | Yes | Yes | Yes | Yes | Yes | 1018 | 1018 | 1018 | 1018 | 1018 | 255 | 257 | 258 | 259 | 259 | 0 | 0 | 0 | 0 | 0 | 0 | 0 | 0 | 0 | 0 | 0 | 0 | 0 | 0 | 0 | NA | NA | NA | NA | NA | 0 | 0 | 0 | 0 | 0 | NA | NA | NA | NA | NA | 0 | 0 | 0 | 0 | 0 | 0 | 0 | 0 | 0 | 0 | 0 | 0 | 0 | 0 | 0 | NA | NA | NA | NA | NA
0 | 0 |  | 0 |  | NA | 664 | 664 | 664 | 331 | 664 | 316 | 317 | 320 | 329 | 328 | 1018 | 1018 | 1018 | 1018 | 1018 | 0 | 0 | 0 | 0 | 0 | 0 | 0 | 0 | 0 | 0 | 0 | 0 | 0 | 0 | 0 | Yes | Yes | Yes | Yes | Yes | 255 | 257 | 258 | 259 | 259 | 1 | 1 | 1 | 1 | 1 | 0 | 0 | 0 | 0 | 0 | 0 | 0 | 0 | 0 | 0 | 0 | 0 | 0 | 0 | 0 | NA | NA | NA | NA | NA | 0 | 0 | 0 | 0 | 0 | NA | NA | NA | NA | NA | 0 | 0 | 0 | 0 | 0 | 0 | 0 | 0 | 0 | 0 | 0 | 0 | 0 | 0 | 0 | NA | NA | NA | NA | NA
0 | 0 |  | 0 |  | NA | 316 | 317 | 320 | 1106 | 328 | 1018 | 1018 | 1018 | 1018 | 1018 | 255 | 257 | 258 | 259 | 259 | 0 | 0 | 0 | 0 | 0 | 0 | 0 | 0 | 0 | 0 | 0 | 0 | 0 | 0 | 0 | Yes | Yes | Yes | Yes | Yes | 1 | 1 | 1 | 1 | 1 | 1018 | 1018 | 1018 | 1018 | 1018 | 0 | 0 | 0 | 0 | 0 | 0 | 0 | 0 | 0 | 0 | 0 | 0 | 0 | 0 | 0 | NA | NA | NA | NA | NA | 0 | 0 | 0 | 0 | 0 | NA | NA | NA | NA | NA | 0 | 0 | 0 | 0 | 0 | 0 | 0 | 0 | 0 | 0 | 0 | 0 | 0 | 0 | 0 | NA | NA | NA | NA | NA
F845 | Palmwoods |  | West Maroochydore |  | NA | 1018 | 1018 | 1018 | 114 | 1018 | 255 | 257 | 258 | 259 | 259 | 1 | 1 | 1 | 1 | 1 | 0 | 0 | 0 | 0 | 0 | 0 | 0 | 0 | 0 | 0 | Urban | Urban | Urban | Urban | Urban | Yes | Yes | Yes | Yes | Yes | 1018 | 1018 | 1018 | 1018 | 1018 | 337 | 339 | 340 | 344 | 342 | 0 | 0 | 0 | 0 | 0 | 0 | 0 | 0 | 0 | 0 | 17 | 17 | 17 | 17 | 17 | NA | NA | NA | NA | NA | 0 | 0 | 0 | 0 | 0 | NA | NA | NA | NA | NA | 0 | 0 | 0 | 0 | 0 | 0 | 0 | 0 | 0 | 0 | 0 | 0 | 0 | 0 | 0 | NA | NA | NA | NA | NA
0 | 0 |  | 0 |  | NA | 255 | 257 | 258 | 1 | 259 | 1 | 1 | 1 | 1 | 1 | 1018 | 1018 | 1018 | 1018 | 1018 | 0 | 0 | 0 | 0 | 0 | 0 | 0 | 0 | 0 | 0 | 0 | 0 | 0 | 0 | 0 | Yes | Yes | Yes | Yes | Yes | 337 | 339 | 340 | 344 | 342 | 1018 | 1018 | 1018 | 1018 | 1018 | 0 | 0 | 0 | 0 | 0 | 0 | 0 | 0 | 0 | 0 | 0 | 0 | 0 | 0 | 0 | NA | NA | NA | NA | NA | 0 | 0 | 0 | 0 | 0 | NA | NA | NA | NA | NA | 0 | 0 | 0 | 0 | 0 | 0 | 0 | 0 | 0 | 0 | 0 | 0 | 0 | 0 | 0 | NA | NA | NA | NA | NA
0 | 0 |  | 0 |  | NA | 1 | 1 | 1 | 1106 | 1 | 1018 | 1018 | 1018 | 1018 | 1018 | 337 | 339 | 340 | 344 | 342 | 0 | 0 | 0 | 0 | 0 | 0 | 0 | 0 | 0 | 0 | 0 | 0 | 0 | 0 | 0 | Yes | Yes | Yes | Yes | Yes | 1018 | 1018 | 1018 | 1018 | 1018 | 255 | 257 | 258 | 259 | 259 | 0 | 0 | 0 | 0 | 0 | 0 | 0 | 0 | 0 | 0 | 0 | 0 | 0 | 0 | 0 | NA | NA | NA | NA | NA | 0 | 0 | 0 | 0 | 0 | NA | NA | NA | NA | NA | 0 | 0 | 0 | 0 | 0 | 0 | 0 | 0 | 0 | 0 | 0 | 0 | 0 | 0 | 0 | NA | NA | NA | NA | NA
0 | 0 |  | 0 |  | NA | 1018 | 1018 | 1018 | 225 | 1018 | 337 | 339 | 340 | 344 | 342 | 1018 | 1018 | 1018 | 1018 | 1018 | 0 | 0 | 0 | 0 | 0 | 0 | 0 | 0 | 0 | 0 | 0 | 0 | 0 | 0 | 0 | Yes | Yes | Yes | Yes | Yes | 255 | 257 | 258 | 259 | 259 | 1 | 1 | 1 | 1 | 1 | 0 | 0 | 0 | 0 | 0 | 0 | 0 | 0 | 0 | 0 | 0 | 0 | 0 | 0 | 0 | NA | NA | NA | NA | NA | 0 | 0 | 0 | 0 | 0 | NA | NA | NA | NA | NA | 0 | 0 | 0 | 0 | 0 | 0 | 0 | 0 | 0 | 0 | 0 | 0 | 0 | 0 | 0 | NA | NA | NA | NA | NA
0 | 0 |  | 0 |  | NA | 337 | 339 | 340 | 1106 | 342 | 1018 | 1018 | 1018 | 1018 | 1018 | 255 | 257 | 258 | 259 | 259 | 0 | 0 | 0 | 0 | 0 | 0 | 0 | 0 | 0 | 0 | 0 | 0 | 0 | 0 | 0 | Yes | Yes | Yes | Yes | Yes | 1 | 1 | 1 | 1 | 1 | 1018 | 1018 | 1018 | 1018 | 1018 | 0 | 0 | 0 | 0 | 0 | 0 | 0 | 0 | 0 | 0 | 0 | 0 | 0 | 0 | 0 | NA | NA | NA | NA | NA | 0 | 0 | 0 | 0 | 0 | NA | NA | NA | NA | NA | 0 | 0 | 0 | 0 | 0 | 0 | 0 | 0 | 0 | 0 | 0 | 0 | 0 | 0 | 0 | NA | NA | NA | NA | NA
F846 | Palmwoods |  | West Maroochydore |  | NA | 1018 | 1018 | 1018 | 114 | 1018 | 255 | 257 | 258 | 259 | 259 | 1 | 1 | 1 | 1 | 1 | 0 | 0 | 0 | 0 | 0 | 0 | 0 | 0 | 0 | 0 | Urban | Urban | Urban | Urban | Urban | Yes | Yes | Yes | Yes | Yes | 1018 | 1018 | 1018 | 1018 | 1018 | 337 | 339 | 340 | 344 | 342 | 0 | 0 | 0 | 0 | 0 | 0 | 0 | 0 | 0 | 0 | 17 | 17 | 17 | 17 | 17 | NA | NA | NA | NA | NA | 0 | 0 | 0 | 0 | 0 | NA | NA | NA | NA | NA | 0 | 0 | 0 | 0 | 0 | 0 | 0 | 0 | 0 | 0 | 0 | 0 | 0 | 0 | 0 | NA | NA | NA | NA | NA
0 | 0 |  | 0 |  | NA | 255 | 257 | 258 | 1 | 259 | 1 | 1 | 1 | 1 | 1 | 1018 | 1018 | 1018 | 1018 | 1018 | 0 | 0 | 0 | 0 | 0 | 0 | 0 | 0 | 0 | 0 | 0 | 0 | 0 | 0 | 0 | Yes | Yes | Yes | Yes | Yes | 337 | 339 | 340 | 344 | 342 | 908 | 908 | 908 | 908 | 908 | 0 | 0 | 0 | 0 | 0 | 0 | 0 | 0 | 0 | 0 | 0 | 0 | 0 | 0 | 0 | NA | NA | NA | NA | NA | 0 | 0 | 0 | 0 | 0 | NA | NA | NA | NA | NA | 0 | 0 | 0 | 0 | 0 | 0 | 0 | 0 | 0 | 0 | 0 | 0 | 0 | 0 | 0 | NA | NA | NA | NA | NA
0 | 0 |  | 0 |  | NA | 1 | 1 | 1 | 1106 | 1 | 1018 | 1018 | 1018 | 1018 | 1018 | 337 | 339 | 340 | 344 | 342 | 0 | 0 | 0 | 0 | 0 | 0 | 0 | 0 | 0 | 0 | 0 | 0 | 0 | 0 | 0 | Yes | Yes | Yes | Yes | Yes | 908 | 908 | 908 | 908 | 908 | 180 | 178 | 176 | 175 | 174 | 0 | 0 | 0 | 0 | 0 | 0 | 0 | 0 | 0 | 0 | 0 | 0 | 0 | 0 | 0 | NA | NA | NA | NA | NA | 0 | 0 | 0 | 0 | 0 | NA | NA | NA | NA | NA | 0 | 0 | 0 | 0 | 0 | 0 | 0 | 0 | 0 | 0 | 0 | 0 | 0 | 0 | 0 | NA | NA | NA | NA | NA
0 | 0 |  | 0 |  | NA | 1018 | 1018 | 1018 | 225 | 1018 | 337 | 339 | 340 | 344 | 342 | 908 | 908 | 908 | 908 | 908 | 0 | 0 | 0 | 0 | 0 | 0 | 0 | 0 | 0 | 0 | 0 | 0 | 0 | 0 | 0 | Yes | Yes | Yes | Yes | Yes | 180 | 178 | 176 | 175 | 174 | 0.93 | 0.93 | 0.93 | 0.93 | 0.93 | 0 | 0 | 0 | 0 | 0 | 0 | 0 | 0 | 0 | 0 | 0 | 0 | 0 | 0 | 0 | NA | NA | NA | NA | NA | 0 | 0 | 0 | 0 | 0 | NA | NA | NA | NA | NA | 0 | 0 | 0 | 0 | 0 | 0 | 0 | 0 | 0 | 0 | 0 | 0 | 0 | 0 | 0 | NA | NA | NA | NA | NA
0 | 0 |  | 0 |  | NA | 337 | 339 | 340 | 1553 | 342 | 908 | 908 | 908 | 908 | 908 | 180 | 178 | 176 | 175 | 174 | 0 | 0 | 0 | 0 | 0 | 0 | 0 | 0 | 0 | 0 | 0 | 0 | 0 | 0 | 0 | Yes | Yes | Yes | Yes | Yes | 0.93 | 0.93 | 0.93 | 0.93 | 0.93 | 908 | 908 | 908 | 908 | 908 | 0 | 0 | 0 | 0 | 0 | 0 | 0 | 0 | 0 | 0 | 0 | 0 | 0 | 0 | 0 | NA | NA | NA | NA | NA | 0 | 0 | 0 | 0 | 0 | NA | NA | NA | NA | NA | 0 | 0 | 0 | 0 | 0 | 0 | 0 | 0 | 0 | 0 | 0 | 0 | 0 | 0 | 0 | NA | NA | NA | NA | NA
F817 | Rocklea |  | Archerfield |  | NA | 908 | 908 | 908 | 747 | 908 | 180 | 178 | 176 | 175 | 174 | 0.93 | 0.93 | 0.93 | 0.93 | 0.93 | 0 | 0 | 0 | 0 | 0 | 0 | 0 | 0 | 0 | 0 | Urban | Urban | Urban | Urban | Urban | Yes | Yes | Yes | Yes | Yes | 908 | 908 | 908 | 908 | 908 | 344 | 338 | 333 | 331 | 329 | 0 | 0 | 0 | 0 | 0 | 0 | 0 | 0 | 0 | 0 | 21 | 21 | 21 | 21 | 21 | NA | NA | NA | NA | NA | 0 | 0 | 0 | 0 | 0 | NA | NA | NA | NA | NA | 0 | 0 | 0 | 0 | 0 | 0 | 0 | 0 | 0 | 0 | 0 | 0 | 0 | 0 | 0 | NA | NA | NA | NA | NA
0 | 0 |  | 0 |  | NA | 180 | 178 | 176 | 0.99 | 174 | 0.93 | 0.93 | 0.93 | 0.93 | 0.93 | 908 | 908 | 908 | 908 | 908 | 0 | 0 | 0 | 0 | 0 | 0 | 0 | 0 | 0 | 0 | 0 | 0 | 0 | 0 | 0 | Yes | Yes | Yes | Yes | Yes | 344 | 338 | 333 | 331 | 329 | 908 | 908 | 908 | 908 | 908 | 0 | 0 | 0 | 0 | 0 | 0 | 0 | 0 | 0 | 0 | 0 | 0 | 0 | 0 | 0 | NA | NA | NA | NA | NA | 0 | 0 | 0 | 0 | 0 | NA | NA | NA | NA | NA | 0 | 0 | 0 | 0 | 0 | 0 | 0 | 0 | 0 | 0 | 0 | 0 | 0 | 0 | 0 | NA | NA | NA | NA | NA
0 | 0 |  | 0 |  | NA | 0.93 | 0.93 | 0.93 | 1553 | 0.93 | 908 | 908 | 908 | 908 | 908 | 344 | 338 | 333 | 331 | 329 | 0 | 0 | 0 | 0 | 0 | 0 | 0 | 0 | 0 | 0 | 0 | 0 | 0 | 0 | 0 | Yes | Yes | Yes | Yes | Yes | 908 | 908 | 908 | 908 | 908 | 180 | 178 | 176 | 175 | 174 | 0 | 0 | 0 | 0 | 0 | 0 | 0 | 0 | 0 | 0 | 0 | 0 | 0 | 0 | 0 | NA | NA | NA | NA | NA | 0 | 0 | 0 | 0 | 0 | NA | NA | NA | NA | NA | 0 | 0 | 0 | 0 | 0 | 0 | 0 | 0 | 0 | 0 | 0 | 0 | 0 | 0 | 0 | NA | NA | NA | NA | NA
0 | 0 |  | 0 |  | NA | 908 | 908 | 908 | 1439 | 908 | 344 | 338 | 333 | 331 | 329 | 908 | 908 | 908 | 908 | 908 | 0 | 0 | 0 | 0 | 0 | 0 | 0 | 0 | 0 | 0 | 0 | 0 | 0 | 0 | 0 | Yes | Yes | Yes | Yes | Yes | 180 | 178 | 176 | 175 | 174 | 0.93 | 0.93 | 0.93 | 0.93 | 0.93 | 0 | 0 | 0 | 0 | 0 | 0 | 0 | 0 | 0 | 0 | 0 | 0 | 0 | 0 | 0 | NA | NA | NA | NA | NA | 0 | 0 | 0 | 0 | 0 | NA | NA | NA | NA | NA | 0 | 0 | 0 | 0 | 0 | 0 | 0 | 0 | 0 | 0 | 0 | 0 | 0 | 0 | 0 | NA | NA | NA | NA | NA
0 | 0 |  | 0 |  | NA | 344 | 338 | 333 | 1553 | 329 | 908 | 908 | 908 | 908 | 908 | 180 | 178 | 176 | 175 | 174 | 0 | 0 | 0 | 0 | 0 | 0 | 0 | 0 | 0 | 0 | 0 | 0 | 0 | 0 | 0 | Yes | Yes | Yes | Yes | Yes | 0.93 | 0.93 | 0.93 | 0.93 | 0.93 | 908 | 908 | 908 | 908 | 908 | 0 | 0 | 0 | 0 | 0 | 0 | 0 | 0 | 0 | 0 | 0 | 0 | 0 | 0 | 0 | NA | NA | NA | NA | NA | 0 | 0 | 0 | 0 | 0 | NA | NA | NA | NA | NA | 0 | 0 | 0 | 0 | 0 | 0 | 0 | 0 | 0 | 0 | 0 | 0 | 0 | 0 | 0 | NA | NA | NA | NA | NA
F818 | Rocklea |  | Archerfield |  | NA | 908 | 908 | 908 | 748 | 908 | 180 | 178 | 176 | 175 | 174 | 0.93 | 0.93 | 0.93 | 0.93 | 0.93 | 0 | 0 | 0 | 0 | 0 | 0 | 0 | 0 | 0 | 0 | Urban | Urban | Urban | Urban | Urban | Yes | Yes | Yes | Yes | Yes | 908 | 908 | 908 | 908 | 908 | 344 | 338 | 333 | 331 | 329 | 0 | 0 | 0 | 0 | 0 | 0 | 0 | 0 | 0 | 0 | 21 | 21 | 21 | 21 | 21 | NA | NA | NA | NA | NA | 0 | 0 | 0 | 0 | 0 | NA | NA | NA | NA | NA | 0 | 0 | 0 | 0 | 0 | 0 | 0 | 0 | 0 | 0 | 0 | 0 | 0 | 0 | 0 | NA | NA | NA | NA | NA
0 | 0 |  | 0 |  | NA | 180 | 178 | 176 | 0.99 | 174 | 0.93 | 0.93 | 0.93 | 0.93 | 0.93 | 908 | 908 | 908 | 908 | 908 | 0 | 0 | 0 | 0 | 0 | 0 | 0 | 0 | 0 | 0 | 0 | 0 | 0 | 0 | 0 | Yes | Yes | Yes | Yes | Yes | 344 | 338 | 333 | 331 | 329 | 1106 | 1106 | 1106 | 1106 | 1106 | 0 | 0 | 0 | 0 | 0 | 0 | 0 | 0 | 0 | 0 | 0 | 0 | 0 | 0 | 0 | NA | NA | NA | NA | NA | 0 | 0 | 0 | 0 | 0 | NA | NA | NA | NA | NA | 0 | 0 | 0 | 0 | 0 | 0 | 0 | 0 | 0 | 0 | 0 | 0 | 0 | 0 | 0 | NA | NA | NA | NA | NA
0 | 0 |  | 0 |  | NA | 0.93 | 0.93 | 0.93 | 1553 | 0.93 | 908 | 908 | 908 | 908 | 908 | 344 | 338 | 333 | 331 | 329 | 0 | 0 | 0 | 0 | 0 | 0 | 0 | 0 | 0 | 0 | 0 | 0 | 0 | 0 | 0 | Yes | Yes | Yes | Yes | Yes | 1106 | 1106 | 1106 | 1106 | 1106 | 116 | 116 | 115 | 114 | 114 | 0 | 0 | 0 | 0 | 0 | 0 | 0 | 0 | 0 | 0 | 0 | 0 | 0 | 0 | 0 | NA | NA | NA | NA | NA | 0 | 0 | 0 | 0 | 0 | NA | NA | NA | NA | NA | 0 | 0 | 0 | 0 | 0 | 0 | 0 | 0 | 0 | 0 | 0 | 0 | 0 | 0 | 0 | NA | NA | NA | NA | NA
0 | 0 |  | 0 |  | NA | 908 | 908 | 908 | 1439 | 908 | 344 | 338 | 333 | 331 | 329 | 1106 | 1106 | 1106 | 1106 | 1106 | 0 | 0 | 0 | 0 | 0 | 0 | 0 | 0 | 0 | 0 | 0 | 0 | 0 | 0 | 0 | Yes | Yes | Yes | Yes | Yes | 116 | 116 | 115 | 114 | 114 | 1 | 1 | 1 | 1 | 1 | 0 | 0 | 0 | 0 | 0 | 0 | 0 | 0 | 0 | 0 | 0 | 0 | 0 | 0 | 0 | NA | NA | NA | NA | NA | 0 | 0 | 0 | 0 | 0 | NA | NA | NA | NA | NA | 0 | 0 | 0 | 0 | 0 | 0 | 0 | 0 | 0 | 0 | 0 | 0 | 0 | 0 | 0 | NA | NA | NA | NA | NA
0 | 0 |  | 0 |  | NA | 344 | 338 | 333 | 1220 | 329 | 1106 | 1106 | 1106 | 1106 | 1106 | 116 | 116 | 115 | 114 | 114 | 0 | 0 | 0 | 0 | 0 | 0 | 0 | 0 | 0 | 0 | 0 | 0 | 0 | 0 | 0 | Yes | Yes | Yes | Yes | Yes | 1 | 1 | 1 | 1 | 1 | 1106 | 1106 | 1106 | 1106 | 1106 | 0 | 0 | 0 | 0 | 0 | 0 | 0 | 0 | 0 | 0 | 0 | 0 | 0 | 0 | 0 | NA | NA | NA | NA | NA | 0 | 0 | 0 | 0 | 0 | NA | NA | NA | NA | NA | 0 | 0 | 0 | 0 | 0 | 0 | 0 | 0 | 0 | 0 | 0 | 0 | 0 | 0 | 0 | NA | NA | NA | NA | NA
F7337 | Nudgee |  | Myrtletown |  | NA | 1106 | 1106 | 1106 | 380 | 1106 | 116 | 116 | 115 | 114 | 114 | 1 | 1 | 1 | 1 | 1 | 0 | 0 | 0 | 0 | 0 | 0 | 0 | 0 | 0 | 0 | High Sec | High Sec | High Sec | High Sec | High Sec | Yes | Yes | Yes | Yes | Yes | 1106 | 1106 | 1106 | 1106 | 1106 | 232 | 228 | 226 | 225 | 224 | 0 | 0 | 0 | 0 | 0 | 0 | 0 | 0 | 0 | 0 | NA | NA | NA | NA | NA | NA | NA | NA | NA | NA | 0 | 0 | 0 | 0 | 0 | NA | NA | NA | NA | NA | 0 | 0 | 0 | 0 | 0 | 0 | 0 | 0 | 0 | 0 | 0 | 0 | 0 | 0 | 0 | NA | NA | NA | NA | NA
0 | 0 |  | 0 |  | NA | 116 | 116 | 115 | 0.97 | 114 | 1 | 1 | 1 | 1 | 1 | 1106 | 1106 | 1106 | 1106 | 1106 | 0 | 0 | 0 | 0 | 0 | 0 | 0 | 0 | 0 | 0 | 0 | 0 | 0 | 0 | 0 | Yes | Yes | Yes | Yes | Yes | 232 | 228 | 226 | 225 | 224 | 1106 | 1106 | 1106 | 1106 | 1106 | 0 | 0 | 0 | 0 | 0 | 0 | 0 | 0 | 0 | 0 | 0 | 0 | 0 | 0 | 0 | NA | NA | NA | NA | NA | 0 | 0 | 0 | 0 | 0 | NA | NA | NA | NA | NA | 0 | 0 | 0 | 0 | 0 | 0 | 0 | 0 | 0 | 0 | 0 | 0 | 0 | 0 | 0 | NA | NA | NA | NA | NA
0 | 0 |  | 0 |  | NA | 1 | 1 | 1 | 1220 | 1 | 1106 | 1106 | 1106 | 1106 | 1106 | 232 | 228 | 226 | 225 | 224 | 0 | 0 | 0 | 0 | 0 | 0 | 0 | 0 | 0 | 0 | 0 | 0 | 0 | 0 | 0 | Yes | Yes | Yes | Yes | Yes | 1106 | 1106 | 1106 | 1106 | 1106 | 116 | 116 | 115 | 114 | 114 | 0 | 0 | 0 | 0 | 0 | 0 | 0 | 0 | 0 | 0 | 0 | 0 | 0 | 0 | 0 | NA | NA | NA | NA | NA | 0 | 0 | 0 | 0 | 0 | NA | NA | NA | NA | NA | 0 | 0 | 0 | 0 | 0 | 0 | 0 | 0 | 0 | 0 | 0 | 0 | 0 | 0 | 0 | NA | NA | NA | NA | NA
0 | 0 |  | 0 |  | NA | 1106 | 1106 | 1106 | 661 | 1106 | 232 | 228 | 226 | 225 | 224 | 1106 | 1106 | 1106 | 1106 | 1106 | 0 | 0 | 0 | 0 | 0 | 0 | 0 | 0 | 0 | 0 | 0 | 0 | 0 | 0 | 0 | Yes | Yes | Yes | Yes | Yes | 116 | 116 | 115 | 114 | 114 | 1 | 1 | 1 | 1 | 1 | 0 | 0 | 0 | 0 | 0 | 0 | 0 | 0 | 0 | 0 | 0 | 0 | 0 | 0 | 0 | NA | NA | NA | NA | NA | 0 | 0 | 0 | 0 | 0 | NA | NA | NA | NA | NA | 0 | 0 | 0 | 0 | 0 | 0 | 0 | 0 | 0 | 0 | 0 | 0 | 0 | 0 | 0 | NA | NA | NA | NA | NA
0 | 0 |  | 0 |  | NA | 232 | 228 | 226 | 1220 | 224 | 1106 | 1106 | 1106 | 1106 | 1106 | 116 | 116 | 115 | 114 | 114 | 0 | 0 | 0 | 0 | 0 | 0 | 0 | 0 | 0 | 0 | 0 | 0 | 0 | 0 | 0 | Yes | Yes | Yes | Yes | Yes | 1 | 1 | 1 | 1 | 1 | 1106 | 1106 | 1106 | 1106 | 1106 | 0 | 0 | 0 | 0 | 0 | 0 | 0 | 0 | 0 | 0 | 0 | 0 | 0 | 0 | 0 | NA | NA | NA | NA | NA | 0 | 0 | 0 | 0 | 0 | NA | NA | NA | NA | NA | 0 | 0 | 0 | 0 | 0 | 0 | 0 | 0 | 0 | 0 | 0 | 0 | 0 | 0 | 0 | NA | NA | NA | NA | NA
F7338 | Nudgee |  | Myrtletown |  | NA | 1106 | 1106 | 1106 | 380 | 1106 | 116 | 116 | 115 | 114 | 114 | 1 | 1 | 1 | 1 | 1 | 0 | 0 | 0 | 0 | 0 | 0 | 0 | 0 | 0 | 0 | High Sec | High Sec | High Sec | High Sec | High Sec | Yes | Yes | Yes | Yes | Yes | 1106 | 1106 | 1106 | 1106 | 1106 | 232 | 228 | 226 | 225 | 224 | 0 | 0 | 0 | 0 | 0 | 0 | 0 | 0 | 0 | 0 | NA | NA | NA | NA | NA | NA | NA | NA | NA | NA | 0 | 0 | 0 | 0 | 0 | NA | NA | NA | NA | NA | 0 | 0 | 0 | 0 | 0 | 0 | 0 | 0 | 0 | 0 | 0 | 0 | 0 | 0 | 0 | NA | NA | NA | NA | NA
0 | 0 |  | 0 |  | NA | 116 | 116 | 115 | 0.97 | 114 | 1 | 1 | 1 | 1 | 1 | 1106 | 1106 | 1106 | 1106 | 1106 | 0 | 0 | 0 | 0 | 0 | 0 | 0 | 0 | 0 | 0 | 0 | 0 | 0 | 0 | 0 | Yes | Yes | Yes | Yes | Yes | 232 | 228 | 226 | 225 | 224 | 1553 | 1553 | 1553 | 1553 | 1553 | 0 | 0 | 0 | 0 | 0 | 0 | 0 | 0 | 0 | 0 | 0 | 0 | 0 | 0 | 0 | NA | NA | NA | NA | NA | 0 | 0 | 0 | 0 | 0 | NA | NA | NA | NA | NA | 0 | 0 | 0 | 0 | 0 | 0 | 0 | 0 | 0 | 0 | 0 | 0 | 0 | 0 | 0 | NA | NA | NA | NA | NA
0 | 0 |  | 0 |  | NA | 1 | 1 | 1 | 1220 | 1 | 1106 | 1106 | 1106 | 1106 | 1106 | 232 | 228 | 226 | 225 | 224 | 0 | 0 | 0 | 0 | 0 | 0 | 0 | 0 | 0 | 0 | 0 | 0 | 0 | 0 | 0 | Yes | Yes | Yes | Yes | Yes | 1553 | 1553 | 1553 | 1553 | 1553 | 737 | 750 | 748 | 747 | 745 | 0 | 0 | 0 | 0 | 0 | 0 | 0 | 0 | 0 | 0 | 0 | 0 | 0 | 0 | 0 | NA | NA | NA | NA | NA | 0 | 0 | 0 | 0 | 0 | NA | NA | NA | NA | NA | 0 | 0 | 0 | 0 | 0 | 0 | 0 | 0 | 0 | 0 | 0 | 0 | 0 | 0 | 0 | NA | NA | NA | NA | NA
0 | 0 |  | 0 |  | NA | 1106 | 1106 | 1106 | 661 | 1106 | 232 | 228 | 226 | 225 | 224 | 1553 | 1553 | 1553 | 1553 | 1553 | 0 | 0 | 0 | 0 | 0 | 0 | 0 | 0 | 0 | 0 | 0 | 0 | 0 | 0 | 0 | Yes | Yes | Yes | Yes | Yes | 737 | 750 | 748 | 747 | 745 | 0.99 | 0.99 | 0.99 | 0.99 | 0.99 | 0 | 0 | 0 | 0 | 0 | 0 | 0 | 0 | 0 | 0 | 0 | 0 | 0 | 0 | 0 | NA | NA | NA | NA | NA | 0 | 0 | 0 | 0 | 0 | NA | NA | NA | NA | NA | 0 | 0 | 0 | 0 | 0 | 0 | 0 | 0 | 0 | 0 | 0 | 0 | 0 | 0 | 0 | NA | NA | NA | NA | NA
0 | 0 |  | 0 |  | NA | 232 | 228 | 226 | 1373 | 224 | 1553 | 1553 | 1553 | 1553 | 1553 | 737 | 750 | 748 | 747 | 745 | 0 | 0 | 0 | 0 | 0 | 0 | 0 | 0 | 0 | 0 | 0 | 0 | 0 | 0 | 0 | Yes | Yes | Yes | Yes | Yes | 0.99 | 0.99 | 0.99 | 0.99 | 0.99 | 1553 | 1553 | 1553 | 1553 | 1553 | 0 | 0 | 0 | 0 | 0 | 0 | 0 | 0 | 0 | 0 | 0 | 0 | 0 | 0 | 0 | NA | NA | NA | NA | NA | 0 | 0 | 0 | 0 | 0 | NA | NA | NA | NA | NA | 0 | 0 | 0 | 0 | 0 | 0 | 0 | 0 | 0 | 0 | 0 | 0 | 0 | 0 | 0 | NA | NA | NA | NA | NA
F7341 | South Pine |  | Nudgee |  | NA | 1553 | 1553 | 1553 | 287 | 1553 | 737 | 750 | 748 | 747 | 745 | 0.99 | 0.99 | 0.99 | 0.99 | 0.99 | 0 | 0 | 0 | 0 | 0 | 0 | 0 | 0 | 0 | 0 | Urban | Urban | Urban | Urban | Urban | Yes | Yes | Yes | Yes | Yes | 1553 | 1553 | 1553 | 1553 | 1553 | 1414 | 1446 | 1441 | 1439 | 1434 | 0 | 0 | 0 | 0 | 0 | 0 | 0 | 0 | 0 | 0 | 21 | 21 | 21 | 21 | 21 | NA | NA | NA | NA | NA | 0 | 0 | 0 | 0 | 0 | NA | NA | NA | NA | NA | 0 | 0 | 0 | 0 | 0 | 0 | 0 | 0 | 0 | 0 | 0 | 0 | 0 | 0 | 0 | NA | NA | NA | NA | NA
0 | 0 |  | 0 |  | NA | 737 | 750 | 748 | 0.98 | 745 | 0.99 | 0.99 | 0.99 | 0.99 | 0.99 | 1553 | 1553 | 1553 | 1553 | 1553 | 0 | 0 | 0 | 0 | 0 | 0 | 0 | 0 | 0 | 0 | 0 | 0 | 0 | 0 | 0 | Yes | Yes | Yes | Yes | Yes | 1414 | 1446 | 1441 | 1439 | 1434 | 1553 | 1553 | 1553 | 1553 | 1553 | 0 | 0 | 0 | 0 | 0 | 0 | 0 | 0 | 0 | 0 | 0 | 0 | 0 | 0 | 0 | NA | NA | NA | NA | NA | 0 | 0 | 0 | 0 | 0 | NA | NA | NA | NA | NA | 0 | 0 | 0 | 0 | 0 | 0 | 0 | 0 | 0 | 0 | 0 | 0 | 0 | 0 | 0 | NA | NA | NA | NA | NA
0 | 0 |  | 0 |  | NA | 0.99 | 0.99 | 0.99 | 1373 | 0.99 | 1553 | 1553 | 1553 | 1553 | 1553 | 1414 | 1446 | 1441 | 1439 | 1434 | 0 | 0 | 0 | 0 | 0 | 0 | 0 | 0 | 0 | 0 | 0 | 0 | 0 | 0 | 0 | Yes | Yes | Yes | Yes | Yes | 1553 | 1553 | 1553 | 1553 | 1553 | 738 | 751 | 749 | 748 | 746 | 0 | 0 | 0 | 0 | 0 | 0 | 0 | 0 | 0 | 0 | 0 | 0 | 0 | 0 | 0 | NA | NA | NA | NA | NA | 0 | 0 | 0 | 0 | 0 | NA | NA | NA | NA | NA | 0 | 0 | 0 | 0 | 0 | 0 | 0 | 0 | 0 | 0 | 0 | 0 | 0 | 0 | 0 | NA | NA | NA | NA | NA
0 | 0 |  | 0 |  | NA | 1553 | 1553 | 1553 | 404 | 1553 | 1414 | 1446 | 1441 | 1439 | 1434 | 1553 | 1553 | 1553 | 1553 | 1553 | 0 | 0 | 0 | 0 | 0 | 0 | 0 | 0 | 0 | 0 | 0 | 0 | 0 | 0 | 0 | Yes | Yes | Yes | Yes | Yes | 738 | 751 | 749 | 748 | 746 | 0.99 | 0.99 | 0.99 | 0.99 | 0.99 | 0 | 0 | 0 | 0 | 0 | 0 | 0 | 0 | 0 | 0 | 0 | 0 | 0 | 0 | 0 | NA | NA | NA | NA | NA | 0 | 0 | 0 | 0 | 0 | NA | NA | NA | NA | NA | 0 | 0 | 0 | 0 | 0 | 0 | 0 | 0 | 0 | 0 | 0 | 0 | 0 | 0 | 0 | NA | NA | NA | NA | NA
0 | 0 |  | 0 |  | NA | 1414 | 1446 | 1441 | 918 | 1434 | 1553 | 1553 | 1553 | 1553 | 1553 | 738 | 751 | 749 | 748 | 746 | 0 | 0 | 0 | 0 | 0 | 0 | 0 | 0 | 0 | 0 | 0 | 0 | 0 | 0 | 0 | Yes | Yes | Yes | Yes | Yes | 0.99 | 0.99 | 0.99 | 0.99 | 0.99 | 1553 | 1553 | 1553 | 1553 | 1553 | 0 | 0 | 0 | 0 | 0 | 0 | 0 | 0 | 0 | 0 | 0 | 0 | 0 | 0 | 0 | NA | NA | NA | NA | NA | 0 | 0 | 0 | 0 | 0 | NA | NA | NA | NA | NA | 0 | 0 | 0 | 0 | 0 | 0 | 0 | 0 | 0 | 0 | 0 | 0 | 0 | 0 | 0 | NA | NA | NA | NA | NA
F7342 | South Pine |  | Nudgee |  | NA | 1553 | 1553 | 1553 | 451 | 1553 | 738 | 751 | 749 | 748 | 746 | 0.99 | 0.99 | 0.99 | 0.99 | 0.99 | 0 | 0 | 0 | 0 | 0 | 0 | 0 | 0 | 0 | 0 | Urban | Urban | Urban | Urban | Urban | Yes | Yes | Yes | Yes | Yes | 1553 | 1553 | 1553 | 1553 | 1553 | 1414 | 1446 | 1441 | 1439 | 1434 | 0 | 0 | 0 | 0 | 0 | 0 | 0 | 0 | 0 | 0 | 21 | 21 | 21 | 21 | 21 | NA | NA | NA | NA | NA | 0 | 0 | 0 | 0 | 0 | NA | NA | NA | NA | NA | 0 | 0 | 0 | 0 | 0 | 0 | 0 | 0 | 0 | 0 | 0 | 0 | 0 | 0 | 0 | NA | NA | NA | NA | NA
0 | 0 |  | 0 |  | NA | 738 | 751 | 749 | 0.99 | 746 | 0.99 | 0.99 | 0.99 | 0.99 | 0.99 | 1553 | 1553 | 1553 | 1553 | 1553 | 0 | 0 | 0 | 0 | 0 | 0 | 0 | 0 | 0 | 0 | 0 | 0 | 0 | 0 | 0 | Yes | Yes | Yes | Yes | Yes | 1414 | 1446 | 1441 | 1439 | 1434 | 1220 | 1220 | 1220 | 1220 | 1220 | 0 | 0 | 0 | 0 | 0 | 0 | 0 | 0 | 0 | 0 | 0 | 0 | 0 | 0 | 0 | NA | NA | NA | NA | NA | 0 | 0 | 0 | 0 | 0 | NA | NA | NA | NA | NA | 0 | 0 | 0 | 0 | 0 | 0 | 0 | 0 | 0 | 0 | 0 | 0 | 0 | 0 | 0 | NA | NA | NA | NA | NA
0 | 0 |  | 0 |  | NA | 0.99 | 0.99 | 0.99 | 918 | 0.99 | 1553 | 1553 | 1553 | 1553 | 1553 | 1414 | 1446 | 1441 | 1439 | 1434 | 0 | 0 | 0 | 0 | 0 | 0 | 0 | 0 | 0 | 0 | 0 | 0 | 0 | 0 | 0 | Yes | Yes | Yes | Yes | Yes | 1220 | 1220 | 1220 | 1220 | 1220 | 361 | 376 | 376 | 380 | 386 | 0 | 0 | 0 | 0 | 0 | 0 | 0 | 0 | 0 | 0 | 0 | 0 | 0 | 0 | 0 | NA | NA | NA | NA | NA | 0 | 0 | 0 | 0 | 0 | NA | NA | NA | NA | NA | 0 | 0 | 0 | 0 | 0 | 0 | 0 | 0 | 0 | 0 | 0 | 0 | 0 | 0 | 0 | NA | NA | NA | NA | NA
0 | 0 |  | 0 |  | NA | 1553 | 1553 | 1553 | 864 | 1553 | 1414 | 1446 | 1441 | 1439 | 1434 | 1220 | 1220 | 1220 | 1220 | 1220 | 0 | 0 | 0 | 0 | 0 | 0 | 0 | 0 | 0 | 0 | 0 | 0 | 0 | 0 | 0 | Yes | Yes | Yes | Yes | Yes | 361 | 376 | 376 | 380 | 386 | 0.98 | 0.97 | 0.97 | 0.97 | 0.97 | 0 | 0 | 0 | 0 | 0 | 0 | 0 | 0 | 0 | 0 | 0 | 0 | 0 | 0 | 0 | NA | NA | NA | NA | NA | 0 | 0 | 0 | 0 | 0 | NA | NA | NA | NA | NA | 0 | 0 | 0 | 0 | 0 | 0 | 0 | 0 | 0 | 0 | 0 | 0 | 0 | 0 | 0 | NA | NA | NA | NA | NA
0 | 0 |  | 0 |  | NA | 1414 | 1446 | 1441 | 1264 | 1434 | 1220 | 1220 | 1220 | 1220 | 1220 | 361 | 376 | 376 | 380 | 386 | 0 | 0 | 0 | 0 | 0 | 0 | 0 | 0 | 0 | 0 | 0 | 0 | 0 | 0 | 0 | Yes | Yes | Yes | Yes | Yes | 0.98 | 0.97 | 0.97 | 0.97 | 0.97 | 1220 | 1220 | 1220 | 1220 | 1220 | 0 | 0 | 0 | 0 | 0 | 0 | 0 | 0 | 0 | 0 | 0 | 0 | 0 | 0 | 0 | NA | NA | NA | NA | NA | 0 | 0 | 0 | 0 | 0 | NA | NA | NA | NA | NA | 0 | 0 | 0 | 0 | 0 | 0 | 0 | 0 | 0 | 0 | 0 | 0 | 0 | 0 | 0 | NA | NA | NA | NA | NA
F7344 | South Pine |  | Griffin |  | NA | 1220 | 1220 | 1220 | 455 | 1220 | 361 | 376 | 376 | 380 | 386 | 0.98 | 0.97 | 0.97 | 0.97 | 0.97 | 0 | 0 | 0 | 0 | 0 | 0 | 0 | 0 | 0 | 0 | Urban | Urban | Urban | Urban | Urban | Yes | Yes | Yes | Yes | Yes | 1220 | 1220 | 1220 | 1220 | 1220 | 651 | 653 | 653 | 661 | 671 | 0 | 0 | 0 | 0 | 0 | 0 | 0 | 0 | 0 | 0 | 21 | 21 | 21 | 21 | 21 | NA | NA | NA | NA | NA | 0 | 0 | 0 | 0 | 0 | NA | NA | NA | NA | NA | 0 | 0 | 0 | 0 | 0 | 0 | 0 | 0 | 0 | 0 | 0 | 0 | 0 | 0 | 0 | NA | NA | NA | NA | NA
0 | 0 |  | 0 |  | NA | 361 | 376 | 376 | 0.99 | 386 | 0.98 | 0.97 | 0.97 | 0.97 | 0.97 | 1220 | 1220 | 1220 | 1220 | 1220 | 0 | 0 | 0 | 0 | 0 | 0 | 0 | 0 | 0 | 0 | 0 | 0 | 0 | 0 | 0 | Yes | Yes | Yes | Yes | Yes | 651 | 653 | 653 | 661 | 671 | 1220 | 1220 | 1220 | 1220 | 1220 | 0 | 0 | 0 | 0 | 0 | 0 | 0 | 0 | 0 | 0 | 0 | 0 | 0 | 0 | 0 | NA | NA | NA | NA | NA | 0 | 0 | 0 | 0 | 0 | NA | NA | NA | NA | NA | 0 | 0 | 0 | 0 | 0 | 0 | 0 | 0 | 0 | 0 | 0 | 0 | 0 | 0 | 0 | NA | NA | NA | NA | NA
0 | 0 |  | 0 |  | NA | 0.98 | 0.97 | 0.97 | 1264 | 0.97 | 1220 | 1220 | 1220 | 1220 | 1220 | 651 | 653 | 653 | 661 | 671 | 0 | 0 | 0 | 0 | 0 | 0 | 0 | 0 | 0 | 0 | 0 | 0 | 0 | 0 | 0 | Yes | Yes | Yes | Yes | Yes | 1220 | 1220 | 1220 | 1220 | 1220 | 361 | 376 | 376 | 380 | 386 | 0 | 0 | 0 | 0 | 0 | 0 | 0 | 0 | 0 | 0 | 0 | 0 | 0 | 0 | 0 | NA | NA | NA | NA | NA | 0 | 0 | 0 | 0 | 0 | NA | NA | NA | NA | NA | 0 | 0 | 0 | 0 | 0 | 0 | 0 | 0 | 0 | 0 | 0 | 0 | 0 | 0 | 0 | NA | NA | NA | NA | NA
0 | 0 |  | 0 |  | NA | 1220 | 1220 | 1220 | 869 | 1220 | 651 | 653 | 653 | 661 | 671 | 1220 | 1220 | 1220 | 1220 | 1220 | 0 | 0 | 0 | 0 | 0 | 0 | 0 | 0 | 0 | 0 | 0 | 0 | 0 | 0 | 0 | Yes | Yes | Yes | Yes | Yes | 361 | 376 | 376 | 380 | 386 | 0.98 | 0.97 | 0.97 | 0.97 | 0.97 | 0 | 0 | 0 | 0 | 0 | 0 | 0 | 0 | 0 | 0 | 0 | 0 | 0 | 0 | 0 | NA | NA | NA | NA | NA | 0 | 0 | 0 | 0 | 0 | NA | NA | NA | NA | NA | 0 | 0 | 0 | 0 | 0 | 0 | 0 | 0 | 0 | 0 | 0 | 0 | 0 | 0 | 0 | NA | NA | NA | NA | NA
0 | 0 |  | 0 |  | NA | 651 | 653 | 653 | 918 | 671 | 1220 | 1220 | 1220 | 1220 | 1220 | 361 | 376 | 376 | 380 | 386 | 0 | 0 | 0 | 0 | 0 | 0 | 0 | 0 | 0 | 0 | 0 | 0 | 0 | 0 | 0 | Yes | Yes | Yes | Yes | Yes | 0.98 | 0.97 | 0.97 | 0.97 | 0.97 | 1220 | 1220 | 1220 | 1220 | 1220 | 0 | 0 | 0 | 0 | 0 | 0 | 0 | 0 | 0 | 0 | 0 | 0 | 0 | 0 | 0 | NA | NA | NA | NA | NA | 0 | 0 | 0 | 0 | 0 | NA | NA | NA | NA | NA | 0 | 0 | 0 | 0 | 0 | 0 | 0 | 0 | 0 | 0 | 0 | 0 | 0 | 0 | 0 | NA | NA | NA | NA | NA
F7345 | South Pine |  | Griffin |  | NA | 1220 | 1220 | 1220 | 451 | 1220 | 361 | 376 | 376 | 380 | 386 | 0.98 | 0.97 | 0.97 | 0.97 | 0.97 | 0 | 0 | 0 | 0 | 0 | 0 | 0 | 0 | 0 | 0 | Urban | Urban | Urban | Urban | Urban | Yes | Yes | Yes | Yes | Yes | 1220 | 1220 | 1220 | 1220 | 1220 | 651 | 653 | 653 | 661 | 671 | 0 | 0 | 0 | 0 | 0 | 0 | 0 | 0 | 0 | 0 | 21 | 21 | 21 | 21 | 21 | NA | NA | NA | NA | NA | 0 | 0 | 0 | 0 | 0 | NA | NA | NA | NA | NA | 0 | 0 | 0 | 0 | 0 | 0 | 0 | 0 | 0 | 0 | 0 | 0 | 0 | 0 | 0 | NA | NA | NA | NA | NA
0 | 0 |  | 0 |  | NA | 361 | 376 | 376 | 0.99 | 386 | 0.98 | 0.97 | 0.97 | 0.97 | 0.97 | 1220 | 1220 | 1220 | 1220 | 1220 | 0 | 0 | 0 | 0 | 0 | 0 | 0 | 0 | 0 | 0 | 0 | 0 | 0 | 0 | 0 | Yes | Yes | Yes | Yes | Yes | 651 | 653 | 653 | 661 | 671 | 1373 | 1373 | 1373 | 1373 | 1373 | 0 | 0 | 0 | 0 | 0 | 0 | 0 | 0 | 0 | 0 | 0 | 0 | 0 | 0 | 0 | NA | NA | NA | NA | NA | 0 | 0 | 0 | 0 | 0 | NA | NA | NA | NA | NA | 0 | 0 | 0 | 0 | 0 | 0 | 0 | 0 | 0 | 0 | 0 | 0 | 0 | 0 | 0 | NA | NA | NA | NA | NA
0 | 0 |  | 0 |  | NA | 0.98 | 0.97 | 0.97 | 918 | 0.97 | 1220 | 1220 | 1220 | 1220 | 1220 | 651 | 653 | 653 | 661 | 671 | 0 | 0 | 0 | 0 | 0 | 0 | 0 | 0 | 0 | 0 | 0 | 0 | 0 | 0 | 0 | Yes | Yes | Yes | Yes | Yes | 1373 | 1373 | 1373 | 1373 | 1373 | 289 | 287 | 286 | 287 | 286 | 0 | 0 | 0 | 0 | 0 | 0 | 0 | 0 | 0 | 0 | 0 | 0 | 0 | 0 | 0 | NA | NA | NA | NA | NA | 0 | 0 | 0 | 0 | 0 | NA | NA | NA | NA | NA | 0 | 0 | 0 | 0 | 0 | 0 | 0 | 0 | 0 | 0 | 0 | 0 | 0 | 0 | 0 | NA | NA | NA | NA | NA
0 | 0 |  | 0 |  | NA | 1220 | 1220 | 1220 | 864 | 1220 | 651 | 653 | 653 | 661 | 671 | 1373 | 1373 | 1373 | 1373 | 1373 | 0 | 0 | 0 | 0 | 0 | 0 | 0 | 0 | 0 | 0 | 0 | 0 | 0 | 0 | 0 | Yes | Yes | Yes | Yes | Yes | 289 | 287 | 286 | 287 | 286 | 1 | 0.98 | 0.99 | 0.98 | 0.99 | 0 | 0 | 0 | 0 | 0 | 0 | 0 | 0 | 0 | 0 | 0 | 0 | 0 | 0 | 0 | NA | NA | NA | NA | NA | 0 | 0 | 0 | 0 | 0 | NA | NA | NA | NA | NA | 0 | 0 | 0 | 0 | 0 | 0 | 0 | 0 | 0 | 0 | 0 | 0 | 0 | 0 | 0 | NA | NA | NA | NA | NA
0 | 0 |  | 0 |  | NA | 651 | 653 | 653 | 1264 | 671 | 1373 | 1373 | 1373 | 1373 | 1373 | 289 | 287 | 286 | 287 | 286 | 0 | 0 | 0 | 0 | 0 | 0 | 0 | 0 | 0 | 0 | 0 | 0 | 0 | 0 | 0 | Yes | Yes | Yes | Yes | Yes | 1 | 0.98 | 0.99 | 0.98 | 0.99 | 1373 | 1373 | 1373 | 1373 | 1373 | 0 | 0 | 0 | 0 | 0 | 0 | 0 | 0 | 0 | 0 | 0 | 0 | 0 | 0 | 0 | NA | NA | NA | NA | NA | 0 | 0 | 0 | 0 | 0 | NA | NA | NA | NA | NA | 0 | 0 | 0 | 0 | 0 | 0 | 0 | 0 | 0 | 0 | 0 | 0 | 0 | 0 | 0 | NA | NA | NA | NA | NA
F7358 | Griffin |  | Hays Inlet |  | NA | 1373 | 1373 | 1373 | 455 | 1373 | 289 | 287 | 286 | 287 | 286 | 1 | 0.98 | 0.99 | 0.98 | 0.99 | 0 | 0 | 0 | 0 | 0 | 0 | 0 | 0 | 0 | 0 | Urban | Urban | Urban | Urban | Urban | Yes | Yes | Yes | Yes | Yes | 1373 | 1373 | 1373 | 1373 | 1373 | 424 | 405 | 404 | 404 | 404 | 0 | 0 | 0 | 0 | 0 | 0 | 0 | 0 | 0 | 0 | 21 | 21 | 21 | 21 | 21 | NA | NA | NA | NA | NA | 0 | 0 | 0 | 0 | 0 | NA | NA | NA | NA | NA | 0 | 0 | 0 | 0 | 0 | 0 | 0 | 0 | 0 | 0 | 0 | 0 | 0 | 0 | 0 | NA | NA | NA | NA | NA
0 | 0 |  | 0 |  | NA | 289 | 287 | 286 | 0.99 | 286 | 1 | 0.98 | 0.99 | 0.98 | 0.99 | 1373 | 1373 | 1373 | 1373 | 1373 | 0 | 0 | 0 | 0 | 0 | 0 | 0 | 0 | 0 | 0 | 0 | 0 | 0 | 0 | 0 | Yes | Yes | Yes | Yes | Yes | 424 | 405 | 404 | 404 | 404 | 918 | 918 | 918 | 918 | 918 | 0 | 0 | 0 | 0 | 0 | 0 | 0 | 0 | 0 | 0 | 0 | 0 | 0 | 0 | 0 | NA | NA | NA | NA | NA | 0 | 0 | 0 | 0 | 0 | NA | NA | NA | NA | NA | 0 | 0 | 0 | 0 | 0 | 0 | 0 | 0 | 0 | 0 | 0 | 0 | 0 | 0 | 0 | NA | NA | NA | NA | NA
0 | 0 |  | 0 |  | NA | 1 | 0.98 | 0.99 | 1264 | 0.99 | 1373 | 1373 | 1373 | 1373 | 1373 | 424 | 405 | 404 | 404 | 404 | 0 | 0 | 0 | 0 | 0 | 0 | 0 | 0 | 0 | 0 | 0 | 0 | 0 | 0 | 0 | Yes | Yes | Yes | Yes | Yes | 918 | 918 | 918 | 918 | 918 | 459 | 458 | 454 | 451 | 448 | 0 | 0 | 0 | 0 | 0 | 0 | 0 | 0 | 0 | 0 | 0 | 0 | 0 | 0 | 0 | NA | NA | NA | NA | NA | 0 | 0 | 0 | 0 | 0 | NA | NA | NA | NA | NA | 0 | 0 | 0 | 0 | 0 | 0 | 0 | 0 | 0 | 0 | 0 | 0 | 0 | 0 | 0 | NA | NA | NA | NA | NA
0 | 0 |  | 0 |  | NA | 1373 | 1373 | 1373 | 869 | 1373 | 424 | 405 | 404 | 404 | 404 | 918 | 918 | 918 | 918 | 918 | 0 | 0 | 0 | 0 | 0 | 0 | 0 | 0 | 0 | 0 | 0 | 0 | 0 | 0 | 0 | Yes | Yes | Yes | Yes | Yes | 459 | 458 | 454 | 451 | 448 | 0.99 | 0.99 | 0.99 | 0.99 | 0.99 | 0 | 0 | 0 | 0 | 0 | 0 | 0 | 0 | 0 | 0 | 0 | 0 | 0 | 0 | 0 | NA | NA | NA | NA | NA | 0 | 0 | 0 | 0 | 0 | NA | NA | NA | NA | NA | 0 | 0 | 0 | 0 | 0 | 0 | 0 | 0 | 0 | 0 | 0 | 0 | 0 | 0 | 0 | NA | NA | NA | NA | NA
0 | 0 |  | 0 |  | NA | 424 | 405 | 404 | 1600 | 404 | 918 | 918 | 918 | 918 | 918 | 459 | 458 | 454 | 451 | 448 | 0 | 0 | 0 | 0 | 0 | 0 | 0 | 0 | 0 | 0 | 0 | 0 | 0 | 0 | 0 | Yes | Yes | Yes | Yes | Yes | 0.99 | 0.99 | 0.99 | 0.99 | 0.99 | 918 | 918 | 918 | 918 | 918 | 0 | 0 | 0 | 0 | 0 | 0 | 0 | 0 | 0 | 0 | 0 | 0 | 0 | 0 | 0 | NA | NA | NA | NA | NA | 0 | 0 | 0 | 0 | 0 | NA | NA | NA | NA | NA | 0 | 0 | 0 | 0 | 0 | 0 | 0 | 0 | 0 | 0 | 0 | 0 | 0 | 0 | 0 | NA | NA | NA | NA | NA
F737/1 | South Pine |  | Bunyaville |  | NA | 918 | 918 | 918 | 249 | 918 | 459 | 458 | 454 | 451 | 448 | 0.99 | 0.99 | 0.99 | 0.99 | 0.99 | 0 | 0 | 0 | 0 | 0 | 0 | 0 | 0 | 0 | 0 | Urban | Urban | Urban | Urban | Urban | Yes | Yes | Yes | Yes | Yes | 918 | 918 | 918 | 918 | 918 | 882 | 879 | 869 | 864 | 858 | 0 | 0 | 0 | 0 | 0 | 0 | 0 | 0 | 0 | 0 | 21 | 21 | 21 | 21 | 21 | NA | NA | NA | NA | NA | 0 | 0 | 0 | 0 | 0 | NA | NA | NA | NA | NA | 0 | 0 | 0 | 0 | 0 | 0 | 0 | 0 | 0 | 0 | 0 | 0 | 0 | 0 | 0 | NA | NA | NA | NA | NA
0 | 0 |  | 0 |  | NA | 459 | 458 | 454 | 0.99 | 448 | 0.99 | 0.99 | 0.99 | 0.99 | 0.99 | 918 | 918 | 918 | 918 | 918 | 0 | 0 | 0 | 0 | 0 | 0 | 0 | 0 | 0 | 0 | 0 | 0 | 0 | 0 | 0 | Yes | Yes | Yes | Yes | Yes | 882 | 879 | 869 | 864 | 858 | 1264 | 1264 | 1264 | 1264 | 1264 | 0 | 0 | 0 | 0 | 0 | 0 | 0 | 0 | 0 | 0 | 0 | 0 | 0 | 0 | 0 | NA | NA | NA | NA | NA | 0 | 0 | 0 | 0 | 0 | NA | NA | NA | NA | NA | 0 | 0 | 0 | 0 | 0 | 0 | 0 | 0 | 0 | 0 | 0 | 0 | 0 | 0 | 0 | NA | NA | NA | NA | NA
0 | 0 |  | 0 |  | NA | 0.99 | 0.99 | 0.99 | 1600 | 0.99 | 918 | 918 | 918 | 918 | 918 | 882 | 879 | 869 | 864 | 858 | 0 | 0 | 0 | 0 | 0 | 0 | 0 | 0 | 0 | 0 | 0 | 0 | 0 | 0 | 0 | Yes | Yes | Yes | Yes | Yes | 1264 | 1264 | 1264 | 1264 | 1264 | 463 | 462 | 458 | 455 | 452 | 0 | 0 | 0 | 0 | 0 | 0 | 0 | 0 | 0 | 0 | 0 | 0 | 0 | 0 | 0 | NA | NA | NA | NA | NA | 0 | 0 | 0 | 0 | 0 | NA | NA | NA | NA | NA | 0 | 0 | 0 | 0 | 0 | 0 | 0 | 0 | 0 | 0 | 0 | 0 | 0 | 0 | 0 | NA | NA | NA | NA | NA
0 | 0 |  | 0 |  | NA | 918 | 918 | 918 | 457 | 918 | 882 | 879 | 869 | 864 | 858 | 1264 | 1264 | 1264 | 1264 | 1264 | 0 | 0 | 0 | 0 | 0 | 0 | 0 | 0 | 0 | 0 | 0 | 0 | 0 | 0 | 0 | Yes | Yes | Yes | Yes | Yes | 463 | 462 | 458 | 455 | 452 | 0.99 | 0.99 | 0.99 | 0.99 | 0.99 | 0 | 0 | 0 | 0 | 0 | 0 | 0 | 0 | 0 | 0 | 0 | 0 | 0 | 0 | 0 | NA | NA | NA | NA | NA | 0 | 0 | 0 | 0 | 0 | NA | NA | NA | NA | NA | 0 | 0 | 0 | 0 | 0 | 0 | 0 | 0 | 0 | 0 | 0 | 0 | 0 | 0 | 0 | NA | NA | NA | NA | NA
0 | 0 |  | 0 |  | NA | 882 | 879 | 869 | 1600 | 858 | 1264 | 1264 | 1264 | 1264 | 1264 | 463 | 462 | 458 | 455 | 452 | 0 | 0 | 0 | 0 | 0 | 0 | 0 | 0 | 0 | 0 | 0 | 0 | 0 | 0 | 0 | Yes | Yes | Yes | Yes | Yes | 0.99 | 0.99 | 0.99 | 0.99 | 0.99 | 1264 | 1264 | 1264 | 1264 | 1264 | 0 | 0 | 0 | 0 | 0 | 0 | 0 | 0 | 0 | 0 | 0 | 0 | 0 | 0 | 0 | NA | NA | NA | NA | NA | 0 | 0 | 0 | 0 | 0 | NA | NA | NA | NA | NA | 0 | 0 | 0 | 0 | 0 | 0 | 0 | 0 | 0 | 0 | 0 | 0 | 0 | 0 | 0 | NA | NA | NA | NA | NA
F737/2 | Bunyaville |  | Stafford |  | NA | 1264 | 1264 | 1264 | 242 | 1264 | 463 | 462 | 458 | 455 | 452 | 0.99 | 0.99 | 0.99 | 0.99 | 0.99 | 0 | 0 | 0 | 0 | 0 | 0 | 0 | 0 | 0 | 0 | Urban | Urban | Urban | Urban | Urban | Yes | Yes | Yes | Yes | Yes | 1264 | 1264 | 1264 | 1264 | 1264 | 887 | 884 | 874 | 869 | 863 | 0 | 0 | 0 | 0 | 0 | 0 | 0 | 0 | 0 | 0 | 21 | 21 | 21 | 21 | 21 | NA | NA | NA | NA | NA | 0 | 0 | 0 | 0 | 0 | NA | NA | NA | NA | NA | 0 | 0 | 0 | 0 | 0 | 0 | 0 | 0 | 0 | 0 | 0 | 0 | 0 | 0 | 0 | NA | NA | NA | NA | NA
0 | 0 |  | 0 |  | NA | 463 | 462 | 458 | 0.99 | 452 | 0.99 | 0.99 | 0.99 | 0.99 | 0.99 | 1264 | 1264 | 1264 | 1264 | 1264 | 0 | 0 | 0 | 0 | 0 | 0 | 0 | 0 | 0 | 0 | 0 | 0 | 0 | 0 | 0 | Yes | Yes | Yes | Yes | Yes | 887 | 884 | 874 | 869 | 863 | 918 | 918 | 918 | 918 | 918 | 0 | 0 | 0 | 0 | 0 | 0 | 0 | 0 | 0 | 0 | 0 | 0 | 0 | 0 | 0 | NA | NA | NA | NA | NA | 0 | 0 | 0 | 0 | 0 | NA | NA | NA | NA | NA | 0 | 0 | 0 | 0 | 0 | 0 | 0 | 0 | 0 | 0 | 0 | 0 | 0 | 0 | 0 | NA | NA | NA | NA | NA
0 | 0 |  | 0 |  | NA | 0.99 | 0.99 | 0.99 | 1600 | 0.99 | 1264 | 1264 | 1264 | 1264 | 1264 | 887 | 884 | 874 | 869 | 863 | 0 | 0 | 0 | 0 | 0 | 0 | 0 | 0 | 0 | 0 | 0 | 0 | 0 | 0 | 0 | Yes | Yes | Yes | Yes | Yes | 918 | 918 | 918 | 918 | 918 | 459 | 458 | 454 | 451 | 448 | 0 | 0 | 0 | 0 | 0 | 0 | 0 | 0 | 0 | 0 | 0 | 0 | 0 | 0 | 0 | NA | NA | NA | NA | NA | 0 | 0 | 0 | 0 | 0 | NA | NA | NA | NA | NA | 0 | 0 | 0 | 0 | 0 | 0 | 0 | 0 | 0 | 0 | 0 | 0 | 0 | 0 | 0 | NA | NA | NA | NA | NA
0 | 0 |  | 0 |  | NA | 1264 | 1264 | 1264 | 457 | 1264 | 887 | 884 | 874 | 869 | 863 | 918 | 918 | 918 | 918 | 918 | 0 | 0 | 0 | 0 | 0 | 0 | 0 | 0 | 0 | 0 | 0 | 0 | 0 | 0 | 0 | Yes | Yes | Yes | Yes | Yes | 459 | 458 | 454 | 451 | 448 | 0.99 | 0.99 | 0.99 | 0.99 | 0.99 | 0 | 0 | 0 | 0 | 0 | 0 | 0 | 0 | 0 | 0 | 0 | 0 | 0 | 0 | 0 | NA | NA | NA | NA | NA | 0 | 0 | 0 | 0 | 0 | NA | NA | NA | NA | NA | 0 | 0 | 0 | 0 | 0 | 0 | 0 | 0 | 0 | 0 | 0 | 0 | 0 | 0 | 0 | NA | NA | NA | NA | NA
0 | 0 |  | 0 |  | NA | 887 | 884 | 874 | 635 | 863 | 918 | 918 | 918 | 918 | 918 | 459 | 458 | 454 | 451 | 448 | 0 | 0 | 0 | 0 | 0 | 0 | 0 | 0 | 0 | 0 | 0 | 0 | 0 | 0 | 0 | Yes | Yes | Yes | Yes | Yes | 0.99 | 0.99 | 0.99 | 0.99 | 0.99 | 918 | 918 | 918 | 918 | 918 | 0 | 0 | 0 | 0 | 0 | 0 | 0 | 0 | 0 | 0 | 0 | 0 | 0 | 0 | 0 | NA | NA | NA | NA | NA | 0 | 0 | 0 | 0 | 0 | NA | NA | NA | NA | NA | 0 | 0 | 0 | 0 | 0 | 0 | 0 | 0 | 0 | 0 | 0 | 0 | 0 | 0 | 0 | NA | NA | NA | NA | NA
F738/1 | South Pine |  | Bunyaville |  | NA | 918 | 918 | 918 | 331 | 918 | 459 | 458 | 454 | 451 | 448 | 0.99 | 0.99 | 0.99 | 0.99 | 0.99 | 0 | 0 | 0 | 0 | 0 | 0 | 0 | 0 | 0 | 0 | Urban | Urban | Urban | Urban | Urban | Yes | Yes | Yes | Yes | Yes | 918 | 918 | 918 | 918 | 918 | 881 | 878 | 869 | 864 | 858 | 0 | 0 | 0 | 0 | 0 | 0 | 0 | 0 | 0 | 0 | 21 | 21 | 21 | 21 | 21 | NA | NA | NA | NA | NA | 0 | 0 | 0 | 0 | 0 | NA | NA | NA | NA | NA | 0 | 0 | 0 | 0 | 0 | 0 | 0 | 0 | 0 | 0 | 0 | 0 | 0 | 0 | 0 | NA | NA | NA | NA | NA
0 | 0 |  | 0 |  | NA | 459 | 458 | 454 | 0.97 | 448 | 0.99 | 0.99 | 0.99 | 0.99 | 0.99 | 918 | 918 | 918 | 918 | 918 | 0 | 0 | 0 | 0 | 0 | 0 | 0 | 0 | 0 | 0 | 0 | 0 | 0 | 0 | 0 | Yes | Yes | Yes | Yes | Yes | 881 | 878 | 869 | 864 | 858 | 1264 | 1264 | 1264 | 1264 | 1264 | 0 | 0 | 0 | 0 | 0 | 0 | 0 | 0 | 0 | 0 | 0 | 0 | 0 | 0 | 0 | NA | NA | NA | NA | NA | 0 | 0 | 0 | 0 | 0 | NA | NA | NA | NA | NA | 0 | 0 | 0 | 0 | 0 | 0 | 0 | 0 | 0 | 0 | 0 | 0 | 0 | 0 | 0 | NA | NA | NA | NA | NA
0 | 0 |  | 0 |  | NA | 0.99 | 0.99 | 0.99 | 635 | 0.99 | 918 | 918 | 918 | 918 | 918 | 881 | 878 | 869 | 864 | 858 | 0 | 0 | 0 | 0 | 0 | 0 | 0 | 0 | 0 | 0 | 0 | 0 | 0 | 0 | 0 | Yes | Yes | Yes | Yes | Yes | 1264 | 1264 | 1264 | 1264 | 1264 | 463 | 462 | 458 | 455 | 452 | 0 | 0 | 0 | 0 | 0 | 0 | 0 | 0 | 0 | 0 | 0 | 0 | 0 | 0 | 0 | NA | NA | NA | NA | NA | 0 | 0 | 0 | 0 | 0 | NA | NA | NA | NA | NA | 0 | 0 | 0 | 0 | 0 | 0 | 0 | 0 | 0 | 0 | 0 | 0 | 0 | 0 | 0 | NA | NA | NA | NA | NA
0 | 0 |  | 0 |  | NA | 918 | 918 | 918 | 463 | 918 | 881 | 878 | 869 | 864 | 858 | 1264 | 1264 | 1264 | 1264 | 1264 | 0 | 0 | 0 | 0 | 0 | 0 | 0 | 0 | 0 | 0 | 0 | 0 | 0 | 0 | 0 | Yes | Yes | Yes | Yes | Yes | 463 | 462 | 458 | 455 | 452 | 0.99 | 0.99 | 0.99 | 0.99 | 0.99 | 0 | 0 | 0 | 0 | 0 | 0 | 0 | 0 | 0 | 0 | 0 | 0 | 0 | 0 | 0 | NA | NA | NA | NA | NA | 0 | 0 | 0 | 0 | 0 | NA | NA | NA | NA | NA | 0 | 0 | 0 | 0 | 0 | 0 | 0 | 0 | 0 | 0 | 0 | 0 | 0 | 0 | 0 | NA | NA | NA | NA | NA
0 | 0 |  | 0 |  | NA | 881 | 878 | 869 | 635 | 858 | 1264 | 1264 | 1264 | 1264 | 1264 | 463 | 462 | 458 | 455 | 452 | 0 | 0 | 0 | 0 | 0 | 0 | 0 | 0 | 0 | 0 | 0 | 0 | 0 | 0 | 0 | Yes | Yes | Yes | Yes | Yes | 0.99 | 0.99 | 0.99 | 0.99 | 0.99 | 1264 | 1264 | 1264 | 1264 | 1264 | 0 | 0 | 0 | 0 | 0 | 0 | 0 | 0 | 0 | 0 | 0 | 0 | 0 | 0 | 0 | NA | NA | NA | NA | NA | 0 | 0 | 0 | 0 | 0 | NA | NA | NA | NA | NA | 0 | 0 | 0 | 0 | 0 | 0 | 0 | 0 | 0 | 0 | 0 | 0 | 0 | 0 | 0 | NA | NA | NA | NA | NA
F738/2 | Bunyaville B |  | Stafford |  | NA | 1264 | 1264 | 1264 | 330 | 1264 | 463 | 462 | 458 | 455 | 452 | 0.99 | 0.99 | 0.99 | 0.99 | 0.99 | 0 | 0 | 0 | 0 | 0 | 0 | 0 | 0 | 0 | 0 | Urban | Urban | Urban | Urban | Urban | Yes | Yes | Yes | Yes | Yes | 1264 | 1264 | 1264 | 1264 | 1264 | 886 | 883 | 874 | 869 | 863 | 0 | 0 | 0 | 0 | 0 | 0 | 0 | 0 | 0 | 0 | 21 | 21 | 21 | 21 | 21 | NA | NA | NA | NA | NA | 0 | 0 | 0 | 0 | 0 | NA | NA | NA | NA | NA | 0 | 0 | 0 | 0 | 0 | 0 | 0 | 0 | 0 | 0 | 0 | 0 | 0 | 0 | 0 | NA | NA | NA | NA | NA
0 | 0 |  | 0 |  | NA | 463 | 462 | 458 | 0.97 | 452 | 0.99 | 0.99 | 0.99 | 0.99 | 0.99 | 1264 | 1264 | 1264 | 1264 | 1264 | 0 | 0 | 0 | 0 | 0 | 0 | 0 | 0 | 0 | 0 | 0 | 0 | 0 | 0 | 0 | Yes | Yes | Yes | Yes | Yes | 886 | 883 | 874 | 869 | 863 | 1600 | 1600 | 1600 | 1600 | 1600 | 0 | 0 | 0 | 0 | 0 | 0 | 0 | 0 | 0 | 0 | 0 | 0 | 0 | 0 | 0 | NA | NA | NA | NA | NA | 0 | 0 | 0 | 0 | 0 | NA | NA | NA | NA | NA | 0 | 0 | 0 | 0 | 0 | 0 | 0 | 0 | 0 | 0 | 0 | 0 | 0 | 0 | 0 | NA | NA | NA | NA | NA
0 | 0 |  | 0 |  | NA | 0.99 | 0.99 | 0.99 | 635 | 0.99 | 1264 | 1264 | 1264 | 1264 | 1264 | 886 | 883 | 874 | 869 | 863 | 0 | 0 | 0 | 0 | 0 | 0 | 0 | 0 | 0 | 0 | 0 | 0 | 0 | 0 | 0 | Yes | Yes | Yes | Yes | Yes | 1600 | 1600 | 1600 | 1600 | 1600 | 256 | 254 | 251 | 249 | 246 | 0 | 0 | 0 | 0 | 0 | 0 | 0 | 0 | 0 | 0 | 0 | 0 | 0 | 0 | 0 | NA | NA | NA | NA | NA | 0 | 0 | 0 | 0 | 0 | NA | NA | NA | NA | NA | 0 | 0 | 0 | 0 | 0 | 0 | 0 | 0 | 0 | 0 | 0 | 0 | 0 | 0 | 0 | NA | NA | NA | NA | NA
0 | 0 |  | 0 |  | NA | 1264 | 1264 | 1264 | 462 | 1264 | 886 | 883 | 874 | 869 | 863 | 1600 | 1600 | 1600 | 1600 | 1600 | 0 | 0 | 0 | 0 | 0 | 0 | 0 | 0 | 0 | 0 | 0 | 0 | 0 | 0 | 0 | Yes | Yes | Yes | Yes | Yes | 256 | 254 | 251 | 249 | 246 | 0.99 | 0.99 | 0.99 | 0.99 | 0.99 | 0 | 0 | 0 | 0 | 0 | 0 | 0 | 0 | 0 | 0 | 0 | 0 | 0 | 0 | 0 | NA | NA | NA | NA | NA | 0 | 0 | 0 | 0 | 0 | NA | NA | NA | NA | NA | 0 | 0 | 0 | 0 | 0 | 0 | 0 | 0 | 0 | 0 | 0 | 0 | 0 | 0 | 0 | NA | NA | NA | NA | NA
0 | 0 |  | 0 |  | NA | 886 | 883 | 874 | 949 | 863 | 1600 | 1600 | 1600 | 1600 | 1600 | 256 | 254 | 251 | 249 | 246 | 0 | 0 | 0 | 0 | 0 | 0 | 0 | 0 | 0 | 0 | 0 | 0 | 0 | 0 | 0 | Yes | Yes | Yes | Yes | Yes | 0.99 | 0.99 | 0.99 | 0.99 | 0.99 | 1600 | 1600 | 1600 | 1600 | 1600 | 0 | 0 | 0 | 0 | 0 | 0 | 0 | 0 | 0 | 0 | 0 | 0 | 0 | 0 | 0 | NA | NA | NA | NA | NA | 0 | 0 | 0 | 0 | 0 | NA | NA | NA | NA | NA | 0 | 0 | 0 | 0 | 0 | 0 | 0 | 0 | 0 | 0 | 0 | 0 | 0 | 0 | 0 | NA | NA | NA | NA | NA
F739 | South Pine |  | Bald Hills |  | NA | 1600 | 1600 | 1600 | 345 | 1600 | 256 | 254 | 251 | 249 | 246 | 0.99 | 0.99 | 0.99 | 0.99 | 0.99 | 0 | 0 | 0 | 0 | 0 | 0 | 0 | 0 | 0 | 0 | Urban | Urban | Urban | Urban | Urban | Yes | Yes | Yes | Yes | Yes | 1600 | 1600 | 1600 | 1600 | 1600 | 477 | 466 | 460 | 457 | 452 | 0 | 0 | 0 | 0 | 0 | 0 | 0 | 0 | 0 | 0 | 21 | 21 | 21 | 21 | 21 | NA | NA | NA | NA | NA | 0 | 0 | 0 | 0 | 0 | NA | NA | NA | NA | NA | 0 | 0 | 0 | 0 | 0 | 0 | 0 | 0 | 0 | 0 | 0 | 0 | 0 | 0 | 0 | NA | NA | NA | NA | NA
0 | 0 |  | 0 |  | NA | 256 | 254 | 251 | 0.99 | 246 | 0.99 | 0.99 | 0.99 | 0.99 | 0.99 | 1600 | 1600 | 1600 | 1600 | 1600 | 0 | 0 | 0 | 0 | 0 | 0 | 0 | 0 | 0 | 0 | 0 | 0 | 0 | 0 | 0 | Yes | Yes | Yes | Yes | Yes | 477 | 466 | 460 | 457 | 452 | 1600 | 1600 | 1600 | 1600 | 1600 | 0 | 0 | 0 | 0 | 0 | 0 | 0 | 0 | 0 | 0 | 0 | 0 | 0 | 0 | 0 | NA | NA | NA | NA | NA | 0 | 0 | 0 | 0 | 0 | NA | NA | NA | NA | NA | 0 | 0 | 0 | 0 | 0 | 0 | 0 | 0 | 0 | 0 | 0 | 0 | 0 | 0 | 0 | NA | NA | NA | NA | NA
0 | 0 |  | 0 |  | NA | 0.99 | 0.99 | 0.99 | 949 | 0.99 | 1600 | 1600 | 1600 | 1600 | 1600 | 477 | 466 | 460 | 457 | 452 | 0 | 0 | 0 | 0 | 0 | 0 | 0 | 0 | 0 | 0 | 0 | 0 | 0 | 0 | 0 | Yes | Yes | Yes | Yes | Yes | 1600 | 1600 | 1600 | 1600 | 1600 | 249 | 247 | 244 | 242 | 239 | 0 | 0 | 0 | 0 | 0 | 0 | 0 | 0 | 0 | 0 | 0 | 0 | 0 | 0 | 0 | NA | NA | NA | NA | NA | 0 | 0 | 0 | 0 | 0 | NA | NA | NA | NA | NA | 0 | 0 | 0 | 0 | 0 | 0 | 0 | 0 | 0 | 0 | 0 | 0 | 0 | 0 | 0 | NA | NA | NA | NA | NA
0 | 0 |  | 0 |  | NA | 1600 | 1600 | 1600 | 481 | 1600 | 477 | 466 | 460 | 457 | 452 | 1600 | 1600 | 1600 | 1600 | 1600 | 0 | 0 | 0 | 0 | 0 | 0 | 0 | 0 | 0 | 0 | 0 | 0 | 0 | 0 | 0 | Yes | Yes | Yes | Yes | Yes | 249 | 247 | 244 | 242 | 239 | 0.99 | 0.99 | 0.99 | 0.99 | 0.99 | 0 | 0 | 0 | 0 | 0 | 0 | 0 | 0 | 0 | 0 | 0 | 0 | 0 | 0 | 0 | NA | NA | NA | NA | NA | 0 | 0 | 0 | 0 | 0 | NA | NA | NA | NA | NA | 0 | 0 | 0 | 0 | 0 | 0 | 0 | 0 | 0 | 0 | 0 | 0 | 0 | 0 | 0 | NA | NA | NA | NA | NA
0 | 0 |  | 0 |  | NA | 477 | 466 | 460 | 594 | 452 | 1600 | 1600 | 1600 | 1600 | 1600 | 249 | 247 | 244 | 242 | 239 | 0 | 0 | 0 | 0 | 0 | 0 | 0 | 0 | 0 | 0 | 0 | 0 | 0 | 0 | 0 | Yes | Yes | Yes | Yes | Yes | 0.99 | 0.99 | 0.99 | 0.99 | 0.99 | 1600 | 1600 | 1600 | 1600 | 1600 | 0 | 0 | 0 | 0 | 0 | 0 | 0 | 0 | 0 | 0 | 0 | 0 | 0 | 0 | 0 | NA | NA | NA | NA | NA | 0 | 0 | 0 | 0 | 0 | NA | NA | NA | NA | NA | 0 | 0 | 0 | 0 | 0 | 0 | 0 | 0 | 0 | 0 | 0 | 0 | 0 | 0 | 0 | NA | NA | NA | NA | NA
F740 | South Pine |  | Sandgate |  | NA | 1600 | 1600 | 1600 | 345 | 1600 | 249 | 247 | 244 | 242 | 239 | 0.99 | 0.99 | 0.99 | 0.99 | 0.99 | 0 | 0 | 0 | 0 | 0 | 0 | 0 | 0 | 0 | 0 | Urban | Urban | Urban | Urban | Urban | Yes | Yes | Yes | Yes | Yes | 1600 | 1600 | 1600 | 1600 | 1600 | 477 | 466 | 460 | 457 | 452 | 0 | 0 | 0 | 0 | 0 | 0 | 0 | 0 | 0 | 0 | 21 | 21 | 21 | 21 | 21 | NA | NA | NA | NA | NA | 0 | 0 | 0 | 0 | 0 | NA | NA | NA | NA | NA | 0 | 0 | 0 | 0 | 0 | 0 | 0 | 0 | 0 | 0 | 0 | 0 | 0 | 0 | 0 | NA | NA | NA | NA | NA
0 | 0 |  | 0 |  | NA | 249 | 247 | 244 | 0.99 | 239 | 0.99 | 0.99 | 0.99 | 0.99 | 0.99 | 1600 | 1600 | 1600 | 1600 | 1600 | 0 | 0 | 0 | 0 | 0 | 0 | 0 | 0 | 0 | 0 | 0 | 0 | 0 | 0 | 0 | Yes | Yes | Yes | Yes | Yes | 477 | 466 | 460 | 457 | 452 | 635 | 635 | 635 | 635 | 635 | 0 | 0 | 0 | 0 | 0 | 0 | 0 | 0 | 0 | 0 | 0 | 0 | 0 | 0 | 0 | NA | NA | NA | NA | NA | 0 | 0 | 0 | 0 | 0 | NA | NA | NA | NA | NA | 0 | 0 | 0 | 0 | 0 | 0 | 0 | 0 | 0 | 0 | 0 | 0 | 0 | 0 | 0 | NA | NA | NA | NA | NA
0 | 0 |  | 0 |  | NA | 0.99 | 0.99 | 0.99 | 594 | 0.99 | 1600 | 1600 | 1600 | 1600 | 1600 | 477 | 466 | 460 | 457 | 452 | 0 | 0 | 0 | 0 | 0 | 0 | 0 | 0 | 0 | 0 | 0 | 0 | 0 | 0 | 0 | Yes | Yes | Yes | Yes | Yes | 635 | 635 | 635 | 635 | 635 | 335 | 331 | 330 | 331 | 332 | 0 | 0 | 0 | 0 | 0 | 0 | 0 | 0 | 0 | 0 | 0 | 0 | 0 | 0 | 0 | NA | NA | NA | NA | NA | 0 | 0 | 0 | 0 | 0 | NA | NA | NA | NA | NA | 0 | 0 | 0 | 0 | 0 | 0 | 0 | 0 | 0 | 0 | 0 | 0 | 0 | 0 | 0 | NA | NA | NA | NA | NA
0 | 0 |  | 0 |  | NA | 1600 | 1600 | 1600 | 481 | 1600 | 477 | 466 | 460 | 457 | 452 | 635 | 635 | 635 | 635 | 635 | 0 | 0 | 0 | 0 | 0 | 0 | 0 | 0 | 0 | 0 | 0 | 0 | 0 | 0 | 0 | Yes | Yes | Yes | Yes | Yes | 335 | 331 | 330 | 331 | 332 | 0.99 | 0.97 | 0.97 | 0.97 | 0.97 | 0 | 0 | 0 | 0 | 0 | 0 | 0 | 0 | 0 | 0 | 0 | 0 | 0 | 0 | 0 | NA | NA | NA | NA | NA | 0 | 0 | 0 | 0 | 0 | NA | NA | NA | NA | NA | 0 | 0 | 0 | 0 | 0 | 0 | 0 | 0 | 0 | 0 | 0 | 0 | 0 | 0 | 0 | NA | NA | NA | NA | NA
0 | 0 |  | 0 |  | NA | 477 | 466 | 460 | 594 | 452 | 635 | 635 | 635 | 635 | 635 | 335 | 331 | 330 | 331 | 332 | 0 | 0 | 0 | 0 | 0 | 0 | 0 | 0 | 0 | 0 | 0 | 0 | 0 | 0 | 0 | Yes | Yes | Yes | Yes | Yes | 0.99 | 0.97 | 0.97 | 0.97 | 0.97 | 635 | 635 | 635 | 635 | 635 | 0 | 0 | 0 | 0 | 0 | 0 | 0 | 0 | 0 | 0 | 0 | 0 | 0 | 0 | 0 | NA | NA | NA | NA | NA | 0 | 0 | 0 | 0 | 0 | NA | NA | NA | NA | NA | 0 | 0 | 0 | 0 | 0 | 0 | 0 | 0 | 0 | 0 | 0 | 0 | 0 | 0 | 0 | NA | NA | NA | NA | NA
F741 | South Pine |  | Hays Inlet |  | NA | 635 | 635 | 635 | 345 | 635 | 335 | 331 | 330 | 331 | 332 | 0.99 | 0.97 | 0.97 | 0.97 | 0.97 | 0 | 0 | 0 | 0 | 0 | 0 | 0 | 0 | 0 | 0 | Urban | Urban | Urban | Urban | Urban | Yes | Yes | Yes | Yes | Yes | 635 | 635 | 635 | 635 | 635 | 467 | 463 | 461 | 463 | 463 | 0 | 0 | 0 | 0 | 0 | 0 | 0 | 0 | 0 | 0 | 21 | 21 | 21 | 21 | 21 | NA | NA | NA | NA | NA | 0 | 0 | 0 | 0 | 0 | NA | NA | NA | NA | NA | 0 | 0 | 0 | 0 | 0 | 0 | 0 | 0 | 0 | 0 | 0 | 0 | 0 | 0 | 0 | NA | NA | NA | NA | NA
0 | 0 |  | 0 |  | NA | 335 | 331 | 330 | 0.99 | 332 | 0.99 | 0.97 | 0.97 | 0.97 | 0.97 | 635 | 635 | 635 | 635 | 635 | 0 | 0 | 0 | 0 | 0 | 0 | 0 | 0 | 0 | 0 | 0 | 0 | 0 | 0 | 0 | Yes | Yes | Yes | Yes | Yes | 467 | 463 | 461 | 463 | 463 | 635 | 635 | 635 | 635 | 635 | 0 | 0 | 0 | 0 | 0 | 0 | 0 | 0 | 0 | 0 | 0 | 0 | 0 | 0 | 0 | NA | NA | NA | NA | NA | 0 | 0 | 0 | 0 | 0 | NA | NA | NA | NA | NA | 0 | 0 | 0 | 0 | 0 | 0 | 0 | 0 | 0 | 0 | 0 | 0 | 0 | 0 | 0 | NA | NA | NA | NA | NA
0 | 0 |  | 0 |  | NA | 0.99 | 0.97 | 0.97 | 594 | 0.97 | 635 | 635 | 635 | 635 | 635 | 467 | 463 | 461 | 463 | 463 | 0 | 0 | 0 | 0 | 0 | 0 | 0 | 0 | 0 | 0 | 0 | 0 | 0 | 0 | 0 | Yes | Yes | Yes | Yes | Yes | 635 | 635 | 635 | 635 | 635 | 333 | 330 | 329 | 330 | 331 | 0 | 0 | 0 | 0 | 0 | 0 | 0 | 0 | 0 | 0 | 0 | 0 | 0 | 0 | 0 | NA | NA | NA | NA | NA | 0 | 0 | 0 | 0 | 0 | NA | NA | NA | NA | NA | 0 | 0 | 0 | 0 | 0 | 0 | 0 | 0 | 0 | 0 | 0 | 0 | 0 | 0 | 0 | NA | NA | NA | NA | NA
0 | 0 |  | 0 |  | NA | 635 | 635 | 635 | 481 | 635 | 467 | 463 | 461 | 463 | 463 | 635 | 635 | 635 | 635 | 635 | 0 | 0 | 0 | 0 | 0 | 0 | 0 | 0 | 0 | 0 | 0 | 0 | 0 | 0 | 0 | Yes | Yes | Yes | Yes | Yes | 333 | 330 | 329 | 330 | 331 | 0.99 | 0.97 | 0.97 | 0.97 | 0.97 | 0 | 0 | 0 | 0 | 0 | 0 | 0 | 0 | 0 | 0 | 0 | 0 | 0 | 0 | 0 | NA | NA | NA | NA | NA | 0 | 0 | 0 | 0 | 0 | NA | NA | NA | NA | NA | 0 | 0 | 0 | 0 | 0 | 0 | 0 | 0 | 0 | 0 | 0 | 0 | 0 | 0 | 0 | NA | NA | NA | NA | NA
0 | 0 |  | 0 |  | NA | 467 | 463 | 461 | 768 | 463 | 635 | 635 | 635 | 635 | 635 | 333 | 330 | 329 | 330 | 331 | 0 | 0 | 0 | 0 | 0 | 0 | 0 | 0 | 0 | 0 | 0 | 0 | 0 | 0 | 0 | Yes | Yes | Yes | Yes | Yes | 0.99 | 0.97 | 0.97 | 0.97 | 0.97 | 635 | 635 | 635 | 635 | 635 | 0 | 0 | 0 | 0 | 0 | 0 | 0 | 0 | 0 | 0 | 0 | 0 | 0 | 0 | 0 | NA | NA | NA | NA | NA | 0 | 0 | 0 | 0 | 0 | NA | NA | NA | NA | NA | 0 | 0 | 0 | 0 | 0 | 0 | 0 | 0 | 0 | 0 | 0 | 0 | 0 | 0 | 0 | NA | NA | NA | NA | NA
F742 | South Pine |  | Hays Inlet |  | NA | 635 | 635 | 635 | 250 | 635 | 333 | 330 | 329 | 330 | 331 | 0.99 | 0.97 | 0.97 | 0.97 | 0.97 | 0 | 0 | 0 | 0 | 0 | 0 | 0 | 0 | 0 | 0 | Urban | Urban | Urban | Urban | Urban | Yes | Yes | Yes | Yes | Yes | 635 | 635 | 635 | 635 | 635 | 466 | 462 | 461 | 462 | 463 | 0 | 0 | 0 | 0 | 0 | 0 | 0 | 0 | 0 | 0 | 21 | 21 | 21 | 21 | 21 | NA | NA | NA | NA | NA | 0 | 0 | 0 | 0 | 0 | NA | NA | NA | NA | NA | 0 | 0 | 0 | 0 | 0 | 0 | 0 | 0 | 0 | 0 | 0 | 0 | 0 | 0 | 0 | NA | NA | NA | NA | NA
0 | 0 |  | 0 |  | NA | 333 | 330 | 329 | 0.96 | 331 | 0.99 | 0.97 | 0.97 | 0.97 | 0.97 | 635 | 635 | 635 | 635 | 635 | 0 | 0 | 0 | 0 | 0 | 0 | 0 | 0 | 0 | 0 | 0 | 0 | 0 | 0 | 0 | Yes | Yes | Yes | Yes | Yes | 466 | 462 | 461 | 462 | 463 | 949 | 949 | 949 | 949 | 949 | 0 | 0 | 0 | 0 | 0 | 0 | 0 | 0 | 0 | 0 | 0 | 0 | 0 | 0 | 0 | NA | NA | NA | NA | NA | 0 | 0 | 0 | 0 | 0 | NA | NA | NA | NA | NA | 0 | 0 | 0 | 0 | 0 | 0 | 0 | 0 | 0 | 0 | 0 | 0 | 0 | 0 | 0 | NA | NA | NA | NA | NA
0 | 0 |  | 0 |  | NA | 0.99 | 0.97 | 0.97 | 768 | 0.97 | 635 | 635 | 635 | 635 | 635 | 466 | 462 | 461 | 462 | 463 | 0 | 0 | 0 | 0 | 0 | 0 | 0 | 0 | 0 | 0 | 0 | 0 | 0 | 0 | 0 | Yes | Yes | Yes | Yes | Yes | 949 | 949 | 949 | 949 | 949 | 351 | 351 | 347 | 345 | 343 | 0 | 0 | 0 | 0 | 0 | 0 | 0 | 0 | 0 | 0 | 0 | 0 | 0 | 0 | 0 | NA | NA | NA | NA | NA | 0 | 0 | 0 | 0 | 0 | NA | NA | NA | NA | NA | 0 | 0 | 0 | 0 | 0 | 0 | 0 | 0 | 0 | 0 | 0 | 0 | 0 | 0 | 0 | NA | NA | NA | NA | NA
0 | 0 |  | 0 |  | NA | 635 | 635 | 635 | 558 | 635 | 466 | 462 | 461 | 462 | 463 | 949 | 949 | 949 | 949 | 949 | 0 | 0 | 0 | 0 | 0 | 0 | 0 | 0 | 0 | 0 | 0 | 0 | 0 | 0 | 0 | Yes | Yes | Yes | Yes | Yes | 351 | 351 | 347 | 345 | 343 | 0.99 | 0.99 | 0.99 | 0.99 | 0.99 | 0 | 0 | 0 | 0 | 0 | 0 | 0 | 0 | 0 | 0 | 0 | 0 | 0 | 0 | 0 | NA | NA | NA | NA | NA | 0 | 0 | 0 | 0 | 0 | NA | NA | NA | NA | NA | 0 | 0 | 0 | 0 | 0 | 0 | 0 | 0 | 0 | 0 | 0 | 0 | 0 | 0 | 0 | NA | NA | NA | NA | NA
0 | 0 |  | 0 |  | NA | 466 | 462 | 461 | 768 | 463 | 949 | 949 | 949 | 949 | 949 | 351 | 351 | 347 | 345 | 343 | 0 | 0 | 0 | 0 | 0 | 0 | 0 | 0 | 0 | 0 | 0 | 0 | 0 | 0 | 0 | Yes | Yes | Yes | Yes | Yes | 0.99 | 0.99 | 0.99 | 0.99 | 0.99 | 949 | 949 | 949 | 949 | 949 | 0 | 0 | 0 | 0 | 0 | 0 | 0 | 0 | 0 | 0 | 0 | 0 | 0 | 0 | 0 | NA | NA | NA | NA | NA | 0 | 0 | 0 | 0 | 0 | NA | NA | NA | NA | NA | 0 | 0 | 0 | 0 | 0 | 0 | 0 | 0 | 0 | 0 | 0 | 0 | 0 | 0 | 0 | NA | NA | NA | NA | NA
F7299 | South Pine |  | Brendale |  | NA | 949 | 949 | 949 | 251 | 949 | 351 | 351 | 347 | 345 | 343 | 0.99 | 0.99 | 0.99 | 0.99 | 0.99 | 0 | 0 | 0 | 0 | 0 | 0 | 0 | 0 | 0 | 0 | Urban | Urban | Urban | Urban | Urban | Yes | Yes | Yes | Yes | Yes | 949 | 949 | 949 | 949 | 949 | 478 | 490 | 484 | 481 | 478 | 0 | 0 | 0 | 0 | 0 | 0 | 0 | 0 | 0 | 0 | 21 | 21 | 21 | 21 | 21 | NA | NA | NA | NA | NA | 0 | 0 | 0 | 0 | 0 | NA | NA | NA | NA | NA | 0 | 0 | 0 | 0 | 0 | 0 | 0 | 0 | 0 | 0 | 0 | 0 | 0 | 0 | 0 | NA | NA | NA | NA | NA
0 | 0 |  | 0 |  | NA | 351 | 351 | 347 | 0.96 | 343 | 0.99 | 0.99 | 0.99 | 0.99 | 0.99 | 949 | 949 | 949 | 949 | 949 | 0 | 0 | 0 | 0 | 0 | 0 | 0 | 0 | 0 | 0 | 0 | 0 | 0 | 0 | 0 | Yes | Yes | Yes | Yes | Yes | 478 | 490 | 484 | 481 | 478 | 594 | 594 | 594 | 594 | 594 | 0 | 0 | 0 | 0 | 0 | 0 | 0 | 0 | 0 | 0 | 0 | 0 | 0 | 0 | 0 | NA | NA | NA | NA | NA | 0 | 0 | 0 | 0 | 0 | NA | NA | NA | NA | NA | 0 | 0 | 0 | 0 | 0 | 0 | 0 | 0 | 0 | 0 | 0 | 0 | 0 | 0 | 0 | NA | NA | NA | NA | NA
0 | 0 |  | 0 |  | NA | 0.99 | 0.99 | 0.99 | 768 | 0.99 | 949 | 949 | 949 | 949 | 949 | 478 | 490 | 484 | 481 | 478 | 0 | 0 | 0 | 0 | 0 | 0 | 0 | 0 | 0 | 0 | 0 | 0 | 0 | 0 | 0 | Yes | Yes | Yes | Yes | Yes | 594 | 594 | 594 | 594 | 594 | 351 | 351 | 347 | 345 | 343 | 0 | 0 | 0 | 0 | 0 | 0 | 0 | 0 | 0 | 0 | 0 | 0 | 0 | 0 | 0 | NA | NA | NA | NA | NA | 0 | 0 | 0 | 0 | 0 | NA | NA | NA | NA | NA | 0 | 0 | 0 | 0 | 0 | 0 | 0 | 0 | 0 | 0 | 0 | 0 | 0 | 0 | 0 | NA | NA | NA | NA | NA
0 | 0 |  | 0 |  | NA | 949 | 949 | 949 | 558 | 949 | 478 | 490 | 484 | 481 | 478 | 594 | 594 | 594 | 594 | 594 | 0 | 0 | 0 | 0 | 0 | 0 | 0 | 0 | 0 | 0 | 0 | 0 | 0 | 0 | 0 | Yes | Yes | Yes | Yes | Yes | 351 | 351 | 347 | 345 | 343 | 0.99 | 0.99 | 0.99 | 0.99 | 0.99 | 0 | 0 | 0 | 0 | 0 | 0 | 0 | 0 | 0 | 0 | 0 | 0 | 0 | 0 | 0 | NA | NA | NA | NA | NA | 0 | 0 | 0 | 0 | 0 | NA | NA | NA | NA | NA | 0 | 0 | 0 | 0 | 0 | 0 | 0 | 0 | 0 | 0 | 0 | 0 | 0 | 0 | 0 | NA | NA | NA | NA | NA
0 | 0 |  | 0 |  | NA | 478 | 490 | 484 | 1600 | 478 | 594 | 594 | 594 | 594 | 594 | 351 | 351 | 347 | 345 | 343 | 0 | 0 | 0 | 0 | 0 | 0 | 0 | 0 | 0 | 0 | 0 | 0 | 0 | 0 | 0 | Yes | Yes | Yes | Yes | Yes | 0.99 | 0.99 | 0.99 | 0.99 | 0.99 | 594 | 594 | 594 | 594 | 594 | 0 | 0 | 0 | 0 | 0 | 0 | 0 | 0 | 0 | 0 | 0 | 0 | 0 | 0 | 0 | NA | NA | NA | NA | NA | 0 | 0 | 0 | 0 | 0 | NA | NA | NA | NA | NA | 0 | 0 | 0 | 0 | 0 | 0 | 0 | 0 | 0 | 0 | 0 | 0 | 0 | 0 | 0 | NA | NA | NA | NA | NA
F743 | South Pine |  | Brendale |  | NA | 594 | 594 | 594 | 230 | 594 | 351 | 351 | 347 | 345 | 343 | 0.99 | 0.99 | 0.99 | 0.99 | 0.99 | 0 | 0 | 0 | 0 | 0 | 0 | 0 | 0 | 0 | 0 | Urban | Urban | Urban | Urban | Urban | Yes | Yes | Yes | Yes | Yes | 594 | 594 | 594 | 594 | 594 | 478 | 490 | 484 | 481 | 478 | 0 | 0 | 0 | 0 | 0 | 0 | 0 | 0 | 0 | 0 | 21 | 21 | 21 | 21 | 21 | NA | NA | NA | NA | NA | 0 | 0 | 0 | 0 | 0 | NA | NA | NA | NA | NA | 0 | 0 | 0 | 0 | 0 | 0 | 0 | 0 | 0 | 0 | 0 | 0 | 0 | 0 | 0 | NA | NA | NA | NA | NA
0 | 0 |  | 0 |  | NA | 351 | 351 | 347 | 0.99 | 343 | 0.99 | 0.99 | 0.99 | 0.99 | 0.99 | 594 | 594 | 594 | 594 | 594 | 0 | 0 | 0 | 0 | 0 | 0 | 0 | 0 | 0 | 0 | 0 | 0 | 0 | 0 | 0 | Yes | Yes | Yes | Yes | Yes | 478 | 490 | 484 | 481 | 478 | 594 | 594 | 594 | 594 | 594 | 0 | 0 | 0 | 0 | 0 | 0 | 0 | 0 | 0 | 0 | 0 | 0 | 0 | 0 | 0 | NA | NA | NA | NA | NA | 0 | 0 | 0 | 0 | 0 | NA | NA | NA | NA | NA | 0 | 0 | 0 | 0 | 0 | 0 | 0 | 0 | 0 | 0 | 0 | 0 | 0 | 0 | 0 | NA | NA | NA | NA | NA
0 | 0 |  | 0 |  | NA | 0.99 | 0.99 | 0.99 | 1600 | 0.99 | 594 | 594 | 594 | 594 | 594 | 478 | 490 | 484 | 481 | 478 | 0 | 0 | 0 | 0 | 0 | 0 | 0 | 0 | 0 | 0 | 0 | 0 | 0 | 0 | 0 | Yes | Yes | Yes | Yes | Yes | 594 | 594 | 594 | 594 | 594 | 351 | 351 | 347 | 345 | 343 | 0 | 0 | 0 | 0 | 0 | 0 | 0 | 0 | 0 | 0 | 0 | 0 | 0 | 0 | 0 | NA | NA | NA | NA | NA | 0 | 0 | 0 | 0 | 0 | NA | NA | NA | NA | NA | 0 | 0 | 0 | 0 | 0 | 0 | 0 | 0 | 0 | 0 | 0 | 0 | 0 | 0 | 0 | NA | NA | NA | NA | NA
0 | 0 |  | 0 |  | NA | 594 | 594 | 594 | 439 | 594 | 478 | 490 | 484 | 481 | 478 | 594 | 594 | 594 | 594 | 594 | 0 | 0 | 0 | 0 | 0 | 0 | 0 | 0 | 0 | 0 | 0 | 0 | 0 | 0 | 0 | Yes | Yes | Yes | Yes | Yes | 351 | 351 | 347 | 345 | 343 | 0.99 | 0.99 | 0.99 | 0.99 | 0.99 | 0 | 0 | 0 | 0 | 0 | 0 | 0 | 0 | 0 | 0 | 0 | 0 | 0 | 0 | 0 | NA | NA | NA | NA | NA | 0 | 0 | 0 | 0 | 0 | NA | NA | NA | NA | NA | 0 | 0 | 0 | 0 | 0 | 0 | 0 | 0 | 0 | 0 | 0 | 0 | 0 | 0 | 0 | NA | NA | NA | NA | NA
0 | 0 |  | 0 |  | NA | 478 | 490 | 484 | 455 | 478 | 594 | 594 | 594 | 594 | 594 | 351 | 351 | 347 | 345 | 343 | 0 | 0 | 0 | 0 | 0 | 0 | 0 | 0 | 0 | 0 | 0 | 0 | 0 | 0 | 0 | Yes | Yes | Yes | Yes | Yes | 0.99 | 0.99 | 0.99 | 0.99 | 0.99 | 594 | 594 | 594 | 594 | 594 | 0 | 0 | 0 | 0 | 0 | 0 | 0 | 0 | 0 | 0 | 0 | 0 | 0 | 0 | 0 | NA | NA | NA | NA | NA | 0 | 0 | 0 | 0 | 0 | NA | NA | NA | NA | NA | 0 | 0 | 0 | 0 | 0 | 0 | 0 | 0 | 0 | 0 | 0 | 0 | 0 | 0 | 0 | NA | NA | NA | NA | NA
F744 | South Pine |  | Brendale |  | NA | 594 | 594 | 594 | 144 | 594 | 351 | 351 | 347 | 345 | 343 | 0.99 | 0.99 | 0.99 | 0.99 | 0.99 | 0 | 0 | 0 | 0 | 0 | 0 | 0 | 0 | 0 | 0 | Urban | Urban | Urban | Urban | Urban | Yes | Yes | Yes | Yes | Yes | 594 | 594 | 594 | 594 | 594 | 478 | 490 | 484 | 481 | 478 | 0 | 0 | 0 | 0 | 0 | 0 | 0 | 0 | 0 | 0 | 21 | 21 | 21 | 21 | 21 | NA | NA | NA | NA | NA | 0 | 0 | 0 | 0 | 0 | NA | NA | NA | NA | NA | 0 | 0 | 0 | 0 | 0 | 0 | 0 | 0 | 0 | 0 | 0 | 0 | 0 | 0 | 0 | NA | NA | NA | NA | NA
0 | 0 |  | 0 |  | NA | 351 | 351 | 347 | 1 | 343 | 0.99 | 0.99 | 0.99 | 0.99 | 0.99 | 594 | 594 | 594 | 594 | 594 | 0 | 0 | 0 | 0 | 0 | 0 | 0 | 0 | 0 | 0 | 0 | 0 | 0 | 0 | 0 | Yes | Yes | Yes | Yes | Yes | 478 | 490 | 484 | 481 | 478 | 768 | 768 | 768 | 768 | 768 | 0 | 0 | 0 | 0 | 0 | 0 | 0 | 0 | 0 | 0 | 0 | 0 | 0 | 0 | 0 | NA | NA | NA | NA | NA | 0 | 0 | 0 | 0 | 0 | NA | NA | NA | NA | NA | 0 | 0 | 0 | 0 | 0 | 0 | 0 | 0 | 0 | 0 | 0 | 0 | 0 | 0 | 0 | NA | NA | NA | NA | NA
0 | 0 |  | 0 |  | NA | 0.99 | 0.99 | 0.99 | 455 | 0.99 | 594 | 594 | 594 | 594 | 594 | 478 | 490 | 484 | 481 | 478 | 0 | 0 | 0 | 0 | 0 | 0 | 0 | 0 | 0 | 0 | 0 | 0 | 0 | 0 | 0 | Yes | Yes | Yes | Yes | Yes | 768 | 768 | 768 | 768 | 768 | 251 | 256 | 243 | 250 | 259 | 0 | 0 | 0 | 0 | 0 | 0 | 0 | 0 | 0 | 0 | 0 | 0 | 0 | 0 | 0 | NA | NA | NA | NA | NA | 0 | 0 | 0 | 0 | 0 | NA | NA | NA | NA | NA | 0 | 0 | 0 | 0 | 0 | 0 | 0 | 0 | 0 | 0 | 0 | 0 | 0 | 0 | 0 | NA | NA | NA | NA | NA
0 | 0 |  | 0 |  | NA | 594 | 594 | 594 | 283 | 594 | 478 | 490 | 484 | 481 | 478 | 768 | 768 | 768 | 768 | 768 | 0 | 0 | 0 | 0 | 0 | 0 | 0 | 0 | 0 | 0 | 0 | 0 | 0 | 0 | 0 | Yes | Yes | Yes | Yes | Yes | 251 | 256 | 243 | 250 | 259 | 0.96 | 0.97 | 0.96 | 0.96 | 0.97 | 0 | 0 | 0 | 0 | 0 | 0 | 0 | 0 | 0 | 0 | 0 | 0 | 0 | 0 | 0 | NA | NA | NA | NA | NA | 0 | 0 | 0 | 0 | 0 | NA | NA | NA | NA | NA | 0 | 0 | 0 | 0 | 0 | 0 | 0 | 0 | 0 | 0 | 0 | 0 | 0 | 0 | 0 | NA | NA | NA | NA | NA
0 | 0 |  | 0 |  | NA | 478 | 490 | 484 | 455 | 478 | 768 | 768 | 768 | 768 | 768 | 251 | 256 | 243 | 250 | 259 | 0 | 0 | 0 | 0 | 0 | 0 | 0 | 0 | 0 | 0 | 0 | 0 | 0 | 0 | 0 | Yes | Yes | Yes | Yes | Yes | 0.96 | 0.97 | 0.96 | 0.96 | 0.97 | 768 | 768 | 768 | 768 | 768 | 0 | 0 | 0 | 0 | 0 | 0 | 0 | 0 | 0 | 0 | 0 | 0 | 0 | 0 | 0 | NA | NA | NA | NA | NA | 0 | 0 | 0 | 0 | 0 | NA | NA | NA | NA | NA | 0 | 0 | 0 | 0 | 0 | 0 | 0 | 0 | 0 | 0 | 0 | 0 | 0 | 0 | 0 | NA | NA | NA | NA | NA
F745/1 | South Pine |  | Moodlu |  | NA | 768 | 768 | 768 | 144 | 768 | 251 | 256 | 243 | 250 | 259 | 0.96 | 0.97 | 0.96 | 0.96 | 0.97 | 0 | 0 | 0 | 0 | 0 | 0 | 0 | 0 | 0 | 0 | Urban | Urban | Urban | Urban | Urban | Yes | Yes | Yes | Yes | Yes | 768 | 768 | 768 | 768 | 768 | 550 | 556 | 555 | 558 | 567 | 0 | 0 | 0 | 0 | 0 | 0 | 0 | 0 | 0 | 0 | 21 | 21 | 21 | 21 | 21 | NA | NA | NA | NA | NA | 0 | 0 | 0 | 0 | 0 | NA | NA | NA | NA | NA | 0 | 0 | 0 | 0 | 0 | 0 | 0 | 0 | 0 | 0 | 0 | 0 | 0 | 0 | 0 | NA | NA | NA | NA | NA
0 | 0 |  | 0 |  | NA | 251 | 256 | 243 | 1 | 259 | 0.96 | 0.97 | 0.96 | 0.96 | 0.97 | 768 | 768 | 768 | 768 | 768 | 0 | 0 | 0 | 0 | 0 | 0 | 0 | 0 | 0 | 0 | 0 | 0 | 0 | 0 | 0 | Yes | Yes | Yes | Yes | Yes | 550 | 556 | 555 | 558 | 567 | 768 | 768 | 768 | 768 | 768 | 0 | 0 | 0 | 0 | 0 | 0 | 0 | 0 | 0 | 0 | 0 | 0 | 0 | 0 | 0 | NA | NA | NA | NA | NA | 0 | 0 | 0 | 0 | 0 | NA | NA | NA | NA | NA | 0 | 0 | 0 | 0 | 0 | 0 | 0 | 0 | 0 | 0 | 0 | 0 | 0 | 0 | 0 | NA | NA | NA | NA | NA
0 | 0 |  | 0 |  | NA | 0.96 | 0.97 | 0.96 | 455 | 0.97 | 768 | 768 | 768 | 768 | 768 | 550 | 556 | 555 | 558 | 567 | 0 | 0 | 0 | 0 | 0 | 0 | 0 | 0 | 0 | 0 | 0 | 0 | 0 | 0 | 0 | Yes | Yes | Yes | Yes | Yes | 768 | 768 | 768 | 768 | 768 | 252 | 256 | 243 | 251 | 259 | 0 | 0 | 0 | 0 | 0 | 0 | 0 | 0 | 0 | 0 | 0 | 0 | 0 | 0 | 0 | NA | NA | NA | NA | NA | 0 | 0 | 0 | 0 | 0 | NA | NA | NA | NA | NA | 0 | 0 | 0 | 0 | 0 | 0 | 0 | 0 | 0 | 0 | 0 | 0 | 0 | 0 | 0 | NA | NA | NA | NA | NA
0 | 0 |  | 0 |  | NA | 768 | 768 | 768 | 283 | 768 | 550 | 556 | 555 | 558 | 567 | 768 | 768 | 768 | 768 | 768 | 0 | 0 | 0 | 0 | 0 | 0 | 0 | 0 | 0 | 0 | 0 | 0 | 0 | 0 | 0 | Yes | Yes | Yes | Yes | Yes | 252 | 256 | 243 | 251 | 259 | 0.96 | 0.97 | 0.96 | 0.96 | 0.97 | 0 | 0 | 0 | 0 | 0 | 0 | 0 | 0 | 0 | 0 | 0 | 0 | 0 | 0 | 0 | NA | NA | NA | NA | NA | 0 | 0 | 0 | 0 | 0 | NA | NA | NA | NA | NA | 0 | 0 | 0 | 0 | 0 | 0 | 0 | 0 | 0 | 0 | 0 | 0 | 0 | 0 | 0 | NA | NA | NA | NA | NA
0 | 0 |  | 0 |  | NA | 550 | 556 | 555 | 734 | 567 | 768 | 768 | 768 | 768 | 768 | 252 | 256 | 243 | 251 | 259 | 0 | 0 | 0 | 0 | 0 | 0 | 0 | 0 | 0 | 0 | 0 | 0 | 0 | 0 | 0 | Yes | Yes | Yes | Yes | Yes | 0.96 | 0.97 | 0.96 | 0.96 | 0.97 | 768 | 768 | 768 | 768 | 768 | 0 | 0 | 0 | 0 | 0 | 0 | 0 | 0 | 0 | 0 | 0 | 0 | 0 | 0 | 0 | NA | NA | NA | NA | NA | 0 | 0 | 0 | 0 | 0 | NA | NA | NA | NA | NA | 0 | 0 | 0 | 0 | 0 | 0 | 0 | 0 | 0 | 0 | 0 | 0 | 0 | 0 | 0 | NA | NA | NA | NA | NA
F746/1 | South Pine |  | Moodlu |  | NA | 768 | 768 | 768 | 319 | 768 | 252 | 256 | 243 | 251 | 259 | 0.96 | 0.97 | 0.96 | 0.96 | 0.97 | 0 | 0 | 0 | 0 | 0 | 0 | 0 | 0 | 0 | 0 | Urban | Urban | Urban | Urban | Urban | Yes | Yes | Yes | Yes | Yes | 768 | 768 | 768 | 768 | 768 | 550 | 556 | 555 | 558 | 567 | 0 | 0 | 0 | 0 | 0 | 0 | 0 | 0 | 0 | 0 | 21 | 21 | 21 | 21 | 21 | NA | NA | NA | NA | NA | 0 | 0 | 0 | 0 | 0 | NA | NA | NA | NA | NA | 0 | 0 | 0 | 0 | 0 | 0 | 0 | 0 | 0 | 0 | 0 | 0 | 0 | 0 | 0 | NA | NA | NA | NA | NA
0 | 0 |  | 0 |  | NA | 252 | 256 | 243 | 0.9 | 259 | 0.96 | 0.97 | 0.96 | 0.96 | 0.97 | 768 | 768 | 768 | 768 | 768 | 0 | 0 | 0 | 0 | 0 | 0 | 0 | 0 | 0 | 0 | 0 | 0 | 0 | 0 | 0 | Yes | Yes | Yes | Yes | Yes | 550 | 556 | 555 | 558 | 567 | 1600 | 1600 | 1600 | 1600 | 1600 | 0 | 0 | 0 | 0 | 0 | 0 | 0 | 0 | 0 | 0 | 0 | 0 | 0 | 0 | 0 | NA | NA | NA | NA | NA | 0 | 0 | 0 | 0 | 0 | NA | NA | NA | NA | NA | 0 | 0 | 0 | 0 | 0 | 0 | 0 | 0 | 0 | 0 | 0 | 0 | 0 | 0 | 0 | NA | NA | NA | NA | NA
0 | 0 |  | 0 |  | NA | 0.96 | 0.97 | 0.96 | 734 | 0.97 | 768 | 768 | 768 | 768 | 768 | 550 | 556 | 555 | 558 | 567 | 0 | 0 | 0 | 0 | 0 | 0 | 0 | 0 | 0 | 0 | 0 | 0 | 0 | 0 | 0 | Yes | Yes | Yes | Yes | Yes | 1600 | 1600 | 1600 | 1600 | 1600 | 238 | 235 | 232 | 230 | 228 | 0 | 0 | 0 | 0 | 0 | 0 | 0 | 0 | 0 | 0 | 0 | 0 | 0 | 0 | 0 | NA | NA | NA | NA | NA | 0 | 0 | 0 | 0 | 0 | NA | NA | NA | NA | NA | 0 | 0 | 0 | 0 | 0 | 0 | 0 | 0 | 0 | 0 | 0 | 0 | 0 | 0 | 0 | NA | NA | NA | NA | NA
0 | 0 |  | 0 |  | NA | 768 | 768 | 768 | 538 | 768 | 550 | 556 | 555 | 558 | 567 | 1600 | 1600 | 1600 | 1600 | 1600 | 0 | 0 | 0 | 0 | 0 | 0 | 0 | 0 | 0 | 0 | 0 | 0 | 0 | 0 | 0 | Yes | Yes | Yes | Yes | Yes | 238 | 235 | 232 | 230 | 228 | 0.99 | 0.99 | 0.99 | 0.99 | 0.99 | 0 | 0 | 0 | 0 | 0 | 0 | 0 | 0 | 0 | 0 | 0 | 0 | 0 | 0 | 0 | NA | NA | NA | NA | NA | 0 | 0 | 0 | 0 | 0 | NA | NA | NA | NA | NA | 0 | 0 | 0 | 0 | 0 | 0 | 0 | 0 | 0 | 0 | 0 | 0 | 0 | 0 | 0 | NA | NA | NA | NA | NA
0 | 0 |  | 0 |  | NA | 550 | 556 | 555 | 734 | 567 | 1600 | 1600 | 1600 | 1600 | 1600 | 238 | 235 | 232 | 230 | 228 | 0 | 0 | 0 | 0 | 0 | 0 | 0 | 0 | 0 | 0 | 0 | 0 | 0 | 0 | 0 | Yes | Yes | Yes | Yes | Yes | 0.99 | 0.99 | 0.99 | 0.99 | 0.99 | 1600 | 1600 | 1600 | 1600 | 1600 | 0 | 0 | 0 | 0 | 0 | 0 | 0 | 0 | 0 | 0 | 0 | 0 | 0 | 0 | 0 | NA | NA | NA | NA | NA | 0 | 0 | 0 | 0 | 0 | NA | NA | NA | NA | NA | 0 | 0 | 0 | 0 | 0 | 0 | 0 | 0 | 0 | 0 | 0 | 0 | 0 | 0 | 0 | NA | NA | NA | NA | NA
F831 | Bald Hills |  | Sandgate |  | NA | 1600 | 1600 | 1600 | 344 | 1600 | 238 | 235 | 232 | 230 | 228 | 0.99 | 0.99 | 0.99 | 0.99 | 0.99 | 0 | 0 | 0 | 0 | 0 | 0 | 0 | 0 | 0 | 0 | Urban | Urban | Urban | Urban | Urban | Yes | Yes | Yes | Yes | Yes | 1600 | 1600 | 1600 | 1600 | 1600 | 459 | 448 | 442 | 439 | 434 | 0 | 0 | 0 | 0 | 0 | 0 | 0 | 0 | 0 | 0 | 21 | 21 | 21 | 21 | 21 | NA | NA | NA | NA | NA | 0 | 0 | 0 | 0 | 0 | NA | NA | NA | NA | NA | 0 | 0 | 0 | 0 | 0 | 0 | 0 | 0 | 0 | 0 | 0 | 0 | 0 | 0 | 0 | NA | NA | NA | NA | NA
0 | 0 |  | 0 |  | NA | 238 | 235 | 232 | 0.93 | 228 | 0.99 | 0.99 | 0.99 | 0.99 | 0.99 | 1600 | 1600 | 1600 | 1600 | 1600 | 0 | 0 | 0 | 0 | 0 | 0 | 0 | 0 | 0 | 0 | 0 | 0 | 0 | 0 | 0 | Yes | Yes | Yes | Yes | Yes | 459 | 448 | 442 | 439 | 434 | 455 | 455 | 455 | 455 | 455 | 0 | 0 | 0 | 0 | 0 | 0 | 0 | 0 | 0 | 0 | 0 | 0 | 0 | 0 | 0 | NA | NA | NA | NA | NA | 0 | 0 | 0 | 0 | 0 | NA | NA | NA | NA | NA | 0 | 0 | 0 | 0 | 0 | 0 | 0 | 0 | 0 | 0 | 0 | 0 | 0 | 0 | 0 | NA | NA | NA | NA | NA
0 | 0 |  | 0 |  | NA | 0.99 | 0.99 | 0.99 | 734 | 0.99 | 1600 | 1600 | 1600 | 1600 | 1600 | 459 | 448 | 442 | 439 | 434 | 0 | 0 | 0 | 0 | 0 | 0 | 0 | 0 | 0 | 0 | 0 | 0 | 0 | 0 | 0 | Yes | Yes | Yes | Yes | Yes | 455 | 455 | 455 | 455 | 455 | 139 | 140 | 142 | 144 | 145 | 0 | 0 | 0 | 0 | 0 | 0 | 0 | 0 | 0 | 0 | 0 | 0 | 0 | 0 | 0 | NA | NA | NA | NA | NA | 0 | 0 | 0 | 0 | 0 | NA | NA | NA | NA | NA | 0 | 0 | 0 | 0 | 0 | 0 | 0 | 0 | 0 | 0 | 0 | 0 | 0 | 0 | 0 | NA | NA | NA | NA | NA
0 | 0 |  | 0 |  | NA | 1600 | 1600 | 1600 | 561 | 1600 | 459 | 448 | 442 | 439 | 434 | 455 | 455 | 455 | 455 | 455 | 0 | 0 | 0 | 0 | 0 | 0 | 0 | 0 | 0 | 0 | 0 | 0 | 0 | 0 | 0 | Yes | Yes | Yes | Yes | Yes | 139 | 140 | 142 | 144 | 145 | 1 | 1 | 1 | 1 | 1 | 0 | 0 | 0 | 0 | 0 | 0 | 0 | 0 | 0 | 0 | 0 | 0 | 0 | 0 | 0 | NA | NA | NA | NA | NA | 0 | 0 | 0 | 0 | 0 | NA | NA | NA | NA | NA | 0 | 0 | 0 | 0 | 0 | 0 | 0 | 0 | 0 | 0 | 0 | 0 | 0 | 0 | 0 | NA | NA | NA | NA | NA
0 | 0 |  | 0 |  | NA | 459 | 448 | 442 | 734 | 434 | 455 | 455 | 455 | 455 | 455 | 139 | 140 | 142 | 144 | 145 | 0 | 0 | 0 | 0 | 0 | 0 | 0 | 0 | 0 | 0 | 0 | 0 | 0 | 0 | 0 | Yes | Yes | Yes | Yes | Yes | 1 | 1 | 1 | 1 | 1 | 455 | 455 | 455 | 455 | 455 | 0 | 0 | 0 | 0 | 0 | 0 | 0 | 0 | 0 | 0 | 0 | 0 | 0 | 0 | 0 | NA | NA | NA | NA | NA | 0 | 0 | 0 | 0 | 0 | NA | NA | NA | NA | NA | 0 | 0 | 0 | 0 | 0 | 0 | 0 | 0 | 0 | 0 | 0 | 0 | 0 | 0 | 0 | NA | NA | NA | NA | NA
F912 | Nudgee |  | Meeandah |  | NA | 455 | 455 | 455 | 359 | 455 | 139 | 140 | 142 | 144 | 145 | 1 | 1 | 1 | 1 | 1 | 0 | 0 | 0 | 0 | 0 | 0 | 0 | 0 | 0 | 0 | Urban | Urban | Urban | Urban | Urban | Yes | Yes | Yes | Yes | Yes | 455 | 455 | 455 | 455 | 455 | 272 | 275 | 280 | 283 | 285 | 0 | 0 | 0 | 0 | 0 | 0 | 0 | 0 | 0 | 0 | 21 | 21 | 21 | 21 | 21 | NA | NA | NA | NA | NA | 0 | 0 | 0 | 0 | 0 | NA | NA | NA | NA | NA | 0 | 0 | 0 | 0 | 0 | 0 | 0 | 0 | 0 | 0 | 0 | 0 | 0 | 0 | 0 | NA | NA | NA | NA | NA
0 | 0 |  | 0 |  | NA | 139 | 140 | 142 | 0.94 | 145 | 1 | 1 | 1 | 1 | 1 | 455 | 455 | 455 | 455 | 455 | 0 | 0 | 0 | 0 | 0 | 0 | 0 | 0 | 0 | 0 | 0 | 0 | 0 | 0 | 0 | Yes | Yes | Yes | Yes | Yes | 272 | 275 | 280 | 283 | 285 | 455 | 455 | 455 | 455 | 455 | 0 | 0 | 0 | 0 | 0 | 0 | 0 | 0 | 0 | 0 | 0 | 0 | 0 | 0 | 0 | NA | NA | NA | NA | NA | 0 | 0 | 0 | 0 | 0 | NA | NA | NA | NA | NA | 0 | 0 | 0 | 0 | 0 | 0 | 0 | 0 | 0 | 0 | 0 | 0 | 0 | 0 | 0 | NA | NA | NA | NA | NA
0 | 0 |  | 0 |  | NA | 1 | 1 | 1 | 734 | 1 | 455 | 455 | 455 | 455 | 455 | 272 | 275 | 280 | 283 | 285 | 0 | 0 | 0 | 0 | 0 | 0 | 0 | 0 | 0 | 0 | 0 | 0 | 0 | 0 | 0 | Yes | Yes | Yes | Yes | Yes | 455 | 455 | 455 | 455 | 455 | 139 | 140 | 142 | 144 | 145 | 0 | 0 | 0 | 0 | 0 | 0 | 0 | 0 | 0 | 0 | 0 | 0 | 0 | 0 | 0 | NA | NA | NA | NA | NA | 0 | 0 | 0 | 0 | 0 | NA | NA | NA | NA | NA | 0 | 0 | 0 | 0 | 0 | 0 | 0 | 0 | 0 | 0 | 0 | 0 | 0 | 0 | 0 | NA | NA | NA | NA | NA
0 | 0 |  | 0 |  | NA | 455 | 455 | 455 | 576 | 455 | 272 | 275 | 280 | 283 | 285 | 455 | 455 | 455 | 455 | 455 | 0 | 0 | 0 | 0 | 0 | 0 | 0 | 0 | 0 | 0 | 0 | 0 | 0 | 0 | 0 | Yes | Yes | Yes | Yes | Yes | 139 | 140 | 142 | 144 | 145 | 1 | 1 | 1 | 1 | 1 | 0 | 0 | 0 | 0 | 0 | 0 | 0 | 0 | 0 | 0 | 0 | 0 | 0 | 0 | 0 | NA | NA | NA | NA | NA | 0 | 0 | 0 | 0 | 0 | NA | NA | NA | NA | NA | 0 | 0 | 0 | 0 | 0 | 0 | 0 | 0 | 0 | 0 | 0 | 0 | 0 | 0 | 0 | NA | NA | NA | NA | NA
0 | 0 |  | 0 |  | NA | 272 | 275 | 280 | 763 | 285 | 455 | 455 | 455 | 455 | 455 | 139 | 140 | 142 | 144 | 145 | 0 | 0 | 0 | 0 | 0 | 0 | 0 | 0 | 0 | 0 | 0 | 0 | 0 | 0 | 0 | Yes | Yes | Yes | Yes | Yes | 1 | 1 | 1 | 1 | 1 | 455 | 455 | 455 | 455 | 455 | 0 | 0 | 0 | 0 | 0 | 0 | 0 | 0 | 0 | 0 | 0 | 0 | 0 | 0 | 0 | NA | NA | NA | NA | NA | 0 | 0 | 0 | 0 | 0 | NA | NA | NA | NA | NA | 0 | 0 | 0 | 0 | 0 | 0 | 0 | 0 | 0 | 0 | 0 | 0 | 0 | 0 | 0 | NA | NA | NA | NA | NA
F913 | Nudgee |  | Meeandah |  | NA | 455 | 455 | 455 | 538 | 455 | 139 | 140 | 142 | 144 | 145 | 1 | 1 | 1 | 1 | 1 | 0 | 0 | 0 | 0 | 0 | 0 | 0 | 0 | 0 | 0 | Urban | Urban | Urban | Urban | Urban | Yes | Yes | Yes | Yes | Yes | 455 | 455 | 455 | 455 | 455 | 272 | 275 | 280 | 283 | 285 | 0 | 0 | 0 | 0 | 0 | 0 | 0 | 0 | 0 | 0 | 21 | 21 | 21 | 21 | 21 | NA | NA | NA | NA | NA | 0 | 0 | 0 | 0 | 0 | NA | NA | NA | NA | NA | 0 | 0 | 0 | 0 | 0 | 0 | 0 | 0 | 0 | 0 | 0 | 0 | 0 | 0 | 0 | NA | NA | NA | NA | NA
0 | 0 |  | 0 |  | NA | 139 | 140 | 142 | 1 | 145 | 1 | 1 | 1 | 1 | 1 | 455 | 455 | 455 | 455 | 455 | 0 | 0 | 0 | 0 | 0 | 0 | 0 | 0 | 0 | 0 | 0 | 0 | 0 | 0 | 0 | Yes | Yes | Yes | Yes | Yes | 272 | 275 | 280 | 283 | 285 | 734 | 734 | 734 | 734 | 734 | 0 | 0 | 0 | 0 | 0 | 0 | 0 | 0 | 0 | 0 | 0 | 0 | 0 | 0 | 0 | NA | NA | NA | NA | NA | 0 | 0 | 0 | 0 | 0 | NA | NA | NA | NA | NA | 0 | 0 | 0 | 0 | 0 | 0 | 0 | 0 | 0 | 0 | 0 | 0 | 0 | 0 | 0 | NA | NA | NA | NA | NA
0 | 0 |  | 0 |  | NA | 1 | 1 | 1 | 763 | 1 | 455 | 455 | 455 | 455 | 455 | 272 | 275 | 280 | 283 | 285 | 0 | 0 | 0 | 0 | 0 | 0 | 0 | 0 | 0 | 0 | 0 | 0 | 0 | 0 | 0 | Yes | Yes | Yes | Yes | Yes | 734 | 734 | 734 | 734 | 734 | 320 | 314 | 330 | 319 | 307 | 0 | 0 | 0 | 0 | 0 | 0 | 0 | 0 | 0 | 0 | 0 | 0 | 0 | 0 | 0 | NA | NA | NA | NA | NA | 0 | 0 | 0 | 0 | 0 | NA | NA | NA | NA | NA | 0 | 0 | 0 | 0 | 0 | 0 | 0 | 0 | 0 | 0 | 0 | 0 | 0 | 0 | 0 | NA | NA | NA | NA | NA
0 | 0 |  | 0 |  | NA | 455 | 455 | 455 | 752 | 455 | 272 | 275 | 280 | 283 | 285 | 734 | 734 | 734 | 734 | 734 | 0 | 0 | 0 | 0 | 0 | 0 | 0 | 0 | 0 | 0 | 0 | 0 | 0 | 0 | 0 | Yes | Yes | Yes | Yes | Yes | 320 | 314 | 330 | 319 | 307 | 0.9 | 0.89 | 0.9 | 0.9 | 0.9 | 0 | 0 | 0 | 0 | 0 | 0 | 0 | 0 | 0 | 0 | 0 | 0 | 0 | 0 | 0 | NA | NA | NA | NA | NA | 0 | 0 | 0 | 0 | 0 | NA | NA | NA | NA | NA | 0 | 0 | 0 | 0 | 0 | 0 | 0 | 0 | 0 | 0 | 0 | 0 | 0 | 0 | 0 | NA | NA | NA | NA | NA
0 | 0 |  | 0 |  | NA | 272 | 275 | 280 | 734 | 285 | 734 | 734 | 734 | 734 | 734 | 320 | 314 | 330 | 319 | 307 | 0 | 0 | 0 | 0 | 0 | 0 | 0 | 0 | 0 | 0 | 0 | 0 | 0 | 0 | 0 | Yes | Yes | Yes | Yes | Yes | 0.9 | 0.89 | 0.9 | 0.9 | 0.9 | 734 | 734 | 734 | 734 | 734 | 0 | 0 | 0 | 0 | 0 | 0 | 0 | 0 | 0 | 0 | 0 | 0 | 0 | 0 | 0 | NA | NA | NA | NA | NA | 0 | 0 | 0 | 0 | 0 | NA | NA | NA | NA | NA | 0 | 0 | 0 | 0 | 0 | 0 | 0 | 0 | 0 | 0 | 0 | 0 | 0 | 0 | 0 | NA | NA | NA | NA | NA
F7186 | Cooran |  | Cooroy |  | NA | 734 | 734 | 734 | 438 | 734 | 320 | 314 | 330 | 319 | 307 | 0.9 | 0.89 | 0.9 | 0.9 | 0.9 | 0 | 0 | 0 | 0 | 0 | 0 | 0 | 0 | 0 | 0 | Rural | Rural | Rural | Rural | Rural | Yes | Yes | Yes | Yes | Yes | 734 | 734 | 734 | 734 | 734 | 581 | 570 | 561 | 538 | 521 | 0 | 0 | 0 | 0 | 0 | 0 | 0 | 0 | 0 | 0 | 44 | 44 | 44 | 44 | 44 | NA | NA | NA | NA | NA | 0 | 0 | 0 | 0 | 0 | NA | NA | NA | NA | NA | 0 | 0 | 0 | 0 | 0 | 0 | 0 | 0 | 0 | 0 | 0 | 0 | 0 | 0 | 0 | NA | NA | NA | NA | NA
0 | 0 |  | 0 |  | NA | 320 | 314 | 330 | 0.95 | 307 | 0.9 | 0.89 | 0.9 | 0.9 | 0.9 | 734 | 734 | 734 | 734 | 734 | 0 | 0 | 0 | 0 | 0 | 0 | 0 | 0 | 0 | 0 | 0 | 0 | 0 | 0 | 0 | Yes | Yes | Yes | Yes | Yes | 581 | 570 | 561 | 538 | 521 | 734 | 734 | 734 | 734 | 734 | 0 | 0 | 0 | 0 | 0 | 0 | 0 | 0 | 0 | 0 | 0 | 0 | 0 | 0 | 0 | NA | NA | NA | NA | NA | 0 | 0 | 0 | 0 | 0 | NA | NA | NA | NA | NA | 0 | 0 | 0 | 0 | 0 | 0 | 0 | 0 | 0 | 0 | 0 | 0 | 0 | 0 | 0 | NA | NA | NA | NA | NA
0 | 0 |  | 0 |  | NA | 0.9 | 0.89 | 0.9 | 734 | 0.9 | 734 | 734 | 734 | 734 | 734 | 581 | 570 | 561 | 538 | 521 | 0 | 0 | 0 | 0 | 0 | 0 | 0 | 0 | 0 | 0 | 0 | 0 | 0 | 0 | 0 | Yes | Yes | Yes | Yes | Yes | 734 | 734 | 734 | 734 | 734 | 346 | 339 | 355 | 344 | 332 | 0 | 0 | 0 | 0 | 0 | 0 | 0 | 0 | 0 | 0 | 0 | 0 | 0 | 0 | 0 | NA | NA | NA | NA | NA | 0 | 0 | 0 | 0 | 0 | NA | NA | NA | NA | NA | 0 | 0 | 0 | 0 | 0 | 0 | 0 | 0 | 0 | 0 | 0 | 0 | 0 | 0 | 0 | NA | NA | NA | NA | NA
0 | 0 |  | 0 |  | NA | 734 | 734 | 734 | 701 | 734 | 581 | 570 | 561 | 538 | 521 | 734 | 734 | 734 | 734 | 734 | 0 | 0 | 0 | 0 | 0 | 0 | 0 | 0 | 0 | 0 | 0 | 0 | 0 | 0 | 0 | Yes | Yes | Yes | Yes | Yes | 346 | 339 | 355 | 344 | 332 | 0.93 | 0.92 | 0.93 | 0.93 | 0.93 | 0 | 0 | 0 | 0 | 0 | 0 | 0 | 0 | 0 | 0 | 0 | 0 | 0 | 0 | 0 | NA | NA | NA | NA | NA | 0 | 0 | 0 | 0 | 0 | NA | NA | NA | NA | NA | 0 | 0 | 0 | 0 | 0 | 0 | 0 | 0 | 0 | 0 | 0 | 0 | 0 | 0 | 0 | NA | NA | NA | NA | NA
0 | 0 |  | 0 |  | NA | 581 | 570 | 561 | 763 | 521 | 734 | 734 | 734 | 734 | 734 | 346 | 339 | 355 | 344 | 332 | 0 | 0 | 0 | 0 | 0 | 0 | 0 | 0 | 0 | 0 | 0 | 0 | 0 | 0 | 0 | Yes | Yes | Yes | Yes | Yes | 0.93 | 0.92 | 0.93 | 0.93 | 0.93 | 734 | 734 | 734 | 734 | 734 | 0 | 0 | 0 | 0 | 0 | 0 | 0 | 0 | 0 | 0 | 0 | 0 | 0 | 0 | 0 | NA | NA | NA | NA | NA | 0 | 0 | 0 | 0 | 0 | NA | NA | NA | NA | NA | 0 | 0 | 0 | 0 | 0 | 0 | 0 | 0 | 0 | 0 | 0 | 0 | 0 | 0 | 0 | NA | NA | NA | NA | NA
F7343 | Traveston |  | Cooran |  | NA | 734 | 734 | 734 | 561 | 734 | 346 | 339 | 355 | 344 | 332 | 0.93 | 0.92 | 0.93 | 0.93 | 0.93 | 0 | 0 | 0 | 0 | 0 | 0 | 0 | 0 | 0 | 0 | Rural | Rural | Rural | Rural | Rural | Yes | Yes | Yes | Yes | Yes | 734 | 734 | 734 | 734 | 734 | 605 | 593 | 584 | 561 | 544 | 0 | 0 | 0 | 0 | 0 | 0 | 0 | 0 | 0 | 0 | 44 | 44 | 44 | 44 | 44 | NA | NA | NA | NA | NA | 0 | 0 | 0 | 0 | 0 | NA | NA | NA | NA | NA | 0 | 0 | 0 | 0 | 0 | 0 | 0 | 0 | 0 | 0 | 0 | 0 | 0 | 0 | 0 | NA | NA | NA | NA | NA
0 | 0 |  | 0 |  | NA | 346 | 339 | 355 | 0.99 | 332 | 0.93 | 0.92 | 0.93 | 0.93 | 0.93 | 734 | 734 | 734 | 734 | 734 | 0 | 0 | 0 | 0 | 0 | 0 | 0 | 0 | 0 | 0 | 0 | 0 | 0 | 0 | 0 | Yes | Yes | Yes | Yes | Yes | 605 | 593 | 584 | 561 | 544 | 734 | 734 | 734 | 734 | 734 | 0 | 0 | 0 | 0 | 0 | 0 | 0 | 0 | 0 | 0 | 0 | 0 | 0 | 0 | 0 | NA | NA | NA | NA | NA | 0 | 0 | 0 | 0 | 0 | NA | NA | NA | NA | NA | 0 | 0 | 0 | 0 | 0 | 0 | 0 | 0 | 0 | 0 | 0 | 0 | 0 | 0 | 0 | NA | NA | NA | NA | NA
0 | 0 |  | 0 |  | NA | 0.93 | 0.92 | 0.93 | 763 | 0.93 | 734 | 734 | 734 | 734 | 734 | 605 | 593 | 584 | 561 | 544 | 0 | 0 | 0 | 0 | 0 | 0 | 0 | 0 | 0 | 0 | 0 | 0 | 0 | 0 | 0 | Yes | Yes | Yes | Yes | Yes | 734 | 734 | 734 | 734 | 734 | 361 | 354 | 370 | 359 | 347 | 0 | 0 | 0 | 0 | 0 | 0 | 0 | 0 | 0 | 0 | 0 | 0 | 0 | 0 | 0 | NA | NA | NA | NA | NA | 0 | 0 | 0 | 0 | 0 | NA | NA | NA | NA | NA | 0 | 0 | 0 | 0 | 0 | 0 | 0 | 0 | 0 | 0 | 0 | 0 | 0 | 0 | 0 | NA | NA | NA | NA | NA
0 | 0 |  | 0 |  | NA | 734 | 734 | 734 | 809 | 734 | 605 | 593 | 584 | 561 | 544 | 734 | 734 | 734 | 734 | 734 | 0 | 0 | 0 | 0 | 0 | 0 | 0 | 0 | 0 | 0 | 0 | 0 | 0 | 0 | 0 | Yes | Yes | Yes | Yes | Yes | 361 | 354 | 370 | 359 | 347 | 0.94 | 0.94 | 0.95 | 0.94 | 0.94 | 0 | 0 | 0 | 0 | 0 | 0 | 0 | 0 | 0 | 0 | 0 | 0 | 0 | 0 | 0 | NA | NA | NA | NA | NA | 0 | 0 | 0 | 0 | 0 | NA | NA | NA | NA | NA | 0 | 0 | 0 | 0 | 0 | 0 | 0 | 0 | 0 | 0 | 0 | 0 | 0 | 0 | 0 | NA | NA | NA | NA | NA
0 | 0 |  | 0 |  | NA | 605 | 593 | 584 | 0 | 544 | 734 | 734 | 734 | 734 | 734 | 361 | 354 | 370 | 359 | 347 | 0 | 0 | 0 | 0 | 0 | 0 | 0 | 0 | 0 | 0 | 0 | 0 | 0 | 0 | 0 | Yes | Yes | Yes | Yes | Yes | 0.94 | 0.94 | 0.95 | 0.94 | 0.94 | 734 | 734 | 734 | 734 | 734 | 0 | 0 | 0 | 0 | 0 | 0 | 0 | 0 | 0 | 0 | 0 | 0 | 0 | 0 | 0 | NA | NA | NA | NA | NA | 0 | 0 | 0 | 0 | 0 | NA | NA | NA | NA | NA | 0 | 0 | 0 | 0 | 0 | 0 | 0 | 0 | 0 | 0 | 0 | 0 | 0 | 0 | 0 | NA | NA | NA | NA | NA
F747/1 | Gympie |  | Traveston |  | NA | 734 | 734 | 734 | 0 | 734 | 361 | 354 | 370 | 359 | 347 | 0.94 | 0.94 | 0.95 | 0.94 | 0.94 | 0 | 0 | 0 | 0 | 0 | 0 | 0 | 0 | 0 | 0 | Rural | Rural | Rural | Rural | Rural | Yes | Yes | Yes | Yes | Yes | 734 | 734 | 734 | 734 | 734 | 620 | 608 | 599 | 576 | 558 | 0 | 0 | 0 | 0 | 0 | 0 | 0 | 0 | 0 | 0 | 44 | 44 | 44 | 44 | 44 | NA | NA | NA | NA | NA | 0 | 0 | 0 | 0 | 0 | NA | NA | NA | NA | NA | 0 | 0 | 0 | 0 | 0 | 0 | 0 | 0 | 0 | 0 | 0 | 0 | 0 | 0 | 0 | NA | NA | NA | NA | NA
0 | 0 |  | 0 |  | NA | 361 | 354 | 370 | 0 | 347 | 0.94 | 0.94 | 0.95 | 0.94 | 0.94 | 734 | 734 | 734 | 734 | 734 | 0 | 0 | 0 | 0 | 0 | 0 | 0 | 0 | 0 | 0 | 0 | 0 | 0 | 0 | 0 | Yes | Yes | Yes | Yes | Yes | 620 | 608 | 599 | 576 | 558 | 763 | 763 | 763 | 763 | 763 | 0 | 0 | 0 | 0 | 0 | 0 | 0 | 0 | 0 | 0 | 0 | 0 | 0 | 0 | 0 | NA | NA | NA | NA | NA | 0 | 0 | 0 | 0 | 0 | NA | NA | NA | NA | NA | 0 | 0 | 0 | 0 | 0 | 0 | 0 | 0 | 0 | 0 | 0 | 0 | 0 | 0 | 0 | NA | NA | NA | NA | NA
0 | 0 |  | 0 |  | NA | 0.94 | 0.94 | 0.95 | 0 | 0.94 | 734 | 734 | 734 | 734 | 734 | 620 | 608 | 599 | 576 | 558 | 0 | 0 | 0 | 0 | 0 | 0 | 0 | 0 | 0 | 0 | 0 | 0 | 0 | 0 | 0 | Yes | Yes | Yes | Yes | Yes | 763 | 763 | 763 | 763 | 763 | 546 | 537 | 551 | 538 | 524 | 0 | 0 | 0 | 0 | 0 | 0 | 0 | 0 | 0 | 0 | 0 | 0 | 0 | 0 | 0 | NA | NA | NA | NA | NA | 0 | 0 | 0 | 0 | 0 | NA | NA | NA | NA | NA | 0 | 0 | 0 | 0 | 0 | 0 | 0 | 0 | 0 | 0 | 0 | 0 | 0 | 0 | 0 | NA | NA | NA | NA | NA
0 | 0 |  | 0 |  | NA | 734 | 734 | 734 | 0 | 734 | 620 | 608 | 599 | 576 | 558 | 763 | 763 | 763 | 763 | 763 | 0 | 0 | 0 | 0 | 0 | 0 | 0 | 0 | 0 | 0 | 0 | 0 | 0 | 0 | 0 | Yes | Yes | Yes | Yes | Yes | 546 | 537 | 551 | 538 | 524 | 1 | 1 | 1 | 1 | 1 | 0 | 0 | 0 | 0 | 0 | 0 | 0 | 0 | 0 | 0 | 0 | 0 | 0 | 0 | 0 | NA | NA | NA | NA | NA | 0 | 0 | 0 | 0 | 0 | NA | NA | NA | NA | NA | 0 | 0 | 0 | 0 | 0 | 0 | 0 | 0 | 0 | 0 | 0 | 0 | 0 | 0 | 0 | NA | NA | NA | NA | NA
0 | 0 |  | 0 |  | NA | 620 | 608 | 599 | 0 | 558 | 763 | 763 | 763 | 763 | 763 | 546 | 537 | 551 | 538 | 524 | 0 | 0 | 0 | 0 | 0 | 0 | 0 | 0 | 0 | 0 | 0 | 0 | 0 | 0 | 0 | Yes | Yes | Yes | Yes | Yes | 1 | 1 | 1 | 1 | 1 | 763 | 763 | 763 | 763 | 763 | 0 | 0 | 0 | 0 | 0 | 0 | 0 | 0 | 0 | 0 | 0 | 0 | 0 | 0 | 0 | NA | NA | NA | NA | NA | 0 | 0 | 0 | 0 | 0 | NA | NA | NA | NA | NA | 0 | 0 | 0 | 0 | 0 | 0 | 0 | 0 | 0 | 0 | 0 | 0 | 0 | 0 | 0 | NA | NA | NA | NA | NA
F747/2 | Woolooga |  | Gympie |  | NA | 763 | 763 | 763 | 0 | 763 | 546 | 537 | 551 | 538 | 524 | 1 | 1 | 1 | 1 | 1 | 0 | 0 | 0 | 0 | 0 | 0 | 0 | 0 | 0 | 0 | Rural | Rural | Rural | Rural | Rural | Yes | Yes | Yes | Yes | Yes | 763 | 763 | 763 | 763 | 763 | 803 | 788 | 776 | 752 | 731 | 0 | 0 | 0 | 0 | 0 | 0 | 0 | 0 | 0 | 0 | 611 | 611 | 611 | 611 | 611 | NA | NA | NA | NA | NA | 0 | 0 | 0 | 0 | 0 | NA | NA | NA | NA | NA | 0 | 0 | 0 | 0 | 0 | 0 | 0 | 0 | 0 | 0 | 0 | 0 | 0 | 0 | 0 | NA | NA | NA | NA | NA
0 | 0 |  | 0 |  | NA | 546 | 537 | 551 | 0 | 524 | 1 | 1 | 1 | 1 | 1 | 763 | 763 | 763 | 763 | 763 | 0 | 0 | 0 | 0 | 0 | 0 | 0 | 0 | 0 | 0 | 0 | 0 | 0 | 0 | 0 | Yes | Yes | Yes | Yes | Yes | 803 | 788 | 776 | 752 | 731 | 734 | 734 | 734 | 734 | 734 | 0 | 0 | 0 | 0 | 0 | 0 | 0 | 0 | 0 | 0 | 0 | 0 | 0 | 0 | 0 | NA | NA | NA | NA | NA | 0 | 0 | 0 | 0 | 0 | NA | NA | NA | NA | NA | 0 | 0 | 0 | 0 | 0 | 0 | 0 | 0 | 0 | 0 | 0 | 0 | 0 | 0 | 0 | NA | NA | NA | NA | NA
0 | 0 |  | 0 |  | NA | 1 | 1 | 1 | 0 | 1 | 763 | 763 | 763 | 763 | 763 | 803 | 788 | 776 | 752 | 731 | 0 | 0 | 0 | 0 | 0 | 0 | 0 | 0 | 0 | 0 | 0 | 0 | 0 | 0 | 0 | Yes | Yes | Yes | Yes | Yes | 734 | 734 | 734 | 734 | 734 | 441 | 433 | 452 | 438 | 424 | 0 | 0 | 0 | 0 | 0 | 0 | 0 | 0 | 0 | 0 | 0 | 0 | 0 | 0 | 0 | NA | NA | NA | NA | NA | 0 | 0 | 0 | 0 | 0 | NA | NA | NA | NA | NA | 0 | 0 | 0 | 0 | 0 | 0 | 0 | 0 | 0 | 0 | 0 | 0 | 0 | 0 | 0 | NA | NA | NA | NA | NA
0 | 0 |  | 0 |  | NA | 763 | 763 | 763 | 0 | 763 | 803 | 788 | 776 | 752 | 731 | 734 | 734 | 734 | 734 | 734 | 0 | 0 | 0 | 0 | 0 | 0 | 0 | 0 | 0 | 0 | 0 | 0 | 0 | 0 | 0 | Yes | Yes | Yes | Yes | Yes | 441 | 433 | 452 | 438 | 424 | 0.95 | 0.95 | 0.95 | 0.95 | 0.95 | 0 | 0 | 0 | 0 | 0 | 0 | 0 | 0 | 0 | 0 | 0 | 0 | 0 | 0 | 0 | NA | NA | NA | NA | NA | 0 | 0 | 0 | 0 | 0 | NA | NA | NA | NA | NA | 0 | 0 | 0 | 0 | 0 | 0 | 0 | 0 | 0 | 0 | 0 | 0 | 0 | 0 | 0 | NA | NA | NA | NA | NA
0 | 0 |  | 0 |  | NA | 803 | 788 | 776 | 0 | 731 | 734 | 734 | 734 | 734 | 734 | 441 | 433 | 452 | 438 | 424 | 0 | 0 | 0 | 0 | 0 | 0 | 0 | 0 | 0 | 0 | 0 | 0 | 0 | 0 | 0 | Yes | Yes | Yes | Yes | Yes | 0.95 | 0.95 | 0.95 | 0.95 | 0.95 | 734 | 734 | 734 | 734 | 734 | 0 | 0 | 0 | 0 | 0 | 0 | 0 | 0 | 0 | 0 | 0 | 0 | 0 | 0 | 0 | NA | NA | NA | NA | NA | 0 | 0 | 0 | 0 | 0 | NA | NA | NA | NA | NA | 0 | 0 | 0 | 0 | 0 | 0 | 0 | 0 | 0 | 0 | 0 | 0 | 0 | 0 | 0 | NA | NA | NA | NA | NA
F748/1 | Gympie |  | Cooroy |  | NA | 734 | 734 | 734 | 0 | 734 | 441 | 433 | 452 | 438 | 424 | 0.95 | 0.95 | 0.95 | 0.95 | 0.95 | 0 | 0 | 0 | 0 | 0 | 0 | 0 | 0 | 0 | 0 | Rural | Rural | Rural | Rural | Rural | Yes | Yes | Yes | Yes | Yes | 734 | 734 | 734 | 734 | 734 | 754 | 740 | 729 | 701 | 680 | 0 | 0 | 0 | 0 | 0 | 0 | 0 | 0 | 0 | 0 | 50 | 50 | 50 | 50 | 50 | NA | NA | NA | NA | NA | 0 | 0 | 0 | 0 | 0 | NA | NA | NA | NA | NA | 0 | 0 | 0 | 0 | 0 | 0 | 0 | 0 | 0 | 0 | 0 | 0 | 0 | 0 | 0 | NA | NA | NA | NA | NA
0 | 0 |  | 0 |  | NA | 441 | 433 | 452 | 0 | 424 | 0.95 | 0.95 | 0.95 | 0.95 | 0.95 | 734 | 734 | 734 | 734 | 734 | 0 | 0 | 0 | 0 | 0 | 0 | 0 | 0 | 0 | 0 | 0 | 0 | 0 | 0 | 0 | Yes | Yes | Yes | Yes | Yes | 754 | 740 | 729 | 701 | 680 | 763 | 763 | 763 | 763 | 763 | 0 | 0 | 0 | 0 | 0 | 0 | 0 | 0 | 0 | 0 | 0 | 0 | 0 | 0 | 0 | NA | NA | NA | NA | NA | 0 | 0 | 0 | 0 | 0 | NA | NA | NA | NA | NA | 0 | 0 | 0 | 0 | 0 | 0 | 0 | 0 | 0 | 0 | 0 | 0 | 0 | 0 | 0 | NA | NA | NA | NA | NA
0 | 0 |  | 0 |  | NA | 0.95 | 0.95 | 0.95 | 0 | 0.95 | 734 | 734 | 734 | 734 | 734 | 754 | 740 | 729 | 701 | 680 | 0 | 0 | 0 | 0 | 0 | 0 | 0 | 0 | 0 | 0 | 0 | 0 | 0 | 0 | 0 | Yes | Yes | Yes | Yes | Yes | 763 | 763 | 763 | 763 | 763 | 568 | 558 | 575 | 561 | 545 | 0 | 0 | 0 | 0 | 0 | 0 | 0 | 0 | 0 | 0 | 0 | 0 | 0 | 0 | 0 | NA | NA | NA | NA | NA | 0 | 0 | 0 | 0 | 0 | NA | NA | NA | NA | NA | 0 | 0 | 0 | 0 | 0 | 0 | 0 | 0 | 0 | 0 | 0 | 0 | 0 | 0 | 0 | NA | NA | NA | NA | NA
0 | 0 |  | 0 |  | NA | 734 | 734 | 734 | 0 | 734 | 754 | 740 | 729 | 701 | 680 | 763 | 763 | 763 | 763 | 763 | 0 | 0 | 0 | 0 | 0 | 0 | 0 | 0 | 0 | 0 | 0 | 0 | 0 | 0 | 0 | Yes | Yes | Yes | Yes | Yes | 568 | 558 | 575 | 561 | 545 | 0.99 | 0.99 | 0.99 | 0.99 | 0.99 | 0 | 0 | 0 | 0 | 0 | 0 | 0 | 0 | 0 | 0 | 0 | 0 | 0 | 0 | 0 | NA | NA | NA | NA | NA | 0 | 0 | 0 | 0 | 0 | NA | NA | NA | NA | NA | 0 | 0 | 0 | 0 | 0 | 0 | 0 | 0 | 0 | 0 | 0 | 0 | 0 | 0 | 0 | NA | NA | NA | NA | NA
0 | 0 |  | 0 |  | NA | 754 | 740 | 729 | 0 | 680 | 763 | 763 | 763 | 763 | 763 | 568 | 558 | 575 | 561 | 545 | 0 | 0 | 0 | 0 | 0 | 0 | 0 | 0 | 0 | 0 | 0 | 0 | 0 | 0 | 0 | Yes | Yes | Yes | Yes | Yes | 0.99 | 0.99 | 0.99 | 0.99 | 0.99 | 763 | 763 | 763 | 763 | 763 | 0 | 0 | 0 | 0 | 0 | 0 | 0 | 0 | 0 | 0 | 0 | 0 | 0 | 0 | 0 | NA | NA | NA | NA | NA | 0 | 0 | 0 | 0 | 0 | NA | NA | NA | NA | NA | 0 | 0 | 0 | 0 | 0 | 0 | 0 | 0 | 0 | 0 | 0 | 0 | 0 | 0 | 0 | NA | NA | NA | NA | NA
F748/2 | Woolooga |  | Gympie |  | NA | 763 | 763 | 763 | 0 | 763 | 568 | 558 | 575 | 561 | 545 | 0.99 | 0.99 | 0.99 | 0.99 | 0.99 | 0 | 0 | 0 | 0 | 0 | 0 | 0 | 0 | 0 | 0 | Rural | Rural | Rural | Rural | Rural | Yes | Yes | Yes | Yes | Yes | 763 | 763 | 763 | 763 | 763 | 866 | 850 | 837 | 809 | 787 | 0 | 0 | 0 | 0 | 0 | 0 | 0 | 0 | 0 | 0 | 592 | 592 | 592 | 592 | 592 | NA | NA | NA | NA | NA | 0 | 0 | 0 | 0 | 0 | NA | NA | NA | NA | NA | 0 | 0 | 0 | 0 | 0 | 0 | 0 | 0 | 0 | 0 | 0 | 0 | 0 | 0 | 0 | NA | NA | NA | NA | NA
0 | 0 |  | 0 |  | NA | 568 | 558 | 575 | 0 | 545 | 0.99 | 0.99 | 0.99 | 0.99 | 0.99 | 763 | 763 | 763 | 763 | 763 | 0 | 0 | 0 | 0 | 0 | 0 | 0 | 0 | 0 | 0 | 0 | 0 | 0 | 0 | 0 | Yes | Yes | Yes | Yes | Yes | 866 | 850 | 837 | 809 | 787 | 0 | 0 | 0 | 0 | 0 | 0 | 0 | 0 | 0 | 0 | 0 | 0 | 0 | 0 | 0 | 0 | 0 | 0 | 0 | 0 | NA | NA | NA | NA | NA | 0 | 0 | 0 | 0 | 0 | NA | NA | NA | NA | NA | 0 | 0 | 0 | 0 | 0 | 0 | 0 | 0 | 0 | 0 | 0 | 0 | 0 | 0 | 0 | NA | NA | NA | NA | NA
0 | 0 |  | 0 |  | NA | 0.99 | 0.99 | 0.99 | 0 | 0.99 | 763 | 763 | 763 | 763 | 763 | 866 | 850 | 837 | 809 | 787 | 0 | 0 | 0 | 0 | 0 | 0 | 0 | 0 | 0 | 0 | 0 | 0 | 0 | 0 | 0 | Yes | Yes | Yes | Yes | Yes | 0 | 0 | 0 | 0 | 0 | 0 | 0 | 0 | 0 | 0 | 0 | 0 | 0 | 0 | 0 | 0 | 0 | 0 | 0 | 0 | 0 | 0 | 0 | 0 | 0 | NA | NA | NA | NA | NA | 0 | 0 | 0 | 0 | 0 | NA | NA | NA | NA | NA | 0 | 0 | 0 | 0 | 0 | 0 | 0 | 0 | 0 | 0 | 0 | 0 | 0 | 0 | 0 | NA | NA | NA | NA | NA
0 | 0 |  | 0 |  | NA | 763 | 763 | 763 | 0 | 763 | 866 | 850 | 837 | 809 | 787 | 0 | 0 | 0 | 0 | 0 | 0 | 0 | 0 | 0 | 0 | 0 | 0 | 0 | 0 | 0 | 0 | 0 | 0 | 0 | 0 | Yes | Yes | Yes | Yes | Yes | 0 | 0 | 0 | 0 | 0 | 0 | 0 | 0 | 0 | 0 | 0 | 0 | 0 | 0 | 0 | 0 | 0 | 0 | 0 | 0 | 0 | 0 | 0 | 0 | 0 | NA | NA | NA | NA | NA | 0 | 0 | 0 | 0 | 0 | NA | NA | NA | NA | NA | 0 | 0 | 0 | 0 | 0 | 0 | 0 | 0 | 0 | 0 | 0 | 0 | 0 | 0 | 0 | NA | NA | NA | NA | NA
0 | 0 |  | 0 |  | NA | 866 | 850 | 837 | 0 | 787 | 0 | 0 | 0 | 0 | 0 | 0 | 0 | 0 | 0 | 0 | 0 | 0 | 0 | 0 | 0 | 0 | 0 | 0 | 0 | 0 | 0 | 0 | 0 | 0 | 0 | Yes | Yes | Yes | Yes | Yes | 0 | 0 | 0 | 0 | 0 | 0 | 0 | 0 | 0 | 0 | 0 | 0 | 0 | 0 | 0 | 0 | 0 | 0 | 0 | 0 | 0 | 0 | 0 | 0 | 0 | NA | NA | NA | NA | NA | 0 | 0 | 0 | 0 | 0 | NA | NA | NA | NA | NA | 0 | 0 | 0 | 0 | 0 | 0 | 0 | 0 | 0 | 0 | 0 | 0 | 0 | 0 | 0 | NA | NA | NA | NA | NA

## Notes
Transmission Feeders Forecasts (Energex Distribution Annual Planning Report 2022-23 to 2026-27)
This workbook provides 5 year forecast capacity and loading information for sub-transmission feeders in the Energex network.
This workbook forms part of the Energex Distribution Annual Planning Report 2022-23 to 2026-27 (DAPR) and should be read in conjunction with the report document.
Energex Distribution Annual Planning Report is prepared and made available solely for information purposes. While care was taken in the preparation of the information in this report, and it is provided in good faith, Energex accepts no responsibility or liability (including without limitation, liability to any person by reason of negligence or negligent mis-statement) for any loss or damage that may be incurred by any person acting in reliance on this information or assumptions drawn from it, except to the extent that liability under any applicable Queensland or Commonwealth of Australia statute cannot be excluded.
It contains assumptions regarding, among other things, economic growth and load forecasts which may or may not prove to be correct. The forecasts included in the document involve subjective judgements and analysis which are subject to significant uncertainties and contingencies, many of which are out of the control of Energex. Furthermore, forecasted data is subject to ongoing variation due to COVID 19 impacts. Energex makes no representation or warranty as to the accuracy, reliability, completeness or suitability for any particular purpose of the information in this document. All information should be independently investigated, reviewed, analysed and verified, and must not be relied upon in connection with any investment proposal or decision.
The following sections list the 110kV and 132kV feeders, their forecast loads, power factor, customer category and available load transfers. The feeder loads are calculated from load flow results using forecast substation demands. For the transmission and sub-transmission feeders, load flow studies are conducted for system normal and single contingency situations.
The forecast and capacity cut-off date for the winter season is 1 June of each year, and for the summer season is 1 December of each year. For example, 2022 winter forecast includes all committed projects with a proposed commissioning date up to 1 June 2022, and the 2021/22 summer forecast includes all committed projects with a proposed commissioning date up to 1 December 2021.
Assessment of 110kV & 132kV feeders is performed under four possible risk periods: winter day, winter night, summer day and summer night. For the summer table, the worst case (highest) load between summer day and summer night has been represented in the table.
Peak, reconciled, compensated load forecasts have been used in the 110kV & 132kV feeder analyses, with 50 PoE forecast load used for single contingency studies, and 10 PoE forecast load used for system normal studies.
Feeder capacities are shown for ECC and NCC. These ratings have also been adjusted for known committed projects. All load transfers associated with contingent condition include acceptable feeder voltage profiles.
Although the conductor rating is generally the limiting factor for feeder capacity, there are other significant items of plant, such as the feeder circuit breaker, that can also restrict capacity. Furthermore, other factors such as voltage constraints and load sharing between parallel underground feeders can sometimes de‑rate the capacity of the feeders due to thermal characteristic constraints. Each of these factors has been taken into account in the production of the forecast tables.
Interconnected feeders that supply multiple customers are examined in the following tables. Feeders exclusively supplying a customer owned substation or dedicated to a customer are not included in these tables.
A definition of terms is shown in the table below.
Definition of Terms Feeder Capacity and Forecast Tables
Term | Definition
NCC Rating (A) | Normal Cyclic Capacity - the total capacity with all network components and equipment intact. This is the maximum permissible peak daily loading for a given load cycle that a feeder can supply each day of its life. For overhead feeders, the NCC is the conductor rating with an assumed 1m/s wind, orthogonal to the line. For underground cables, the NCC assumes that there are sufficient temperature and current operating margins from the thermal inertia of the cable and its surroundings.
10 PoE Load (A) | Peak load forecast with 10% probability of being exceeded (one in every 10 years will be exceeded). Based on normal expected growth rates and weather corrected starting loads.
Power Factor (System Normal) | Lowest power factor along the feeder at 10 PoE Peak Load. Where the Power Factor is 0 the feeder is a normally open feeder that does not have load under System Normal conditions.
ECC Rating (A) | Emergency Cyclic Capacity – the long term firm delivery capacity under single contingency conditions. Some underground cables are installed in close proximity to other circuits and are normally de‑rated to allow for the heat generated by the adjacent cables. ECC is the higher capacity available when any adjacent circuits have been unloaded. For overhead conductors which do not benefit from this phenomenon, the ECC is synonymous with the NCC.
50 PoE Load (A) | Peak load forecast with 50% probability of being exceeded (one in every two years will be exceeded). Based on normal expected growth rates & weather corrected starting loads. This is the worst case (highest) load forecast beween summer day and summer night.
Security Standard | For security standard application, the general type of customer a sub-transmission, or transmission feeder is supplying.
Transfers | This is the total amount of load transfers that are available following the worst case network contingency. This includes automatic transfers that are controlled automatically through SCADA and are generally implemented within a minute, load transfers that can be implemented through screen switching by a network controller, manual transfers that are deployed via manually controlled switchgear locally by field staff, and mobile generation which can be deployed by field staff by moving generation to specific sites. It should be noted under the Safety Net in the Distribution Authority, it is generally assumed that 4MVA (21A @ 110kV) of generation is available for Urban feeders to meet this criteria and 10MVA (52A) is available for Rural feeders. These values have been used as a default in the forecast tables where these are sufficient to reduce the 50PoE load below the ECC rating. Where the load is still above the ECC rating, specific load transfers have been calculated for the feeder to determine whether the Safety Net criteria is met.
Hours PA > 95% Peak Load | The forecast number of hours per annum where the load exceeded 95% of the peak 50 PoE demand. This information is not readily available for every feeder without significant analysis being undertaken. As such, this has only been provided where a feeder does not meet the Safety Net criteria or is otherwise in the Limitations and Proposed Solutions table.

## 110kV & 132kV Feeders - Summer
Connection Point | Feeder | From Substation | To Substation | Attributes | 2022/23 | 2023/24 | 2024/25 | 2025/26 | 2026/27 | Customer Category | Transfers (Amps) | Hours PA > 95% Peak Load | Voltage (kV)
Abermain | F7259/1 | Abermain | Wulkuraka Tee | NCC Rating (A) | 407 | 407 | 407 | 407 | 407 | Rural | 134 | NA | 110
|  |  |  | 10 POE Load (A) | 343 | 340 | 337 | 346 | 344 |  |  |  | 110
|  |  |  | Power Factor | 0.99 | 0.99 | 0.99 | 0.99 | 0.99 |  |  |  | 110
|  |  |  | ECC Rating (A) | 407 | 407 | 407 | 407 | 407 |  |  |  | 110
|  |  |  | 50 POE Load (A) | 517 | 520 | 518 | 526 | 522 |  |  |  | 110
Abermain | F7259/2 | Wulkuraka Tee | Lockrose | NCC Rating (A) | 407 | 407 | 407 | 407 | 407 | Rural | 134 | NA | 110
|  |  |  | 10 POE Load (A) | 307 | 304 | 302 | 312 | 310 |  |  |  | 110
|  |  |  | Power Factor | 0.99 | 1 | 1 | 0.99 | 0.99 |  |  |  | 110
|  |  |  | ECC Rating (A) | 407 | 407 | 407 | 407 | 407 |  |  |  | 110
|  |  |  | 50 POE Load (A) | 483 | 487 | 485 | 494 | 490 |  |  |  | 110
Abermain | F7289 | Lockrose | Gatton | NCC Rating (A) | 441 | 441 | 441 | 441 | 441 | Rural | 52 | NA | 110
|  |  |  | 10 POE Load (A) | 0 | 0 | 0 | 0 | 0 |  |  |  | 110
|  |  |  | Power Factor | 0 | 0 | 0 | 0 | 0 |  |  |  | 110
|  |  |  | ECC Rating (A) | 441 | 441 | 441 | 441 | 441 |  |  |  | 110
|  |  |  | 50 POE Load (A) | 314 | 311 | 311 | 319 | 318 |  |  |  | 110
Belmont | F750 | Belmont | Beenleigh | NCC Rating (A) | 524 | 524 | 524 | 524 | 524 | Urban | 21 | NA | 110
|  |  |  | 10 POE Load (A) | 231 | 227 | 239 | 239 | 240 |  |  |  | 110
|  |  |  | Power Factor | 0.97 | 0.96 | 0.97 | 0.98 | 0.97 |  |  |  | 110
|  |  |  | ECC Rating (A) | 524 | 524 | 524 | 524 | 524 |  |  |  | 110
|  |  |  | 50 POE Load (A) | 362 | 362 | 358 | 360 | 362 |  |  |  | 110
Belmont | F766 | Belmont | Cleveland | NCC Rating (A) | 1394 | 1394 | 1394 | 1394 | 1394 | Urban | 21 | NA | 110
|  |  |  | 10 POE Load (A) | 464 | 461 | 455 | 451 | 449 |  |  |  | 110
|  |  |  | Power Factor | 0.97 | 0.97 | 0.97 | 0.97 | 0.97 |  |  |  | 110
|  |  |  | ECC Rating (A) | 1394 | 1394 | 1394 | 1394 | 1394 |  |  |  | 110
|  |  |  | 50 POE Load (A) | 881 | 871 | 861 | 858 | 850 |  |  |  | 110
Belmont | F767 | Belmont | Cleveland | NCC Rating (A) | 1394 | 1394 | 1394 | 1394 | 1394 | Urban | 21 | NA | 110
|  |  |  | 10 POE Load (A) | 464 | 461 | 455 | 451 | 449 |  |  |  | 110
|  |  |  | Power Factor | 0.97 | 0.97 | 0.97 | 0.97 | 0.97 |  |  |  | 110
|  |  |  | ECC Rating (A) | 1394 | 1394 | 1394 | 1394 | 1394 |  |  |  | 110
|  |  |  | 50 POE Load (A) | 881 | 871 | 861 | 858 | 850 |  |  |  | 110
Blackstone | F713 | Blackstone | Raceview | NCC Rating (A) | 756 | 756 | 756 | 756 | 756 | Urban | 21 | NA | 110
|  |  |  | 10 POE Load (A) | 269 | 276 | 279 | 284 | 287 |  |  |  | 110
|  |  |  | Power Factor | 1 | 0.99 | 0.99 | 0.99 | 0.99 |  |  |  | 110
|  |  |  | ECC Rating (A) | 756 | 756 | 756 | 756 | 756 |  |  |  | 110
|  |  |  | 50 POE Load (A) | 518 | 522 | 526 | 538 | 544 |  |  |  | 110
Blackstone | F714 | Blackstone | Raceview | NCC Rating (A) | 756 | 756 | 756 | 756 | 756 | Urban | 21 | NA | 110
|  |  |  | 10 POE Load (A) | 278 | 276 | 279 | 284 | 287 |  |  |  | 110
|  |  |  | Power Factor | 0.99 | 0.99 | 0.99 | 0.99 | 0.99 |  |  |  | 110
|  |  |  | ECC Rating (A) | 756 | 756 | 756 | 756 | 756 |  |  |  | 110
|  |  |  | 50 POE Load (A) | 518 | 522 | 526 | 538 | 544 |  |  |  | 110
CBD East | F7231 | Wellington Road | Charlotte St | NCC Rating (A) | 1184 | 1184 | 1184 | 1184 | 1184 | CBD | NA | NA | 110
|  |  |  | 10 POE Load (A) | 467 | 508 | 529 | 536 | 551 |  |  |  | 110
|  |  |  | Power Factor | 0.99 | 0.99 | 0.99 | 0.99 | 0.99 |  |  |  | 110
|  |  |  | ECC Rating (A) | 1184 | 1184 | 1184 | 1184 | 1184 |  |  |  | 110
|  |  |  | 50 POE Load (A) | 874 | 948 | 985 | 998 | 1023 |  |  |  | 110
CBD East | F7232 | Wellington Road | Charlotte St | NCC Rating (A) | 1184 | 1184 | 1184 | 1184 | 1184 | CBD | NA | NA | 110
|  |  |  | 10 POE Load (A) | 467 | 508 | 529 | 536 | 551 |  |  |  | 110
|  |  |  | Power Factor | 0.99 | 0.99 | 0.99 | 0.99 | 0.99 |  |  |  | 110
|  |  |  | ECC Rating (A) | 1184 | 1184 | 1184 | 1184 | 1184 |  |  |  | 110
|  |  |  | 50 POE Load (A) | 874 | 948 | 985 | 998 | 1023 |  |  |  | 110
CBD East | F7287/3 | Tingalpa Tee | Wellington Road | NCC Rating (A) | 1130 | 1130 | 1130 | 1130 | 1130 | CBD | 776 | NA | 110
|  |  |  | 10 POE Load (A) | 827 | 867 | 885 | 890 | 904 |  |  |  | 110
|  |  |  | Power Factor | 0.99 | 0.99 | 0.99 | 0.99 | 0.99 |  |  |  | 110
|  |  |  | ECC Rating (A) | 1255 | 1255 | 1255 | 1255 | 1255 |  |  |  | 110
|  |  |  | 50 POE Load (A) | 1302 | 1364 | 1405 | 1415 | 1434 |  |  |  | 110
CBD East | F7288/3 | Tingalpa Tee | Wellington Road | NCC Rating (A) | 1130 | 1130 | 1130 | 1130 | 1130 | CBD | 780 | NA | 110
|  |  |  | 10 POE Load (A) | 832 | 872 | 888 | 894 | 907 |  |  |  | 110
|  |  |  | Power Factor | 0.99 | 0.99 | 0.99 | 0.99 | 0.99 |  |  |  | 110
|  |  |  | ECC Rating (A) | 1255 | 1255 | 1255 | 1255 | 1255 |  |  |  | 110
|  |  |  | 50 POE Load (A) | 1306 | 1367 | 1409 | 1419 | 1438 |  |  |  | 110
CBD East | F7230 | Wellington Road | Coorparoo | NCC Rating (A) | 1155 | 1155 | 1155 | 1155 | 1155 | Urban | 21 | NA | 110
|  |  |  | 10 POE Load (A) | 211 | 210 | 207 | 205 | 204 |  |  |  | 110
|  |  |  | Power Factor | 0.97 | 0.97 | 0.97 | 0.97 | 0.97 |  |  |  | 110
|  |  |  | ECC Rating (A) | 1155 | 1155 | 1155 | 1155 | 1155 |  |  |  | 110
|  |  |  | 50 POE Load (A) | 397 | 393 | 387 | 385 | 381 |  |  |  | 110
CBD East | F7362 | Wellington Road | Coorparoo | NCC Rating (A) | 1155 | 1155 | 1155 | 1155 | 1155 | Urban | 21 | NA | 110
|  |  |  | 10 POE Load (A) | 211 | 210 | 207 | 205 | 204 |  |  |  | 110
|  |  |  | Power Factor | 0.97 | 0.97 | 0.97 | 0.97 | 0.97 |  |  |  | 110
|  |  |  | ECC Rating (A) | 1155 | 1155 | 1155 | 1155 | 1155 |  |  |  | 110
|  |  |  | 50 POE Load (A) | 397 | 393 | 387 | 385 | 381 |  |  |  | 110
CBD East | F752 | Murarrie | Newstead | NCC Rating (A) | 1352 | 1352 | 1352 | 1352 | 1352 | CBD | NA | NA | 110
|  |  |  | 10 POE Load (A) | 421 | 441 | 449 | 451 | 457 |  |  |  | 110
|  |  |  | Power Factor | 0.99 | 0.99 | 0.99 | 0.99 | 0.99 |  |  |  | 110
|  |  |  | ECC Rating (A) | 1352 | 1352 | 1352 | 1352 | 1352 |  |  |  | 110
|  |  |  | 50 POE Load (A) | 552 | 582 | 597 | 597 | 595 |  |  |  | 110
CBD East | F753 | Murarrie | Newstead | NCC Rating (A) | 1352 | 1352 | 1352 | 1352 | 1352 | CBD | NA | NA | 110
|  |  |  | 10 POE Load (A) | 421 | 441 | 449 | 451 | 457 |  |  |  | 110
|  |  |  | Power Factor | 0.99 | 0.99 | 0.99 | 0.99 | 0.99 |  |  |  | 110
|  |  |  | ECC Rating (A) | 1352 | 1352 | 1352 | 1352 | 1352 |  |  |  | 110
|  |  |  | 50 POE Load (A) | 552 | 582 | 597 | 597 | 595 |  |  |  | 110
CBD East | F809 | Newstead | Victoria Park | NCC Rating (A) | 655 | 655 | 655 | 655 | 655 | CBD | NA | NA | 110
|  |  |  | 10 POE Load (A) | 136 | 146 | 153 | 153 | 155 |  |  |  | 110
|  |  |  | Power Factor | 1 | 1 | 1 | 1 | 1 |  |  |  | 110
|  |  |  | ECC Rating (A) | 655 | 655 | 655 | 655 | 655 |  |  |  | 110
|  |  |  | 50 POE Load (A) | 267 | 293 | 310 | 308 | 307 |  |  |  | 110
CBD East | F810 | Newstead | Victoria Park | NCC Rating (A) | 655 | 655 | 655 | 655 | 655 | CBD | NA | NA | 110
|  |  |  | 10 POE Load (A) | 136 | 146 | 153 | 153 | 155 |  |  |  | 110
|  |  |  | Power Factor | 1 | 1 | 1 | 1 | 1 |  |  |  | 110
|  |  |  | ECC Rating (A) | 655 | 655 | 655 | 655 | 655 |  |  |  | 110
|  |  |  | 50 POE Load (A) | 267 | 293 | 310 | 308 | 307 |  |  |  | 110
CBD East | F829 | Charlotte St | Ann St | NCC Rating (A) | 909 | 909 | 909 | 909 | 909 | CBD | NA | NA | 110
|  |  |  | 10 POE Load (A) | 253 | 265 | 274 | 282 | 297 |  |  |  | 110
|  |  |  | Power Factor | 1 | 1 | 1 | 1 | 1 |  |  |  | 110
|  |  |  | ECC Rating (A) | 909 | 909 | 909 | 909 | 909 |  |  |  | 110
|  |  |  | 50 POE Load (A) | 498 | 520 | 532 | 548 | 576 |  |  |  | 110
CBD East | F833 | Charlotte St | Ann St | NCC Rating (A) | 909 | 909 | 909 | 909 | 909 | CBD | NA | NA | 110
|  |  |  | 10 POE Load (A) | 253 | 265 | 274 | 282 | 297 |  |  |  | 110
|  |  |  | Power Factor | 1 | 1 | 1 | 1 | 1 |  |  |  | 110
|  |  |  | ECC Rating (A) | 909 | 909 | 909 | 909 | 909 |  |  |  | 110
|  |  |  | 50 POE Load (A) | 498 | 520 | 532 | 548 | 576 |  |  |  | 110
CBD East | F834 | McLachlan St | Ann St | NCC Rating (A) | 908 | 908 | 908 | 908 | 908 | CBD | NA | NA | 110
|  |  |  | 10 POE Load (A) | 304 | 329 | 349 | 342 | 330 |  |  |  | 110
|  |  |  | Power Factor | 0.99 | 0.99 | 1 | 1 | 1 |  |  |  | 110
|  |  |  | ECC Rating (A) | 908 | 908 | 908 | 908 | 908 |  |  |  | 110
|  |  |  | 50 POE Load (A) | 579 | 616 | 637 | 634 | 623 |  |  |  | 110
CBD East | F835 | McLachlan St | Victoria Park | NCC Rating (A) | 908 | 908 | 908 | 908 | 908 | CBD | NA | NA | 110
|  |  |  | 10 POE Load (A) | 286 | 320 | 341 | 338 | 333 |  |  |  | 110
|  |  |  | Power Factor | 0.98 | 0.98 | 0.99 | 0.98 | 0.99 |  |  |  | 110
|  |  |  | ECC Rating (A) | 908 | 908 | 908 | 908 | 908 |  |  |  | 110
|  |  |  | 50 POE Load (A) | 366 | 405 | 429 | 427 | 422 |  |  |  | 110
CBD East | F914 | Newstead | McLachlan St | NCC Rating (A) | 1232 | 1232 | 1232 | 1232 | 1232 | CBD | NA | NA | 110
|  |  |  | 10 POE Load (A) | 132 | 136 | 139 | 141 | 146 |  |  |  | 110
|  |  |  | Power Factor | 0.98 | 0.98 | 0.96 | 0.97 | 0.96 |  |  |  | 110
|  |  |  | ECC Rating (A) | 1232 | 1232 | 1232 | 1232 | 1232 |  |  |  | 110
|  |  |  | 50 POE Load (A) | 238 | 251 | 258 | 258 | 257 |  |  |  | 110
CBD East | F915 | Newstead | McLachlan St | NCC Rating (A) | 1232 | 1232 | 1232 | 1232 | 1232 | CBD | NA | NA | 110
|  |  |  | 10 POE Load (A) | 132 | 136 | 139 | 141 | 146 |  |  |  | 110
|  |  |  | Power Factor | 0.98 | 0.98 | 0.96 | 0.97 | 0.96 |  |  |  | 110
|  |  |  | ECC Rating (A) | 1232 | 1232 | 1232 | 1232 | 1232 |  |  |  | 110
|  |  |  | 50 POE Load (A) | 238 | 251 | 258 | 258 | 257 |  |  |  | 110
CBD South | F830 | West End | Charlotte St | NCC Rating (A) | 651 | 651 | 651 | 651 | 651 | CBD | NA | NA | 110
|  |  |  | 10 POE Load (A) | 212 | 221 | 215 | 220 | 220 |  |  |  | 110
|  |  |  | Power Factor | 0.31 | 0.31 | 0.25 | 0.27 | 0.34 |  |  |  | 110
|  |  |  | ECC Rating (A) | 651 | 651 | 651 | 651 | 651 |  |  |  | 110
|  |  |  | 50 POE Load (A) | 439 | 417 | 412 | 421 | 428 |  |  |  | 110
CBD South | F905 | Rocklea | West End | NCC Rating (A) | 653 | 653 | 653 | 653 | 653 | CBD | 350 | NA | 110
|  |  |  | 10 POE Load (A) | 474 | 479 | 466 | 473 | 488 |  |  |  | 110
|  |  |  | Power Factor | 0.96 | 0.96 | 0.95 | 0.95 | 0.96 |  |  |  | 110
|  |  |  | ECC Rating (A) | 653 | 653 | 653 | 653 | 653 |  |  |  | 110
|  |  |  | 50 POE Load (A) | 711 | 704 | 696 | 705 | 719 |  |  |  | 110
CBD West | F7266 | Milton | Customer | NCC Rating (A) | 908 | 908 | 908 | 908 | 908 | CBD | NA | NA | 110
|  |  |  | 10 POE Load (A) | 179 | 175 | 175 | 179 | 185 |  |  |  | 110
|  |  |  | Power Factor | 0.76 | 0.76 | 0.77 | 0.77 | 0.77 |  |  |  | 110
|  |  |  | ECC Rating (A) | 908 | 908 | 908 | 908 | 908 |  |  |  | 110
|  |  |  | 50 POE Load (A) | 409 | 370 | 367 | 367 | 385 |  |  |  | 110
CBD West | F7267 | Milton | Makerston St | NCC Rating (A) | 908 | 908 | 908 | 908 | 908 | CBD | NA | NA | 110
|  |  |  | 10 POE Load (A) | 223 | 222 | 225 | 232 | 246 |  |  |  | 110
|  |  |  | Power Factor | 0.79 | 0.8 | 0.82 | 0.81 | 0.81 |  |  |  | 110
|  |  |  | ECC Rating (A) | 908 | 908 | 908 | 908 | 908 |  |  |  | 110
|  |  |  | 50 POE Load (A) | 421 | 411 | 408 | 414 | 437 |  |  |  | 110
CBD West | F7321 | Customer | Makerston St | NCC Rating (A) | 908 | 908 | 908 | 908 | 908 | CBD | NA | NA | 110
|  |  |  | 10 POE Load (A) | 130 | 130 | 134 | 138 | 145 |  |  |  | 110
|  |  |  | Power Factor | 0.63 | 0.65 | 0.68 | 0.67 | 0.68 |  |  |  | 110
|  |  |  | ECC Rating (A) | 908 | 908 | 908 | 908 | 908 |  |  |  | 110
|  |  |  | 50 POE Load (A) | 361 | 325 | 327 | 327 | 346 |  |  |  | 110
CBD West | F7365 | Kelvin Grove | Milton | NCC Rating (A) | 905 | 905 | 905 | 905 | 905 | CBD | NA | NA | 110
|  |  |  | 10 POE Load (A) | 228 | 233 | 233 | 236 | 245 |  |  |  | 110
|  |  |  | Power Factor | 0.85 | 0.86 | 0.87 | 0.86 | 0.86 |  |  |  | 110
|  |  |  | ECC Rating (A) | 905 | 905 | 905 | 905 | 905 |  |  |  | 110
|  |  |  | 50 POE Load (A) | 563 | 544 | 539 | 538 | 553 |  |  |  | 110
CBD West | F781 | Ashgrove West | Kelvin Grove | NCC Rating (A) | 857 | 857 | 857 | 857 | 857 | CBD | NA | NA | 110
|  |  |  | 10 POE Load (A) | 313 | 318 | 318 | 321 | 328 |  |  |  | 110
|  |  |  | Power Factor | 0.93 | 0.93 | 0.94 | 0.93 | 0.93 |  |  |  | 110
|  |  |  | ECC Rating (A) | 857 | 857 | 857 | 857 | 857 |  |  |  | 110
|  |  |  | 50 POE Load (A) | 641 | 623 | 617 | 616 | 631 |  |  |  | 110
CBD West | F782 | Ashgrove West | Milton | NCC Rating (A) | 857 | 857 | 857 | 857 | 857 | CBD | NA | NA | 110
|  |  |  | 10 POE Load (A) | 368 | 373 | 373 | 377 | 387 |  |  |  | 110
|  |  |  | Power Factor | 0.91 | 0.92 | 0.92 | 0.92 | 0.92 |  |  |  | 110
|  |  |  | ECC Rating (A) | 857 | 857 | 857 | 857 | 857 |  |  |  | 110
|  |  |  | 50 POE Load (A) | 653 | 634 | 629 | 628 | 643 |  |  |  | 110
CBD West | F807 | Makerston St | Charlotte St | NCC Rating (A) | 588 | 588 | 588 | 588 | 588 | CBD | NA | NA | 110
|  |  |  | 10 POE Load (A) | 93 | 97 | 94 | 97 | 96 |  |  |  | 110
|  |  |  | Power Factor | 0.31 | 0.3 | 0.22 | 0.24 | 0.3 |  |  |  | 110
|  |  |  | ECC Rating (A) | 588 | 588 | 588 | 588 | 588 |  |  |  | 110
|  |  |  | 50 POE Load (A) | 293 | 249 | 250 | 250 | 258 |  |  |  | 110
CBD West | F808 | Makerston St | Charlotte St | NCC Rating (A) | 588 | 588 | 588 | 588 | 588 | CBD | NA | NA | 110
|  |  |  | 10 POE Load (A) | 112 | 118 | 115 | 118 | 119 |  |  |  | 110
|  |  |  | Power Factor | 0.38 | 0.39 | 0.34 | 0.37 | 0.46 |  |  |  | 110
|  |  |  | ECC Rating (A) | 588 | 588 | 588 | 588 | 588 |  |  |  | 110
|  |  |  | 50 POE Load (A) | 285 | 234 | 232 | 234 | 241 |  |  |  | 110
Loganlea | F704 | Beenleigh | Yatala | NCC Rating (A) | 908 | 908 | 908 | 908 | 908 | Urban | 318 | NA | 110
|  |  |  | 10 POE Load (A) | 474 | 449 | 501 | 505 | 497 |  |  |  | 110
|  |  |  | Power Factor | 0.77 | 0.78 | 0.83 | 0.82 | 0.83 |  |  |  | 110
|  |  |  | ECC Rating (A) | 908 | 908 | 908 | 908 | 908 |  |  |  | 110
|  |  |  | 50 POE Load (A) | 1033 | 1036 | 1039 | 1048 | 1058 |  |  |  | 110
Loganlea | F7351 | Jimboomba | Beaudesert | NCC Rating (A) | 578 | 578 | 578 | 578 | 578 | Rural | 52 | NA | 110
|  |  |  | 10 POE Load (A) | 215 | 225 | 230 | 232 | 235 |  |  |  | 110
|  |  |  | Power Factor | 0.94 | 0.94 | 0.94 | 0.94 | 0.94 |  |  |  | 110
|  |  |  | ECC Rating (A) | 578 | 578 | 578 | 578 | 578 |  |  |  | 110
|  |  |  | 50 POE Load (A) | 212 | 222 | 228 | 231 | 234 |  |  |  | 110
Loganlea | F7354 | Loganlea | Jimboomba | NCC Rating (A) | 780 | 780 | 780 | 780 | 780 | Rural | 349 | NA | 110
|  |  |  | 10 POE Load (A) | 449 | 458 | 466 | 481 | 498 |  |  |  | 110
|  |  |  | Power Factor | 0.91 | 0.91 | 0.91 | 0.91 | 0.91 |  |  |  | 110
|  |  |  | ECC Rating (A) | 780 | 780 | 780 | 780 | 780 |  |  |  | 110
|  |  |  | 50 POE Load (A) | 702 | 717 | 727 | 756 | 781 |  |  |  | 110
Loganlea | F7377 | Yatala | Coomera | NCC Rating (A) | 908 | 908 | 908 | 908 | 908 | Urban | 21 | NA | 110
|  |  |  | 10 POE Load (A) | 115 | 96 | 126 | 133 | 126 |  |  |  | 110
|  |  |  | Power Factor | 0.23 | 0.14 | 0.66 | 0.64 | 0.66 |  |  |  | 110
|  |  |  | ECC Rating (A) | 908 | 908 | 908 | 908 | 908 |  |  |  | 110
|  |  |  | 50 POE Load (A) | 699 | 706 | 710 | 722 | 733 |  |  |  | 110
Loganlea | F787 | Loganlea | Beenleigh | NCC Rating (A) | 1047 | 1047 | 1047 | 1047 | 1047 | Rural | 52 | NA | 110
|  |  |  | 10 POE Load (A) | 498 | 492 | 512 | 509 | 507 |  |  |  | 110
|  |  |  | Power Factor | 0.89 | 0.9 | 0.91 | 0.91 | 0.91 |  |  |  | 110
|  |  |  | ECC Rating (A) | 1047 | 1047 | 1047 | 1047 | 1047 |  |  |  | 110
|  |  |  | 50 POE Load (A) | 740 | 734 | 760 | 757 | 752 |  |  |  | 110
Loganlea | F788/1 | Beenleigh | Russell Island Tee | NCC Rating (A) | 184 | 184 | 184 | 184 | 184 | Rural | 52 | NA | 110
|  |  |  | 10 POE Load (A) | 50 | 50 | 50 | 51 | 51 |  |  |  | 110
|  |  |  | Power Factor | 1 | 1 | 1 | 1 | 1 |  |  |  | 110
|  |  |  | ECC Rating (A) | 184 | 184 | 184 | 184 | 184 |  |  |  | 110
|  |  |  | 50 POE Load (A) | 55 | 55 | 55 | 56 | 56 |  |  |  | 110
Loganlea | F788/2 | Russell Island Tee | Stradbroke Island | NCC Rating (A) | 184 | 184 | 184 | 184 | 184 | Rural | 52 | NA | 110
|  |  |  | 10 POE Load (A) | 21 | 21 | 21 | 21 | 21 |  |  |  | 110
|  |  |  | Power Factor | 1 | 1 | 1 | 1 | 1 |  |  |  | 110
|  |  |  | ECC Rating (A) | 184 | 184 | 184 | 184 | 184 |  |  |  | 110
|  |  |  | 50 POE Load (A) | 29 | 29 | 28 | 28 | 28 |  |  |  | 110
Loganlea | F788/3 | Russell Island Tee | Russell Island | NCC Rating (A) | 681 | 681 | 681 | 681 | 681 | Rural | 52 | NA | 110
|  |  |  | 10 POE Load (A) | 29 | 30 | 30 | 31 | 31 |  |  |  | 110
|  |  |  | Power Factor | 0.99 | 0.99 | 0.99 | 0.99 | 0.99 |  |  |  | 110
|  |  |  | ECC Rating (A) | 681 | 681 | 681 | 681 | 681 |  |  |  | 110
|  |  |  | 50 POE Load (A) | 28 | 28 | 29 | 29 | 30 |  |  |  | 110
Loganlea | F793 | Loganlea | North Springwood | NCC Rating (A) | 640 | 640 | 640 | 640 | 640 | Urban | 21 | NA | 110
|  |  |  | 10 POE Load (A) | 73 | 72 | 72 | 71 | 71 |  |  |  | 110
|  |  |  | Power Factor | 0.99 | 0.99 | 0.99 | 0.99 | 0.99 |  |  |  | 110
|  |  |  | ECC Rating (A) | 640 | 640 | 640 | 640 | 640 |  |  |  | 110
|  |  |  | 50 POE Load (A) | 237 | 235 | 231 | 230 | 227 |  |  |  | 110
Loganlea | F799 | Loganlea | North Springwood | NCC Rating (A) | 640 | 640 | 640 | 640 | 640 | Urban | 21 | NA | 110
|  |  |  | 10 POE Load (A) | 193 | 191 | 189 | 187 | 186 |  |  |  | 110
|  |  |  | Power Factor | 0.99 | 0.99 | 0.99 | 0.99 | 0.99 |  |  |  | 110
|  |  |  | ECC Rating (A) | 640 | 640 | 640 | 640 | 640 |  |  |  | 110
|  |  |  | 50 POE Load (A) | 226 | 223 | 220 | 219 | 217 |  |  |  | 110
Loganlea | F820 | Loganlea | Jimboomba | NCC Rating (A) | 743 | 743 | 743 | 743 | 743 | Rural | 200 | NA | 110
|  |  |  | 10 POE Load (A) | 307 | 314 | 319 | 329 | 341 |  |  |  | 110
|  |  |  | Power Factor | 0.94 | 0.94 | 0.94 | 0.93 | 0.93 |  |  |  | 110
|  |  |  | ECC Rating (A) | 743 | 743 | 743 | 743 | 743 |  |  |  | 110
|  |  |  | 50 POE Load (A) | 732 | 750 | 760 | 791 | 821 |  |  |  | 110
Loganlea | F837 | Loganlea | Beenleigh | NCC Rating (A) | 1047 | 1047 | 1047 | 1047 | 1047 | Rural | 52 | NA | 110
|  |  |  | 10 POE Load (A) | 498 | 492 | 512 | 509 | 507 |  |  |  | 110
|  |  |  | Power Factor | 0.89 | 0.9 | 0.91 | 0.91 | 0.91 |  |  |  | 110
|  |  |  | ECC Rating (A) | 1047 | 1047 | 1047 | 1047 | 1047 |  |  |  | 110
|  |  |  | 50 POE Load (A) | 740 | 734 | 760 | 757 | 752 |  |  |  | 110
Loganlea | F836 | Loganlea | Browns Plains | NCC Rating (A) | 627 | 627 | 627 | 627 | 627 | Urban | 21 | NA | 110
|  |  |  | 10 POE Load (A) | 248 | 257 | 256 | 254 | 254 |  |  |  | 110
|  |  |  | Power Factor | 0.93 | 0.92 | 0.92 | 0.92 | 0.92 |  |  |  | 110
|  |  |  | ECC Rating (A) | 627 | 627 | 627 | 627 | 627 |  |  |  | 110
|  |  |  | 50 POE Load (A) | 561 | 583 | 579 | 577 | 574 |  |  |  | 110
Loganlea | F843 | Loganlea | Browns Plains | NCC Rating (A) | 684 | 684 | 684 | 684 | 684 | Urban | 21 | NA | 110
|  |  |  | 10 POE Load (A) | 316 | 326 | 325 | 323 | 323 |  |  |  | 110
|  |  |  | Power Factor | 0.92 | 0.92 | 0.92 | 0.92 | 0.92 |  |  |  | 110
|  |  |  | ECC Rating (A) | 684 | 684 | 684 | 684 | 684 |  |  |  | 110
|  |  |  | 50 POE Load (A) | 549 | 569 | 565 | 563 | 561 |  |  |  | 110
Loganlea | F904/1 | Beenleigh | Rocky Point Tee | NCC Rating (A) | 625 | 625 | 625 | 625 | 625 | Rural | 52 | NA | 110
|  |  |  | 10 POE Load (A) | 11 | 11 | 11 | 11 | 11 |  |  |  | 110
|  |  |  | Power Factor | 0.77 | 0.77 | 0.76 | 0.76 | 0.76 |  |  |  | 110
|  |  |  | ECC Rating (A) | 625 | 625 | 625 | 625 | 625 |  |  |  | 110
|  |  |  | 50 POE Load (A) | 49 | 49 | 48 | 48 | 48 |  |  |  | 110
Loganlea | F904/2 | Rocky Point Tee | Rocky Point | NCC Rating (A) | 640 | 640 | 640 | 640 | 640 | Rural | 52 | NA | 110
|  |  |  | 10 POE Load (A) | 0 | 0 | 0 | 0 | 0 |  |  |  | 110
|  |  |  | Power Factor | 0 | 0 | 0 | 0 | 0 |  |  |  | 110
|  |  |  | ECC Rating (A) | 640 | 640 | 640 | 640 | 640 |  |  |  | 110
|  |  |  | 50 POE Load (A) | 0 | 0 | 0 | 0 | 0 |  |  |  | 110
Loganlea | F904/3 | Rocky Point Tee | Ibis | NCC Rating (A) | 309 | 309 | 309 | 309 | 309 | Rural | 52 | NA | 110
|  |  |  | 10 POE Load (A) | 9 | 9 | 9 | 9 | 9 |  |  |  | 110
|  |  |  | Power Factor | 1 | 1 | 1 | 1 | 1 |  |  |  | 110
|  |  |  | ECC Rating (A) | 309 | 309 | 309 | 309 | 309 |  |  |  | 110
|  |  |  | 50 POE Load (A) | 50 | 50 | 50 | 50 | 49 |  |  |  | 110
Middle Ridge | F726 | Postmans Ridge | Gatton | NCC Rating (A) | 441 | 441 | 441 | 441 | 441 | Rural | 108 | NA | 110
|  |  |  | 10 POE Load (A) | 184 | 190 | 188 | 187 | 186 |  |  |  | 110
|  |  |  | Power Factor | 0.97 | 0.97 | 0.97 | 0.97 | 0.97 |  |  |  | 110
|  |  |  | ECC Rating (A) | 441 | 441 | 441 | 441 | 441 |  |  |  | 110
|  |  |  | 50 POE Load (A) | 492 | 496 | 492 | 500 | 498 |  |  |  | 110
Middle Ridge | F727 | Middle Ridge | Postmans Ridge | NCC Rating (A) | 441 | 441 | 441 | 441 | 441 | Rural | 52 | NA | 110
|  |  |  | 10 POE Load (A) | 169 | 171 | 171 | 170 | 169 |  |  |  | 110
|  |  |  | Power Factor | 1 | 1 | 1 | 1 | 1 |  |  |  | 110
|  |  |  | ECC Rating (A) | 441 | 441 | 441 | 441 | 441 |  |  |  | 110
|  |  |  | 50 POE Load (A) | 340 | 346 | 344 | 342 | 341 |  |  |  | 110
Middle Ridge | F7348 | Middle Ridge | Postmans Ridge | NCC Rating (A) | 1000 | 1000 | 1000 | 1000 | 1000 | Rural | 52 | NA | 110
|  |  |  | 10 POE Load (A) | 196 | 198 | 197 | 197 | 196 |  |  |  | 110
|  |  |  | Power Factor | 0.93 | 0.93 | 0.93 | 0.93 | 0.93 |  |  |  | 110
|  |  |  | ECC Rating (A) | 1000 | 1000 | 1000 | 1000 | 1000 |  |  |  | 110
|  |  |  | 50 POE Load (A) | 356 | 358 | 356 | 360 | 359 |  |  |  | 110
Molendinar | F7193 | Molendinar | Cades County | NCC Rating (A) | 895 | 895 | 895 | 895 | 895 | Urban | 21 | NA | 110
|  |  |  | 10 POE Load (A) | 503 | 511 | 480 | 480 | 486 |  |  |  | 110
|  |  |  | Power Factor | 0.96 | 0.96 | 0.95 | 0.95 | 0.95 |  |  |  | 110
|  |  |  | ECC Rating (A) | 895 | 895 | 895 | 895 | 895 |  |  |  | 110
|  |  |  | 50 POE Load (A) | 835 | 842 | 792 | 799 | 805 |  |  |  | 110
Molendinar | F7229 | Molendinar | Robina | NCC Rating (A) | 929 | 929 | 929 | 929 | 929 | Urban | 21 | NA | 110
|  |  |  | 10 POE Load (A) | 33 | 28 | 47 | 47 | 45 |  |  |  | 110
|  |  |  | Power Factor | 0.73 | 0.85 | 0.96 | 0.96 | 0.96 |  |  |  | 110
|  |  |  | ECC Rating (A) | 929 | 929 | 929 | 929 | 929 |  |  |  | 110
|  |  |  | 50 POE Load (A) | 248 | 247 | 246 | 246 | 245 |  |  |  | 110
Molendinar | F7283 | Cades County | Coomera | NCC Rating (A) | 908 | 908 | 908 | 908 | 908 | Urban | 318 | NA | 110
|  |  |  | 10 POE Load (A) | 638 | 658 | 598 | 602 | 617 |  |  |  | 110
|  |  |  | Power Factor | 0.98 | 0.97 | 0.97 | 0.97 | 0.96 |  |  |  | 110
|  |  |  | ECC Rating (A) | 908 | 908 | 908 | 908 | 908 |  |  |  | 110
|  |  |  | 50 POE Load (A) | 996 | 995 | 991 | 999 | 1005 |  |  |  | 110
Molendinar | F7297 | Molendinar | Cades County | NCC Rating (A) | 895 | 895 | 895 | 895 | 895 | Urban | 21 | NA | 110
|  |  |  | 10 POE Load (A) | 503 | 511 | 480 | 480 | 486 |  |  |  | 110
|  |  |  | Power Factor | 0.96 | 0.96 | 0.95 | 0.95 | 0.95 |  |  |  | 110
|  |  |  | ECC Rating (A) | 895 | 895 | 895 | 895 | 895 |  |  |  | 110
|  |  |  | 50 POE Load (A) | 835 | 842 | 792 | 799 | 805 |  |  |  | 110
Molendinar | F798 | Molendinar | Nerang | NCC Rating (A) | 929 | 929 | 929 | 929 | 929 | Urban | 21 | NA | 110
|  |  |  | 10 POE Load (A) | 145 | 140 | 203 | 202 | 199 |  |  |  | 110
|  |  |  | Power Factor | 0.93 | 0.95 | 0.98 | 0.98 | 0.98 |  |  |  | 110
|  |  |  | ECC Rating (A) | 929 | 929 | 929 | 929 | 929 |  |  |  | 110
|  |  |  | 50 POE Load (A) | 254 | 251 | 337 | 335 | 333 |  |  |  | 110
Molendinar | F907 | Molendinar | Southport | NCC Rating (A) | 777 | 777 | 777 | 777 | 777 | Urban | 21 | NA | 110
|  |  |  | 10 POE Load (A) | 174 | 174 | 175 | 176 | 177 |  |  |  | 110
|  |  |  | Power Factor | 0.99 | 0.99 | 0.99 | 0.99 | 0.99 |  |  |  | 110
|  |  |  | ECC Rating (A) | 777 | 777 | 777 | 777 | 777 |  |  |  | 110
|  |  |  | 50 POE Load (A) | 354 | 354 | 355 | 358 | 361 |  |  |  | 110
Molendinar | F917 | Molendinar | Southport | NCC Rating (A) | 777 | 777 | 777 | 777 | 777 | Urban | 21 | NA | 110
|  |  |  | 10 POE Load (A) | 202 | 201 | 203 | 204 | 206 |  |  |  | 110
|  |  |  | Power Factor | 0.97 | 0.97 | 0.97 | 0.97 | 0.97 |  |  |  | 110
|  |  |  | ECC Rating (A) | 777 | 777 | 777 | 777 | 777 |  |  |  | 110
|  |  |  | 50 POE Load (A) | 353 | 353 | 355 | 357 | 360 |  |  |  | 110
Molendinar | F916 | Molendinar | Surfers Paradise | NCC Rating (A) | 1037 | 1037 | 1037 | 1037 | 1037 | Urban | 21 | NA | 110
|  |  |  | 10 POE Load (A) | 277 | 271 | 421 | 422 | 419 |  |  |  | 110
|  |  |  | Power Factor | 0.99 | 1 | 1 | 1 | 1 |  |  |  | 110
|  |  |  | ECC Rating (A) | 1037 | 1037 | 1037 | 1037 | 1037 |  |  |  | 110
|  |  |  | 50 POE Load (A) | 462 | 462 | 671 | 670 | 669 |  |  |  | 110
Mudgeeraba | F706 | Mudgeeraba | Nerang | NCC Rating (A) | 929 | 929 | 929 | 929 | 929 | Urban | 21 | NA | 110
|  |  |  | 10 POE Load (A) | 146 | 145 | 80 | 79 | 80 |  |  |  | 110
|  |  |  | Power Factor | 1 | 1 | 0.99 | 0.99 | 0.99 |  |  |  | 110
|  |  |  | ECC Rating (A) | 929 | 929 | 929 | 929 | 929 |  |  |  | 110
|  |  |  | 50 POE Load (A) | 264 | 263 | 250 | 249 | 248 |  |  |  | 110
Mudgeeraba | F754 | Mudgeeraba | Burleigh Heads | NCC Rating (A) | 982 | 982 | 982 | 982 | 982 | Urban | 21 | NA | 110
|  |  |  | 10 POE Load (A) | 422 | 418 | 418 | 417 | 416 |  |  |  | 110
|  |  |  | Power Factor | 0.98 | 0.98 | 0.98 | 0.98 | 0.98 |  |  |  | 110
|  |  |  | ECC Rating (A) | 982 | 982 | 982 | 982 | 982 |  |  |  | 110
|  |  |  | 50 POE Load (A) | 807 | 801 | 797 | 796 | 793 |  |  |  | 110
Mudgeeraba | F755 | Mudgeeraba | Burleigh Heads | NCC Rating (A) | 982 | 982 | 982 | 982 | 982 | Urban | 21 | NA | 110
|  |  |  | 10 POE Load (A) | 422 | 419 | 419 | 418 | 416 |  |  |  | 110
|  |  |  | Power Factor | 0.98 | 0.98 | 0.98 | 0.98 | 0.98 |  |  |  | 110
|  |  |  | ECC Rating (A) | 982 | 982 | 982 | 982 | 982 |  |  |  | 110
|  |  |  | 50 POE Load (A) | 807 | 801 | 797 | 796 | 793 |  |  |  | 110
Mudgeeraba | F779 | Mudgeeraba | Merrimac | NCC Rating (A) | 1333 | 1333 | 1333 | 1333 | 1333 | Urban | 21 | NA | 110
|  |  |  | 10 POE Load (A) | 237 | 235 | 159 | 159 | 160 |  |  |  | 110
|  |  |  | Power Factor | 1 | 1 | 1 | 1 | 1 |  |  |  | 110
|  |  |  | ECC Rating (A) | 1333 | 1333 | 1333 | 1333 | 1333 |  |  |  | 110
|  |  |  | 50 POE Load (A) | 374 | 372 | 349 | 350 | 349 |  |  |  | 110
Mudgeeraba | F780 | Mudgeeraba | Merrimac | NCC Rating (A) | 1333 | 1333 | 1333 | 1333 | 1333 | Urban | 21 | NA | 110
|  |  |  | 10 POE Load (A) | 237 | 235 | 159 | 159 | 160 |  |  |  | 110
|  |  |  | Power Factor | 1 | 1 | 1 | 1 | 1 |  |  |  | 110
|  |  |  | ECC Rating (A) | 1333 | 1333 | 1333 | 1333 | 1333 |  |  |  | 110
|  |  |  | 50 POE Load (A) | 374 | 372 | 349 | 350 | 349 |  |  |  | 110
Mudgeeraba | F794 | Mudgeeraba | Robina | NCC Rating (A) | 929 | 929 | 929 | 929 | 929 | Urban | 21 | NA | 110
|  |  |  | 10 POE Load (A) | 283 | 282 | 217 | 217 | 217 |  |  |  | 110
|  |  |  | Power Factor | 0.99 | 0.99 | 0.98 | 0.98 | 0.98 |  |  |  | 110
|  |  |  | ECC Rating (A) | 929 | 929 | 929 | 929 | 929 |  |  |  | 110
|  |  |  | 50 POE Load (A) | 395 | 393 | 327 | 328 | 328 |  |  |  | 110
Mudgeeraba | F826 | Broadbeach | Surfers Paradise | NCC Rating (A) | 537 | 537 | 537 | 537 | 537 | Urban | 21 | NA | 110
|  |  |  | 10 POE Load (A) | 41 | 33 | 68 | 68 | 66 |  |  |  | 110
|  |  |  | Power Factor | 0.33 | 0.41 | 0.92 | 0.91 | 0.92 |  |  |  | 110
|  |  |  | ECC Rating (A) | 537 | 537 | 537 | 537 | 537 |  |  |  | 110
|  |  |  | 50 POE Load (A) | 172 | 172 | 193 | 192 | 191 |  |  |  | 110
Mudgeeraba | F827 | Broadbeach | Surfers Paradise | NCC Rating (A) | 537 | 537 | 537 | 537 | 537 | Urban | 21 | NA | 110
|  |  |  | 10 POE Load (A) | 41 | 33 | 68 | 67 | 66 |  |  |  | 110
|  |  |  | Power Factor | 0.33 | 0.41 | 0.92 | 0.91 | 0.92 |  |  |  | 110
|  |  |  | ECC Rating (A) | 537 | 537 | 537 | 537 | 537 |  |  |  | 110
|  |  |  | 50 POE Load (A) | 172 | 172 | 193 | 192 | 191 |  |  |  | 110
Mudgeeraba | F838 | Mudgeeraba | Varsity Lakes | NCC Rating (A) | 1272 | 1272 | 1272 | 1272 | 1272 | Urban | 21 | NA | 110
|  |  |  | 10 POE Load (A) | 92 | 90 | 89 | 88 | 87 |  |  |  | 110
|  |  |  | Power Factor | 0.99 | 0.99 | 0.99 | 0.99 | 0.99 |  |  |  | 110
|  |  |  | ECC Rating (A) | 1272 | 1272 | 1272 | 1272 | 1272 |  |  |  | 110
|  |  |  | 50 POE Load (A) | 176 | 173 | 171 | 170 | 168 |  |  |  | 110
Mudgeeraba | F839 | Mudgeeraba | Varsity Lakes | NCC Rating (A) | 1272 | 1272 | 1272 | 1272 | 1272 | Urban | 21 | NA | 110
|  |  |  | 10 POE Load (A) | 92 | 90 | 89 | 88 | 87 |  |  |  | 110
|  |  |  | Power Factor | 0.99 | 0.99 | 0.99 | 0.99 | 0.99 |  |  |  | 110
|  |  |  | ECC Rating (A) | 1272 | 1272 | 1272 | 1272 | 1272 |  |  |  | 110
|  |  |  | 50 POE Load (A) | 176 | 173 | 171 | 170 | 168 |  |  |  | 110
Mudgeeraba | F918 | Merrimac | Broadbeach | NCC Rating (A) | 1214 | 1214 | 1214 | 1214 | 1214 | Urban | 21 | NA | 110
|  |  |  | 10 POE Load (A) | 161 | 160 | 84 | 85 | 86 |  |  |  | 110
|  |  |  | Power Factor | 0.99 | 1 | 1 | 1 | 1 |  |  |  | 110
|  |  |  | ECC Rating (A) | 1214 | 1214 | 1214 | 1214 | 1214 |  |  |  | 110
|  |  |  | 50 POE Load (A) | 304 | 304 | 281 | 282 | 282 |  |  |  | 110
Mudgeeraba | F919 | Merrimac | Broadbeach | NCC Rating (A) | 1214 | 1214 | 1214 | 1214 | 1214 | Urban | 21 | NA | 110
|  |  |  | 10 POE Load (A) | 161 | 160 | 84 | 85 | 86 |  |  |  | 110
|  |  |  | Power Factor | 0.99 | 1 | 1 | 1 | 1 |  |  |  | 110
|  |  |  | ECC Rating (A) | 1214 | 1214 | 1214 | 1214 | 1214 |  |  |  | 110
|  |  |  | 50 POE Load (A) | 304 | 304 | 281 | 282 | 282 |  |  |  | 110
Murarrie | F7270 | Murarrie | Lytton Bulk | NCC Rating (A) | 1009 | 1009 | 1009 | 1009 | 1009 | Urban | 21 | NA | 110
|  |  |  | 10 POE Load (A) | 329 | 313 | 330 | 334 | 335 |  |  |  | 110
|  |  |  | Power Factor | 0.93 | 0.99 | 0.99 | 0.99 | 0.99 |  |  |  | 110
|  |  |  | ECC Rating (A) | 1009 | 1009 | 1009 | 1009 | 1009 |  |  |  | 110
|  |  |  | 50 POE Load (A) | 612 | 606 | 640 | 649 | 650 |  |  |  | 110
Murarrie | F7271 | Murarrie | Lytton Bulk | NCC Rating (A) | 1009 | 1009 | 1009 | 1009 | 1009 | Urban | 21 | NA | 110
|  |  |  | 10 POE Load (A) | 333 | 317 | 334 | 338 | 339 |  |  |  | 110
|  |  |  | Power Factor | 0.93 | 0.99 | 0.99 | 0.99 | 0.99 |  |  |  | 110
|  |  |  | ECC Rating (A) | 1009 | 1009 | 1009 | 1009 | 1009 |  |  |  | 110
|  |  |  | 50 POE Load (A) | 612 | 606 | 640 | 649 | 650 |  |  |  | 110
Murarrie | F7272 | Murarrie | Doboy | NCC Rating (A) | 908 | 908 | 908 | 908 | 908 | Urban | 21 | NA | 110
|  |  |  | 10 POE Load (A) | 244 | 246 | 242 | 241 | 240 |  |  |  | 110
|  |  |  | Power Factor | 0.99 | 0.99 | 0.99 | 0.99 | 0.99 |  |  |  | 110
|  |  |  | ECC Rating (A) | 908 | 908 | 908 | 908 | 908 |  |  |  | 110
|  |  |  | 50 POE Load (A) | 346 | 346 | 341 | 340 | 337 |  |  |  | 110
Murarrie | F7273 | Murarrie | Doboy | NCC Rating (A) | 908 | 908 | 908 | 908 | 908 | Urban | 21 | NA | 110
|  |  |  | 10 POE Load (A) | 244 | 246 | 242 | 241 | 240 |  |  |  | 110
|  |  |  | Power Factor | 0.99 | 0.99 | 0.99 | 0.99 | 0.99 |  |  |  | 110
|  |  |  | ECC Rating (A) | 908 | 908 | 908 | 908 | 908 |  |  |  | 110
|  |  |  | 50 POE Load (A) | 346 | 346 | 341 | 340 | 337 |  |  |  | 110
Murarrie | F7274 | Murarrie | Doboy | NCC Rating (A) | 908 | 908 | 908 | 908 | 908 | Urban | 21 | NA | 110
|  |  |  | 10 POE Load (A) | 244 | 246 | 242 | 241 | 240 |  |  |  | 110
|  |  |  | Power Factor | 0.99 | 0.99 | 0.99 | 0.99 | 0.99 |  |  |  | 110
|  |  |  | ECC Rating (A) | 908 | 908 | 908 | 908 | 908 |  |  |  | 110
|  |  |  | 50 POE Load (A) | 346 | 346 | 341 | 340 | 337 |  |  |  | 110
Palmwoods | F745/2 | Moodlu | Beerwah Tee | NCC Rating (A) | 768 | 768 | 768 | 768 | 768 | Urban | 21 | NA | 110
|  |  |  | 10 POE Load (A) | 206 | 201 | 213 | 204 | 195 |  |  |  | 110
|  |  |  | Power Factor | 0.99 | 0.99 | 0.99 | 0.99 | 0.98 |  |  |  | 110
|  |  |  | ECC Rating (A) | 768 | 768 | 768 | 768 | 768 |  |  |  | 110
|  |  |  | 50 POE Load (A) | 317 | 313 | 308 | 303 | 295 |  |  |  | 110
Palmwoods | F745/3 | Moodlu | Caboolture | NCC Rating (A) | 800 | 800 | 800 | 800 | 800 | Urban | 104 | NA | 110
|  |  |  | 10 POE Load (A) | 456 | 457 | 454 | 454 | 454 |  |  |  | 110
|  |  |  | Power Factor | 0.98 | 0.98 | 0.98 | 0.98 | 0.98 |  |  |  | 110
|  |  |  | ECC Rating (A) | 800 | 800 | 800 | 800 | 800 |  |  |  | 110
|  |  |  | 50 POE Load (A) | 867 | 870 | 863 | 860 | 863 |  |  |  | 110
Palmwoods | F745/4 | Palmwoods | Beerwah Tee | NCC Rating (A) | 768 | 768 | 768 | 768 | 768 | Urban | 21 | NA | 110
|  |  |  | 10 POE Load (A) | 364 | 361 | 371 | 362 | 352 |  |  |  | 110
|  |  |  | Power Factor | 0.98 | 0.97 | 0.98 | 0.97 | 0.97 |  |  |  | 110
|  |  |  | ECC Rating (A) | 768 | 768 | 768 | 768 | 768 |  |  |  | 110
|  |  |  | 50 POE Load (A) | 617 | 618 | 610 | 603 | 594 |  |  |  | 110
Palmwoods | F745/5 | Beerwah Tee | Beerwah | NCC Rating (A) | 684 | 684 | 684 | 684 | 684 | Urban | 21 | NA | 110
|  |  |  | 10 POE Load (A) | 160 | 161 | 160 | 159 | 158 |  |  |  | 110
|  |  |  | Power Factor | 0.96 | 0.96 | 0.96 | 0.96 | 0.96 |  |  |  | 110
|  |  |  | ECC Rating (A) | 684 | 684 | 684 | 684 | 684 |  |  |  | 110
|  |  |  | 50 POE Load (A) | 302 | 307 | 304 | 302 | 300 |  |  |  | 110
Palmwoods | F746/2 | Moodlu | Beerwah Tee | NCC Rating (A) | 768 | 768 | 768 | 768 | 768 | Urban | 21 | NA | 110
|  |  |  | 10 POE Load (A) | 206 | 201 | 213 | 204 | 195 |  |  |  | 110
|  |  |  | Power Factor | 0.99 | 0.99 | 0.99 | 0.99 | 0.98 |  |  |  | 110
|  |  |  | ECC Rating (A) | 768 | 768 | 768 | 768 | 768 |  |  |  | 110
|  |  |  | 50 POE Load (A) | 317 | 313 | 308 | 303 | 295 |  |  |  | 110
Palmwoods | F746/3 | Moodlu | Caboolture | NCC Rating (A) | 800 | 800 | 800 | 800 | 800 | Urban | 104 | NA | 110
|  |  |  | 10 POE Load (A) | 457 | 457 | 455 | 454 | 455 |  |  |  | 110
|  |  |  | Power Factor | 0.98 | 0.98 | 0.98 | 0.98 | 0.98 |  |  |  | 110
|  |  |  | ECC Rating (A) | 800 | 800 | 800 | 800 | 800 |  |  |  | 110
|  |  |  | 50 POE Load (A) | 867 | 870 | 863 | 860 | 863 |  |  |  | 110
Palmwoods | F746/4 | Palmwoods | Beerwah Tee | NCC Rating (A) | 768 | 768 | 768 | 768 | 768 | Urban | 21 | NA | 110
|  |  |  | 10 POE Load (A) | 364 | 361 | 371 | 362 | 352 |  |  |  | 110
|  |  |  | Power Factor | 0.98 | 0.97 | 0.98 | 0.97 | 0.97 |  |  |  | 110
|  |  |  | ECC Rating (A) | 768 | 768 | 768 | 768 | 768 |  |  |  | 110
|  |  |  | 50 POE Load (A) | 617 | 618 | 610 | 603 | 594 |  |  |  | 110
Palmwoods | F746/5 | Beerwah Tee | Beerwah | NCC Rating (A) | 976 | 976 | 976 | 976 | 976 | Urban | 21 | NA | 110
|  |  |  | 10 POE Load (A) | 159 | 161 | 160 | 159 | 158 |  |  |  | 110
|  |  |  | Power Factor | 0.96 | 0.96 | 0.96 | 0.96 | 0.96 |  |  |  | 110
|  |  |  | ECC Rating (A) | 976 | 976 | 976 | 976 | 976 |  |  |  | 110
|  |  |  | 50 POE Load (A) | 302 | 307 | 304 | 302 | 300 |  |  |  | 110
Palmwoods 132 kV | F7189/1 | Palmwoods | Image Flat | NCC Rating (A) | 748 | 748 | 748 | 748 | 748 | Urban | 17 | NA | 132
|  |  |  | 10 POE Load (A) | 132 | 131 | 130 | 127 | 120 |  |  |  | 132
|  |  |  | Power Factor | 0.36 | 0.41 | 0.26 | 0.34 | 0.41 |  |  |  | 132
|  |  |  | ECC Rating (A) | 748 | 748 | 748 | 748 | 748 |  |  |  | 132
|  |  |  | 50 POE Load (A) | 348 | 337 | 329 | 303 | 288 |  |  |  | 132
Palmwoods 132 kV | F7189/2 | Image Flat | Cooroy | NCC Rating (A) | 703 | 703 | 703 | 703 | 703 | Urban | 17 | NA | 132
|  |  |  | 10 POE Load (A) | 147 | 140 | 156 | 146 | 135 |  |  |  | 132
|  |  |  | Power Factor | 0.64 | 0.62 | 0.68 | 0.66 | 0.66 |  |  |  | 132
|  |  |  | ECC Rating (A) | 703 | 703 | 703 | 703 | 703 |  |  |  | 132
|  |  |  | 50 POE Load (A) | 438 | 426 | 417 | 393 | 376 |  |  |  | 132
Palmwoods 132 kV | F7189/3 | Image Flat | Nambour | NCC Rating (A) | 524 | 524 | 524 | 524 | 524 | Urban | 17 | NA | 132
|  |  |  | 10 POE Load (A) | 139 | 138 | 137 | 137 | 135 |  |  |  | 132
|  |  |  | Power Factor | 1 | 1 | 1 | 1 | 1 |  |  |  | 132
|  |  |  | ECC Rating (A) | 524 | 524 | 524 | 524 | 524 |  |  |  | 132
|  |  |  | 50 POE Load (A) | 253 | 250 | 248 | 248 | 245 |  |  |  | 132
Palmwoods 132 kV | F7298 | Sunrise Hills | Noosaville | NCC Rating (A) | 684 | 684 | 684 | 684 | 684 | Urban | 17 | NA | 132
|  |  |  | 10 POE Load (A) | 83 | 82 | 81 | 80 | 79 |  |  |  | 132
|  |  |  | Power Factor | 0.99 | 0.99 | 0.99 | 0.99 | 0.99 |  |  |  | 132
|  |  |  | ECC Rating (A) | 684 | 684 | 684 | 684 | 684 |  |  |  | 132
|  |  |  | 50 POE Load (A) | 157 | 155 | 153 | 152 | 150 |  |  |  | 132
Palmwoods 132 kV | F777 | Palmwoods | Mooloolaba | NCC Rating (A) | 1078 | 1078 | 1078 | 1078 | 1078 | Urban | 17 | NA | 132
|  |  |  | 10 POE Load (A) | 354 | 356 | 358 | 359 | 360 |  |  |  | 132
|  |  |  | Power Factor | 0.98 | 0.98 | 0.98 | 0.99 | 0.99 |  |  |  | 132
|  |  |  | ECC Rating (A) | 1078 | 1078 | 1078 | 1078 | 1078 |  |  |  | 132
|  |  |  | 50 POE Load (A) | 490 | 492 | 493 | 487 | 498 |  |  |  | 132
Palmwoods 132 kV | F778 | Palmwoods | Mooloolaba | NCC Rating (A) | 1078 | 1078 | 1078 | 1078 | 1078 | Urban | 17 | NA | 132
|  |  |  | 10 POE Load (A) | 354 | 356 | 358 | 359 | 360 |  |  |  | 132
|  |  |  | Power Factor | 0.98 | 0.98 | 0.98 | 0.99 | 0.99 |  |  |  | 132
|  |  |  | ECC Rating (A) | 1078 | 1078 | 1078 | 1078 | 1078 |  |  |  | 132
|  |  |  | 50 POE Load (A) | 563 | 565 | 566 | 553 | 572 |  |  |  | 132
Palmwoods 132 kV | F790 | Sunrise Hills | Noosaville | NCC Rating (A) | 684 | 684 | 684 | 684 | 684 | Urban | 17 | NA | 132
|  |  |  | 10 POE Load (A) | 84 | 83 | 82 | 81 | 80 |  |  |  | 132
|  |  |  | Power Factor | 0.98 | 0.98 | 0.98 | 0.98 | 0.98 |  |  |  | 132
|  |  |  | ECC Rating (A) | 684 | 684 | 684 | 684 | 684 |  |  |  | 132
|  |  |  | 50 POE Load (A) | 162 | 160 | 158 | 158 | 155 |  |  |  | 132
Palmwoods 132 kV | F795/1 | Palmwoods | Image Flat | NCC Rating (A) | 748 | 748 | 748 | 748 | 748 | Urban | 17 | NA | 132
|  |  |  | 10 POE Load (A) | 132 | 131 | 130 | 127 | 120 |  |  |  | 132
|  |  |  | Power Factor | 0.36 | 0.41 | 0.26 | 0.34 | 0.4 |  |  |  | 132
|  |  |  | ECC Rating (A) | 748 | 748 | 748 | 748 | 748 |  |  |  | 132
|  |  |  | 50 POE Load (A) | 349 | 338 | 330 | 304 | 288 |  |  |  | 132
Palmwoods 132 kV | F795/2 | Image Flat | Cooroy | NCC Rating (A) | 703 | 703 | 703 | 703 | 703 | Urban | 17 | NA | 132
|  |  |  | 10 POE Load (A) | 147 | 141 | 157 | 147 | 135 |  |  |  | 132
|  |  |  | Power Factor | 0.64 | 0.62 | 0.68 | 0.66 | 0.66 |  |  |  | 132
|  |  |  | ECC Rating (A) | 703 | 703 | 703 | 703 | 703 |  |  |  | 132
|  |  |  | 50 POE Load (A) | 440 | 427 | 418 | 394 | 377 |  |  |  | 132
Palmwoods 132 kV | F795/3 | Image Flat | Nambour | NCC Rating (A) | 524 | 524 | 524 | 524 | 524 | Urban | 17 | NA | 132
|  |  |  | 10 POE Load (A) | 139 | 138 | 137 | 137 | 135 |  |  |  | 132
|  |  |  | Power Factor | 1 | 1 | 1 | 1 | 1 |  |  |  | 132
|  |  |  | ECC Rating (A) | 524 | 524 | 524 | 524 | 524 |  |  |  | 132
|  |  |  | 50 POE Load (A) | 253 | 250 | 248 | 248 | 245 |  |  |  | 132
Palmwoods 132 kV | F796 | Cooroy | Sunrise Hills | NCC Rating (A) | 684 | 684 | 684 | 684 | 684 | Urban | 17 | NA | 132
|  |  |  | 10 POE Load (A) | 259 | 260 | 257 | 255 | 251 |  |  |  | 132
|  |  |  | Power Factor | 0.97 | 0.97 | 0.97 | 0.97 | 0.97 |  |  |  | 132
|  |  |  | ECC Rating (A) | 684 | 684 | 684 | 684 | 684 |  |  |  | 132
|  |  |  | 50 POE Load (A) | 475 | 476 | 469 | 467 | 459 |  |  |  | 132
Palmwoods 132 kV | F797 | Cooroy | Sunrise Hills | NCC Rating (A) | 684 | 684 | 684 | 684 | 684 | Urban | 17 | NA | 132
|  |  |  | 10 POE Load (A) | 260 | 260 | 257 | 255 | 251 |  |  |  | 132
|  |  |  | Power Factor | 0.97 | 0.97 | 0.97 | 0.97 | 0.97 |  |  |  | 132
|  |  |  | ECC Rating (A) | 684 | 684 | 684 | 684 | 684 |  |  |  | 132
|  |  |  | 50 POE Load (A) | 475 | 476 | 469 | 467 | 459 |  |  |  | 132
Palmwoods 132 kV | F803 | Mooloolaba | Caloundra | NCC Rating (A) | 684 | 684 | 684 | 684 | 684 | Urban | 17 | NA | 132
|  |  |  | 10 POE Load (A) | 224 | 225 | 226 | 229 | 230 |  |  |  | 132
|  |  |  | Power Factor | 0.98 | 0.98 | 0.98 | 0.98 | 0.98 |  |  |  | 132
|  |  |  | ECC Rating (A) | 684 | 684 | 684 | 684 | 684 |  |  |  | 132
|  |  |  | 50 POE Load (A) | 527 | 527 | 528 | 539 | 537 |  |  |  | 132
Palmwoods 132 kV | F804 | Caloundra | Currimundi | NCC Rating (A) | 664 | 664 | 664 | 664 | 664 | Urban | 17 | NA | 132
|  |  |  | 10 POE Load (A) | 22 | 21 | 22 | 22 | 22 |  |  |  | 132
|  |  |  | Power Factor | 1 | 1 | 1 | 1 | 1 |  |  |  | 132
|  |  |  | ECC Rating (A) | 664 | 664 | 664 | 664 | 664 |  |  |  | 132
|  |  |  | 50 POE Load (A) | 294 | 293 | 294 | 299 | 298 |  |  |  | 132
Palmwoods 132 kV | F815 | Mooloolaba | Alexandra Headlands | NCC Rating (A) | 684 | 684 | 684 | 684 | 684 | Urban | 17 | NA | 132
|  |  |  | 10 POE Load (A) | 121 | 125 | 128 | 127 | 127 |  |  |  | 132
|  |  |  | Power Factor | 0.54 | 0.55 | 0.56 | 0.55 | 0.55 |  |  |  | 132
|  |  |  | ECC Rating (A) | 684 | 684 | 684 | 684 | 684 |  |  |  | 132
|  |  |  | 50 POE Load (A) | 241 | 241 | 242 | 173 | 243 |  |  |  | 132
Palmwoods 132 kV | F816 | Mooloolaba | West Maroochydore | NCC Rating (A) | 684 | 684 | 684 | 684 | 684 | Urban | 17 | NA | 132
|  |  |  | 10 POE Load (A) | 132 | 132 | 133 | 133 | 134 |  |  |  | 132
|  |  |  | Power Factor | 0.74 | 0.74 | 0.74 | 0.75 | 0.75 |  |  |  | 132
|  |  |  | ECC Rating (A) | 684 | 684 | 684 | 684 | 684 |  |  |  | 132
|  |  |  | 50 POE Load (A) | 226 | 226 | 227 | 205 | 229 |  |  |  | 132
Palmwoods 132 kV | F819 | Mooloolaba | Kawana | NCC Rating (A) | 627 | 627 | 627 | 627 | 627 | Urban | 17 | NA | 132
|  |  |  | 10 POE Load (A) | 327 | 327 | 329 | 331 | 333 |  |  |  | 132
|  |  |  | Power Factor | 0.99 | 0.99 | 0.99 | 0.99 | 0.99 |  |  |  | 132
|  |  |  | ECC Rating (A) | 627 | 627 | 627 | 627 | 627 |  |  |  | 132
|  |  |  | 50 POE Load (A) | 521 | 520 | 522 | 534 | 531 |  |  |  | 132
Palmwoods 132 kV | F821 | West Maroochydore | Alexandra Headlands | NCC Rating (A) | 684 | 684 | 684 | 684 | 684 | Urban | 17 | NA | 132
|  |  |  | 10 POE Load (A) | 246 | 251 | 255 | 256 | 257 |  |  |  | 132
|  |  |  | Power Factor | 1 | 1 | 1 | 1 | 1 |  |  |  | 132
|  |  |  | ECC Rating (A) | 684 | 684 | 684 | 684 | 684 |  |  |  | 132
|  |  |  | 50 POE Load (A) | 437 | 442 | 445 | 444 | 450 |  |  |  | 132
Palmwoods 132 kV | F844 | Kawana | Birtinya | NCC Rating (A) | 664 | 664 | 664 | 664 | 664 | Urban | 17 | NA | 132
|  |  |  | 10 POE Load (A) | 205 | 207 | 209 | 211 | 214 |  |  |  | 132
|  |  |  | Power Factor | 1 | 1 | 1 | 1 | 1 |  |  |  | 132
|  |  |  | ECC Rating (A) | 664 | 664 | 664 | 664 | 664 |  |  |  | 132
|  |  |  | 50 POE Load (A) | 405 | 406 | 408 | 419 | 418 |  |  |  | 132
Palmwoods 132 kV | F851 | Birtinya | Currimundi | NCC Rating (A) | 664 | 664 | 664 | 664 | 664 | Urban | 17 | NA | 132
|  |  |  | 10 POE Load (A) | 109 | 111 | 113 | 115 | 117 |  |  |  | 132
|  |  |  | Power Factor | 1 | 1 | 1 | 1 | 1 |  |  |  | 132
|  |  |  | ECC Rating (A) | 664 | 664 | 664 | 664 | 664 |  |  |  | 132
|  |  |  | 50 POE Load (A) | 316 | 317 | 320 | 329 | 328 |  |  |  | 132
Palmwoods 132 kV | F845 | Palmwoods | West Maroochydore | NCC Rating (A) | 1018 | 1018 | 1018 | 1018 | 1018 | Urban | 17 | NA | 132
|  |  |  | 10 POE Load (A) | 255 | 257 | 258 | 259 | 259 |  |  |  | 132
|  |  |  | Power Factor | 1 | 1 | 1 | 1 | 1 |  |  |  | 132
|  |  |  | ECC Rating (A) | 1018 | 1018 | 1018 | 1018 | 1018 |  |  |  | 132
|  |  |  | 50 POE Load (A) | 337 | 339 | 340 | 344 | 342 |  |  |  | 132
Palmwoods 132 kV | F846 | Palmwoods | West Maroochydore | NCC Rating (A) | 1018 | 1018 | 1018 | 1018 | 1018 | Urban | 17 | NA | 132
|  |  |  | 10 POE Load (A) | 255 | 257 | 258 | 259 | 259 |  |  |  | 132
|  |  |  | Power Factor | 1 | 1 | 1 | 1 | 1 |  |  |  | 132
|  |  |  | ECC Rating (A) | 1018 | 1018 | 1018 | 1018 | 1018 |  |  |  | 132
|  |  |  | 50 POE Load (A) | 337 | 339 | 340 | 344 | 342 |  |  |  | 132
Rocklea | F817 | Rocklea | Archerfield | NCC Rating (A) | 908 | 908 | 908 | 908 | 908 | Urban | 21 | NA | 110
|  |  |  | 10 POE Load (A) | 180 | 178 | 176 | 175 | 174 |  |  |  | 110
|  |  |  | Power Factor | 0.93 | 0.93 | 0.93 | 0.93 | 0.93 |  |  |  | 110
|  |  |  | ECC Rating (A) | 908 | 908 | 908 | 908 | 908 |  |  |  | 110
|  |  |  | 50 POE Load (A) | 344 | 338 | 333 | 331 | 329 |  |  |  | 110
Rocklea | F818 | Rocklea | Archerfield | NCC Rating (A) | 908 | 908 | 908 | 908 | 908 | Urban | 21 | NA | 110
|  |  |  | 10 POE Load (A) | 180 | 178 | 176 | 175 | 174 |  |  |  | 110
|  |  |  | Power Factor | 0.93 | 0.93 | 0.93 | 0.93 | 0.93 |  |  |  | 110
|  |  |  | ECC Rating (A) | 908 | 908 | 908 | 908 | 908 |  |  |  | 110
|  |  |  | 50 POE Load (A) | 344 | 338 | 333 | 331 | 329 |  |  |  | 110
South Pine | F7337 | Nudgee | Myrtletown | NCC Rating (A) | 1106 | 1106 | 1106 | 1106 | 1106 | High Sec | NA | NA | 110
|  |  |  | 10 POE Load (A) | 116 | 116 | 115 | 114 | 114 |  |  |  | 110
|  |  |  | Power Factor | 1 | 1 | 1 | 1 | 1 |  |  |  | 110
|  |  |  | ECC Rating (A) | 1106 | 1106 | 1106 | 1106 | 1106 |  |  |  | 110
|  |  |  | 50 POE Load (A) | 232 | 228 | 226 | 225 | 224 |  |  |  | 110
South Pine | F7338 | Nudgee | Myrtletown | NCC Rating (A) | 1106 | 1106 | 1106 | 1106 | 1106 | High Sec | NA | NA | 110
|  |  |  | 10 POE Load (A) | 116 | 116 | 115 | 114 | 114 |  |  |  | 110
|  |  |  | Power Factor | 1 | 1 | 1 | 1 | 1 |  |  |  | 110
|  |  |  | ECC Rating (A) | 1106 | 1106 | 1106 | 1106 | 1106 |  |  |  | 110
|  |  |  | 50 POE Load (A) | 232 | 228 | 226 | 225 | 224 |  |  |  | 110
South Pine | F7341 | South Pine | Nudgee | NCC Rating (A) | 1553 | 1553 | 1553 | 1553 | 1553 | Urban | 21 | NA | 110
|  |  |  | 10 POE Load (A) | 737 | 750 | 748 | 747 | 745 |  |  |  | 110
|  |  |  | Power Factor | 0.99 | 0.99 | 0.99 | 0.99 | 0.99 |  |  |  | 110
|  |  |  | ECC Rating (A) | 1553 | 1553 | 1553 | 1553 | 1553 |  |  |  | 110
|  |  |  | 50 POE Load (A) | 1414 | 1446 | 1441 | 1439 | 1434 |  |  |  | 110
South Pine | F7342 | South Pine | Nudgee | NCC Rating (A) | 1553 | 1553 | 1553 | 1553 | 1553 | Urban | 21 | NA | 110
|  |  |  | 10 POE Load (A) | 738 | 751 | 749 | 748 | 746 |  |  |  | 110
|  |  |  | Power Factor | 0.99 | 0.99 | 0.99 | 0.99 | 0.99 |  |  |  | 110
|  |  |  | ECC Rating (A) | 1553 | 1553 | 1553 | 1553 | 1553 |  |  |  | 110
|  |  |  | 50 POE Load (A) | 1414 | 1446 | 1441 | 1439 | 1434 |  |  |  | 110
South Pine | F7344 | South Pine | Griffin | NCC Rating (A) | 1220 | 1220 | 1220 | 1220 | 1220 | Urban | 21 | NA | 110
|  |  |  | 10 POE Load (A) | 361 | 376 | 376 | 380 | 386 |  |  |  | 110
|  |  |  | Power Factor | 0.98 | 0.97 | 0.97 | 0.97 | 0.97 |  |  |  | 110
|  |  |  | ECC Rating (A) | 1220 | 1220 | 1220 | 1220 | 1220 |  |  |  | 110
|  |  |  | 50 POE Load (A) | 651 | 653 | 653 | 661 | 671 |  |  |  | 110
South Pine | F7345 | South Pine | Griffin | NCC Rating (A) | 1220 | 1220 | 1220 | 1220 | 1220 | Urban | 21 | NA | 110
|  |  |  | 10 POE Load (A) | 361 | 376 | 376 | 380 | 386 |  |  |  | 110
|  |  |  | Power Factor | 0.98 | 0.97 | 0.97 | 0.97 | 0.97 |  |  |  | 110
|  |  |  | ECC Rating (A) | 1220 | 1220 | 1220 | 1220 | 1220 |  |  |  | 110
|  |  |  | 50 POE Load (A) | 651 | 653 | 653 | 661 | 671 |  |  |  | 110
South Pine | F7358 | Griffin | Hays Inlet | NCC Rating (A) | 1373 | 1373 | 1373 | 1373 | 1373 | Urban | 21 | NA | 110
|  |  |  | 10 POE Load (A) | 289 | 287 | 286 | 287 | 286 |  |  |  | 110
|  |  |  | Power Factor | 1 | 0.98 | 0.99 | 0.98 | 0.99 |  |  |  | 110
|  |  |  | ECC Rating (A) | 1373 | 1373 | 1373 | 1373 | 1373 |  |  |  | 110
|  |  |  | 50 POE Load (A) | 424 | 405 | 404 | 404 | 404 |  |  |  | 110
South Pine | F737/1 | South Pine | Bunyaville | NCC Rating (A) | 918 | 918 | 918 | 918 | 918 | Urban | 21 | NA | 110
|  |  |  | 10 POE Load (A) | 459 | 458 | 454 | 451 | 448 |  |  |  | 110
|  |  |  | Power Factor | 0.99 | 0.99 | 0.99 | 0.99 | 0.99 |  |  |  | 110
|  |  |  | ECC Rating (A) | 918 | 918 | 918 | 918 | 918 |  |  |  | 110
|  |  |  | 50 POE Load (A) | 882 | 879 | 869 | 864 | 858 |  |  |  | 110
South Pine | F737/2 | Bunyaville | Stafford | NCC Rating (A) | 1264 | 1264 | 1264 | 1264 | 1264 | Urban | 21 | NA | 110
|  |  |  | 10 POE Load (A) | 463 | 462 | 458 | 455 | 452 |  |  |  | 110
|  |  |  | Power Factor | 0.99 | 0.99 | 0.99 | 0.99 | 0.99 |  |  |  | 110
|  |  |  | ECC Rating (A) | 1264 | 1264 | 1264 | 1264 | 1264 |  |  |  | 110
|  |  |  | 50 POE Load (A) | 887 | 884 | 874 | 869 | 863 |  |  |  | 110
South Pine | F738/1 | South Pine | Bunyaville | NCC Rating (A) | 918 | 918 | 918 | 918 | 918 | Urban | 21 | NA | 110
|  |  |  | 10 POE Load (A) | 459 | 458 | 454 | 451 | 448 |  |  |  | 110
|  |  |  | Power Factor | 0.99 | 0.99 | 0.99 | 0.99 | 0.99 |  |  |  | 110
|  |  |  | ECC Rating (A) | 918 | 918 | 918 | 918 | 918 |  |  |  | 110
|  |  |  | 50 POE Load (A) | 881 | 878 | 869 | 864 | 858 |  |  |  | 110
South Pine | F738/2 | Bunyaville B | Stafford | NCC Rating (A) | 1264 | 1264 | 1264 | 1264 | 1264 | Urban | 21 | NA | 110
|  |  |  | 10 POE Load (A) | 463 | 462 | 458 | 455 | 452 |  |  |  | 110
|  |  |  | Power Factor | 0.99 | 0.99 | 0.99 | 0.99 | 0.99 |  |  |  | 110
|  |  |  | ECC Rating (A) | 1264 | 1264 | 1264 | 1264 | 1264 |  |  |  | 110
|  |  |  | 50 POE Load (A) | 886 | 883 | 874 | 869 | 863 |  |  |  | 110
South Pine | F739 | South Pine | Bald Hills | NCC Rating (A) | 1600 | 1600 | 1600 | 1600 | 1600 | Urban | 21 | NA | 110
|  |  |  | 10 POE Load (A) | 256 | 254 | 251 | 249 | 246 |  |  |  | 110
|  |  |  | Power Factor | 0.99 | 0.99 | 0.99 | 0.99 | 0.99 |  |  |  | 110
|  |  |  | ECC Rating (A) | 1600 | 1600 | 1600 | 1600 | 1600 |  |  |  | 110
|  |  |  | 50 POE Load (A) | 477 | 466 | 460 | 457 | 452 |  |  |  | 110
South Pine | F740 | South Pine | Sandgate | NCC Rating (A) | 1600 | 1600 | 1600 | 1600 | 1600 | Urban | 21 | NA | 110
|  |  |  | 10 POE Load (A) | 249 | 247 | 244 | 242 | 239 |  |  |  | 110
|  |  |  | Power Factor | 0.99 | 0.99 | 0.99 | 0.99 | 0.99 |  |  |  | 110
|  |  |  | ECC Rating (A) | 1600 | 1600 | 1600 | 1600 | 1600 |  |  |  | 110
|  |  |  | 50 POE Load (A) | 477 | 466 | 460 | 457 | 452 |  |  |  | 110
South Pine | F741 | South Pine | Hays Inlet | NCC Rating (A) | 635 | 635 | 635 | 635 | 635 | Urban | 21 | NA | 110
|  |  |  | 10 POE Load (A) | 335 | 331 | 330 | 331 | 332 |  |  |  | 110
|  |  |  | Power Factor | 0.99 | 0.97 | 0.97 | 0.97 | 0.97 |  |  |  | 110
|  |  |  | ECC Rating (A) | 635 | 635 | 635 | 635 | 635 |  |  |  | 110
|  |  |  | 50 POE Load (A) | 467 | 463 | 461 | 463 | 463 |  |  |  | 110
South Pine | F742 | South Pine | Hays Inlet | NCC Rating (A) | 635 | 635 | 635 | 635 | 635 | Urban | 21 | NA | 110
|  |  |  | 10 POE Load (A) | 333 | 330 | 329 | 330 | 331 |  |  |  | 110
|  |  |  | Power Factor | 0.99 | 0.97 | 0.97 | 0.97 | 0.97 |  |  |  | 110
|  |  |  | ECC Rating (A) | 635 | 635 | 635 | 635 | 635 |  |  |  | 110
|  |  |  | 50 POE Load (A) | 466 | 462 | 461 | 462 | 463 |  |  |  | 110
South Pine | F7299 | South Pine | Brendale | NCC Rating (A) | 949 | 949 | 949 | 949 | 949 | Urban | 21 | NA | 110
|  |  |  | 10 POE Load (A) | 351 | 351 | 347 | 345 | 343 |  |  |  | 110
|  |  |  | Power Factor | 0.99 | 0.99 | 0.99 | 0.99 | 0.99 |  |  |  | 110
|  |  |  | ECC Rating (A) | 949 | 949 | 949 | 949 | 949 |  |  |  | 110
|  |  |  | 50 POE Load (A) | 478 | 490 | 484 | 481 | 478 |  |  |  | 110
South Pine | F743 | South Pine | Brendale | NCC Rating (A) | 594 | 594 | 594 | 594 | 594 | Urban | 21 | NA | 110
|  |  |  | 10 POE Load (A) | 351 | 351 | 347 | 345 | 343 |  |  |  | 110
|  |  |  | Power Factor | 0.99 | 0.99 | 0.99 | 0.99 | 0.99 |  |  |  | 110
|  |  |  | ECC Rating (A) | 594 | 594 | 594 | 594 | 594 |  |  |  | 110
|  |  |  | 50 POE Load (A) | 478 | 490 | 484 | 481 | 478 |  |  |  | 110
South Pine | F744 | South Pine | Brendale | NCC Rating (A) | 594 | 594 | 594 | 594 | 594 | Urban | 21 | NA | 110
|  |  |  | 10 POE Load (A) | 351 | 351 | 347 | 345 | 343 |  |  |  | 110
|  |  |  | Power Factor | 0.99 | 0.99 | 0.99 | 0.99 | 0.99 |  |  |  | 110
|  |  |  | ECC Rating (A) | 594 | 594 | 594 | 594 | 594 |  |  |  | 110
|  |  |  | 50 POE Load (A) | 478 | 490 | 484 | 481 | 478 |  |  |  | 110
South Pine | F745/1 | South Pine | Moodlu | NCC Rating (A) | 768 | 768 | 768 | 768 | 768 | Urban | 21 | NA | 110
|  |  |  | 10 POE Load (A) | 251 | 256 | 243 | 250 | 259 |  |  |  | 110
|  |  |  | Power Factor | 0.96 | 0.97 | 0.96 | 0.96 | 0.97 |  |  |  | 110
|  |  |  | ECC Rating (A) | 768 | 768 | 768 | 768 | 768 |  |  |  | 110
|  |  |  | 50 POE Load (A) | 550 | 556 | 555 | 558 | 567 |  |  |  | 110
South Pine | F746/1 | South Pine | Moodlu | NCC Rating (A) | 768 | 768 | 768 | 768 | 768 | Urban | 21 | NA | 110
|  |  |  | 10 POE Load (A) | 252 | 256 | 243 | 251 | 259 |  |  |  | 110
|  |  |  | Power Factor | 0.96 | 0.97 | 0.96 | 0.96 | 0.97 |  |  |  | 110
|  |  |  | ECC Rating (A) | 768 | 768 | 768 | 768 | 768 |  |  |  | 110
|  |  |  | 50 POE Load (A) | 550 | 556 | 555 | 558 | 567 |  |  |  | 110
South Pine | F831 | Bald Hills | Sandgate | NCC Rating (A) | 1600 | 1600 | 1600 | 1600 | 1600 | Urban | 21 | NA | 110
|  |  |  | 10 POE Load (A) | 238 | 235 | 232 | 230 | 228 |  |  |  | 110
|  |  |  | Power Factor | 0.99 | 0.99 | 0.99 | 0.99 | 0.99 |  |  |  | 110
|  |  |  | ECC Rating (A) | 1600 | 1600 | 1600 | 1600 | 1600 |  |  |  | 110
|  |  |  | 50 POE Load (A) | 459 | 448 | 442 | 439 | 434 |  |  |  | 110
South Pine | F912 | Nudgee | Meeandah | NCC Rating (A) | 455 | 455 | 455 | 455 | 455 | Urban | 21 | NA | 110
|  |  |  | 10 POE Load (A) | 139 | 140 | 142 | 144 | 145 |  |  |  | 110
|  |  |  | Power Factor | 1 | 1 | 1 | 1 | 1 |  |  |  | 110
|  |  |  | ECC Rating (A) | 455 | 455 | 455 | 455 | 455 |  |  |  | 110
|  |  |  | 50 POE Load (A) | 272 | 275 | 280 | 283 | 285 |  |  |  | 110
South Pine | F913 | Nudgee | Meeandah | NCC Rating (A) | 455 | 455 | 455 | 455 | 455 | Urban | 21 | NA | 110
|  |  |  | 10 POE Load (A) | 139 | 140 | 142 | 144 | 145 |  |  |  | 110
|  |  |  | Power Factor | 1 | 1 | 1 | 1 | 1 |  |  |  | 110
|  |  |  | ECC Rating (A) | 455 | 455 | 455 | 455 | 455 |  |  |  | 110
|  |  |  | 50 POE Load (A) | 272 | 275 | 280 | 283 | 285 |  |  |  | 110
Woolooga 132 kV | F7186 | Cooran | Cooroy | NCC Rating (A) | 734 | 734 | 734 | 734 | 734 | Rural | 44 | NA | 132
|  |  |  | 10 POE Load (A) | 320 | 314 | 330 | 319 | 307 |  |  |  | 132
|  |  |  | Power Factor | 0.9 | 0.89 | 0.9 | 0.9 | 0.9 |  |  |  | 132
|  |  |  | ECC Rating (A) | 734 | 734 | 734 | 734 | 734 |  |  |  | 132
|  |  |  | 50 POE Load (A) | 581 | 570 | 561 | 538 | 521 |  |  |  | 132
Woolooga 132 kV | F7343 | Traveston | Cooran | NCC Rating (A) | 734 | 734 | 734 | 734 | 734 | Rural | 44 | NA | 132
|  |  |  | 10 POE Load (A) | 346 | 339 | 355 | 344 | 332 |  |  |  | 132
|  |  |  | Power Factor | 0.93 | 0.92 | 0.93 | 0.93 | 0.93 |  |  |  | 132
|  |  |  | ECC Rating (A) | 734 | 734 | 734 | 734 | 734 |  |  |  | 132
|  |  |  | 50 POE Load (A) | 605 | 593 | 584 | 561 | 544 |  |  |  | 132
Woolooga 132 kV | F747/1 | Gympie | Traveston | NCC Rating (A) | 734 | 734 | 734 | 734 | 734 | Rural | 44 | NA | 132
|  |  |  | 10 POE Load (A) | 361 | 354 | 370 | 359 | 347 |  |  |  | 132
|  |  |  | Power Factor | 0.94 | 0.94 | 0.95 | 0.94 | 0.94 |  |  |  | 132
|  |  |  | ECC Rating (A) | 734 | 734 | 734 | 734 | 734 |  |  |  | 132
|  |  |  | 50 POE Load (A) | 620 | 608 | 599 | 576 | 558 |  |  |  | 132
Woolooga 132 kV | F747/2 | Woolooga | Gympie | NCC Rating (A) | 763 | 763 | 763 | 763 | 763 | Rural | 611 | NA | 132
|  |  |  | 10 POE Load (A) | 546 | 537 | 551 | 538 | 524 |  |  |  | 132
|  |  |  | Power Factor | 1 | 1 | 1 | 1 | 1 |  |  |  | 132
|  |  |  | ECC Rating (A) | 763 | 763 | 763 | 763 | 763 |  |  |  | 132
|  |  |  | 50 POE Load (A) | 803 | 788 | 776 | 752 | 731 |  |  |  | 132
Woolooga 132 kV | F748/1 | Gympie | Cooroy | NCC Rating (A) | 734 | 734 | 734 | 734 | 734 | Rural | 50 | NA | 132
|  |  |  | 10 POE Load (A) | 441 | 433 | 452 | 438 | 424 |  |  |  | 132
|  |  |  | Power Factor | 0.95 | 0.95 | 0.95 | 0.95 | 0.95 |  |  |  | 132
|  |  |  | ECC Rating (A) | 734 | 734 | 734 | 734 | 734 |  |  |  | 132
|  |  |  | 50 POE Load (A) | 754 | 740 | 729 | 701 | 680 |  |  |  | 132
Woolooga 132 kV | F748/2 | Woolooga | Gympie | NCC Rating (A) | 763 | 763 | 763 | 763 | 763 | Rural | 592 | NA | 132
|  |  |  | 10 POE Load (A) | 568 | 558 | 575 | 561 | 545 |  |  |  | 132
|  |  |  | Power Factor | 0.99 | 0.99 | 0.99 | 0.99 | 0.99 |  |  |  | 132
|  |  |  | ECC Rating (A) | 763 | 763 | 763 | 763 | 763 |  |  |  | 132
|  |  |  | 50 POE Load (A) | 866 | 850 | 837 | 809 | 787 |  |  |  | 132

## Map Data for Publishing (hidden)
[6 empty] | NCC Rating (A) |  |  |  |  | 10 PoE Load (A) |  |  |  |  | Power factor |  |  |  |  | LAR (Amps) |  |  |  |  | LAR (MW) |  |  |  |  | Safety Net Classification |  |  |  |  | Meets Safety Net |  |  |  |  | ECC Rating (A) |  |  |  |  | 50 PoE Load (A) |  |  |  |  | RAW Lar (A) |  |  |  |  | 2HR Rating |  |  |  |  | Transfers Available |  |  |  |  | Remote Transfers Available |  |  |  |  | Manual Transfers Available |  |  |  |  | POPS Available |  |  |  |  | Mobile Generation Available |  |  |  |  | LARc (A) |  |  |  |  | LARc (MW) |  |  |  |  | Hours above 95%
Feeder_Name | From | From_B | To | To_B | Fdr OOS | SUM1_1 | SUM1_2 | SUM1_3 | SUM1_4 | SUM1_5 | SUM2_1 | SUM2_2 | SUM2_3 | SUM2_4 | SUM2_5 | SUM3_1 | SUM3_2 | SUM3_3 | SUM3_4 | SUM3_5 | SUM4_1 | SUM4_2 | SUM4_3 | SUM4_4 | SUM4_5 | SUM5_1 | SUM5_2 | SUM5_3 | SUM5_4 | SUM5_5 | SUM6_1 | SUM6_2 | SUM6_3 | SUM6_4 | SUM6_5 | SUM7_1 | SUM7_2 | SUM7_3 | SUM7_4 | SUM7_5 | SUM8_1 | SUM8_2 | SUM8_3 | SUM8_4 | SUM8_5 | SUM9_1 | SUM9_2 | SUM9_3 | SUM9_4 | SUM9_5 | SUM10_1 | SUM10_2 | SUM10_3 | SUM10_4 | SUM10_5 | SUM11_1 | SUM11_2 | SUM11_3 | SUM11_4 | SUM11_5 | SUM12_1 | SUM12_2 | SUM12_3 | SUM12_4 | SUM12_5 | SUM13_1 | SUM13_2 | SUM13_3 | SUM13_4 | SUM13_5 | SUM14_1 | SUM14_2 | SUM14_3 | SUM14_4 | SUM14_5 | SUM15_1 | SUM15_2 | SUM15_3 | SUM15_4 | SUM15_5 | SUM16_1 | SUM16_2 | SUM16_3 | SUM16_4 | SUM16_5 | SUM17_1 | SUM17_2 | SUM17_3 | SUM17_4 | SUM17_5 | SUM18_1 | SUM18_2 | SUM18_3 | SUM18_4 | SUM18_5 | SUM19_1 | SUM19_2 | SUM19_3 | SUM19_4 | SUM19_5
F7259/1 | Abermain |  | Wulkuraka Tee |  | NA | 407 | 407 | 407 | 451 | 407 | 343 | 340 | 337 | 346 | 344 | 0.99 | 0.99 | 0.99 | 0.99 | 0.99 | 0 | 0 | 0 | 0 | 0 | 0 | 0 | 0 | 0 | 0 | Rural | Rural | Rural | Rural | Rural | Yes | Yes | Yes | Yes | Yes | 407 | 407 | 407 | 407 | 407 | 517 | 520 | 518 | 526 | 522 | 0 | 0 | 0 | 0 | 0 | 0 | 0 | 0 | 0 | 0 | 134 | 134 | 134 | 134 | 134 | NA | NA | NA | NA | NA | 0 | 0 | 0 | 0 | 0 | NA | NA | NA | NA | NA | 0 | 0 | 0 | 0 | 0 | 0 | 0 | 0 | 0 | 0 | 0 | 0 | 0 | 0 | 0 | NA | NA | NA | NA | NA
F7259/2 | Wulkuraka Tee |  | Lockrose |  | NA | 407 | 407 | 407 | 451 | 407 | 307 | 304 | 302 | 312 | 310 | 0.99 | 1 | 1 | 0.99 | 0.99 | 0 | 0 | 0 | 0 | 0 | 0 | 0 | 0 | 0 | 0 | Rural | Rural | Rural | Rural | Rural | Yes | Yes | Yes | Yes | Yes | 407 | 407 | 407 | 407 | 407 | 483 | 487 | 485 | 494 | 490 | 0 | 0 | 0 | 0 | 0 | 0 | 0 | 0 | 0 | 0 | 134 | 134 | 134 | 134 | 134 | NA | NA | NA | NA | NA | 0 | 0 | 0 | 0 | 0 | NA | NA | NA | NA | NA | 0 | 0 | 0 | 0 | 0 | 0 | 0 | 0 | 0 | 0 | 0 | 0 | 0 | 0 | 0 | NA | NA | NA | NA | NA
F7289 | Lockrose |  | Gatton |  | NA | 441 | 441 | 441 | 284 | 441 | 0 | 0 | 0 | 0 | 0 | 0 | 0 | 0 | 0 | 0 | 0 | 0 | 0 | 0 | 0 | 0 | 0 | 0 | 0 | 0 | Rural | Rural | Rural | Rural | Rural | Yes | Yes | Yes | Yes | Yes | 441 | 441 | 441 | 441 | 441 | 314 | 311 | 311 | 319 | 318 | 0 | 0 | 0 | 0 | 0 | 0 | 0 | 0 | 0 | 0 | 52 | 52 | 52 | 52 | 52 | NA | NA | NA | NA | NA | 0 | 0 | 0 | 0 | 0 | NA | NA | NA | NA | NA | 0 | 0 | 0 | 0 | 0 | 0 | 0 | 0 | 0 | 0 | 0 | 0 | 0 | 0 | 0 | NA | NA | NA | NA | NA
F750 | Belmont |  | Beenleigh |  | NA | 524 | 524 | 524 | 284 | 524 | 231 | 227 | 239 | 239 | 240 | 0.97 | 0.96 | 0.97 | 0.98 | 0.97 | 0 | 0 | 0 | 0 | 0 | 0 | 0 | 0 | 0 | 0 | Urban | Urban | Urban | Urban | Urban | Yes | Yes | Yes | Yes | Yes | 524 | 524 | 524 | 524 | 524 | 362 | 362 | 358 | 360 | 362 | 0 | 0 | 0 | 0 | 0 | 0 | 0 | 0 | 0 | 0 | 21 | 21 | 21 | 21 | 21 | NA | NA | NA | NA | NA | 0 | 0 | 0 | 0 | 0 | NA | NA | NA | NA | NA | 0 | 0 | 0 | 0 | 0 | 0 | 0 | 0 | 0 | 0 | 0 | 0 | 0 | 0 | 0 | NA | NA | NA | NA | NA
F766 | Belmont |  | Cleveland |  | NA | 1394 | 1394 | 1394 | 536 | 1394 | 464 | 461 | 455 | 451 | 449 | 0.97 | 0.97 | 0.97 | 0.97 | 0.97 | 0 | 0 | 0 | 0 | 0 | 0 | 0 | 0 | 0 | 0 | Urban | Urban | Urban | Urban | Urban | Yes | Yes | Yes | Yes | Yes | 1394 | 1394 | 1394 | 1394 | 1394 | 881 | 871 | 861 | 858 | 850 | 0 | 0 | 0 | 0 | 0 | 0 | 0 | 0 | 0 | 0 | 21 | 21 | 21 | 21 | 21 | NA | NA | NA | NA | NA | 0 | 0 | 0 | 0 | 0 | NA | NA | NA | NA | NA | 0 | 0 | 0 | 0 | 0 | 0 | 0 | 0 | 0 | 0 | 0 | 0 | 0 | 0 | 0 | NA | NA | NA | NA | NA
F767 | Belmont |  | Cleveland |  | NA | 1394 | 1394 | 1394 | 536 | 1394 | 464 | 461 | 455 | 451 | 449 | 0.97 | 0.97 | 0.97 | 0.97 | 0.97 | 0 | 0 | 0 | 0 | 0 | 0 | 0 | 0 | 0 | 0 | Urban | Urban | Urban | Urban | Urban | Yes | Yes | Yes | Yes | Yes | 1394 | 1394 | 1394 | 1394 | 1394 | 881 | 871 | 861 | 858 | 850 | 0 | 0 | 0 | 0 | 0 | 0 | 0 | 0 | 0 | 0 | 21 | 21 | 21 | 21 | 21 | NA | NA | NA | NA | NA | 0 | 0 | 0 | 0 | 0 | NA | NA | NA | NA | NA | 0 | 0 | 0 | 0 | 0 | 0 | 0 | 0 | 0 | 0 | 0 | 0 | 0 | 0 | 0 | NA | NA | NA | NA | NA
F713 | Blackstone |  | Raceview |  | NA | 756 | 756 | 756 | 890 | 756 | 269 | 276 | 279 | 284 | 287 | 1 | 0.99 | 0.99 | 0.99 | 0.99 | 0 | 0 | 0 | 0 | 0 | 0 | 0 | 0 | 0 | 0 | Urban | Urban | Urban | Urban | Urban | Yes | Yes | Yes | Yes | Yes | 756 | 756 | 756 | 756 | 756 | 518 | 522 | 526 | 538 | 544 | 0 | 0 | 0 | 0 | 0 | 0 | 0 | 0 | 0 | 0 | 21 | 21 | 21 | 21 | 21 | NA | NA | NA | NA | NA | 0 | 0 | 0 | 0 | 0 | NA | NA | NA | NA | NA | 0 | 0 | 0 | 0 | 0 | 0 | 0 | 0 | 0 | 0 | 0 | 0 | 0 | 0 | 0 | NA | NA | NA | NA | NA
F714 | Blackstone |  | Raceview |  | NA | 756 | 756 | 756 | 894 | 756 | 278 | 276 | 279 | 284 | 287 | 0.99 | 0.99 | 0.99 | 0.99 | 0.99 | 0 | 0 | 0 | 0 | 0 | 0 | 0 | 0 | 0 | 0 | Urban | Urban | Urban | Urban | Urban | Yes | Yes | Yes | Yes | Yes | 756 | 756 | 756 | 756 | 756 | 518 | 522 | 526 | 538 | 544 | 0 | 0 | 0 | 0 | 0 | 0 | 0 | 0 | 0 | 0 | 21 | 21 | 21 | 21 | 21 | NA | NA | NA | NA | NA | 0 | 0 | 0 | 0 | 0 | NA | NA | NA | NA | NA | 0 | 0 | 0 | 0 | 0 | 0 | 0 | 0 | 0 | 0 | 0 | 0 | 0 | 0 | 0 | NA | NA | NA | NA | NA
F7231 | Wellington Road |  | Charlotte St |  | NA | 1184 | 1184 | 1184 | 205 | 1184 | 467 | 508 | 529 | 536 | 551 | 0.99 | 0.99 | 0.99 | 0.99 | 0.99 | 0 | 0 | 0 | 0 | 0 | 0 | 0 | 0 | 0 | 0 | CBD | CBD | CBD | CBD | CBD | Yes | Yes | Yes | Yes | Yes | 1184 | 1184 | 1184 | 1184 | 1184 | 874 | 948 | 985 | 998 | 1023 | 0 | 0 | 0 | 0 | 0 | 0 | 0 | 0 | 0 | 0 | NA | NA | NA | NA | NA | NA | NA | NA | NA | NA | 0 | 0 | 0 | 0 | 0 | NA | NA | NA | NA | NA | 0 | 0 | 0 | 0 | 0 | 0 | 0 | 0 | 0 | 0 | 0 | 0 | 0 | 0 | 0 | NA | NA | NA | NA | NA
F7232 | Wellington Road |  | Charlotte St |  | NA | 1184 | 1184 | 1184 | 205 | 1184 | 467 | 508 | 529 | 536 | 551 | 0.99 | 0.99 | 0.99 | 0.99 | 0.99 | 0 | 0 | 0 | 0 | 0 | 0 | 0 | 0 | 0 | 0 | CBD | CBD | CBD | CBD | CBD | Yes | Yes | Yes | Yes | Yes | 1184 | 1184 | 1184 | 1184 | 1184 | 874 | 948 | 985 | 998 | 1023 | 0 | 0 | 0 | 0 | 0 | 0 | 0 | 0 | 0 | 0 | NA | NA | NA | NA | NA | NA | NA | NA | NA | NA | 0 | 0 | 0 | 0 | 0 | NA | NA | NA | NA | NA | 0 | 0 | 0 | 0 | 0 | 0 | 0 | 0 | 0 | 0 | 0 | 0 | 0 | 0 | 0 | NA | NA | NA | NA | NA
F7287/3 | Tingalpa Tee |  | Wellington Road |  | NA | 1130 | 1130 | 1130 | 451 | 1130 | 827 | 867 | 885 | 890 | 904 | 0.99 | 0.99 | 0.99 | 0.99 | 0.99 | 0 | 0 | 0 | 0 | 0 | 0 | 0 | 0 | 0 | 0 | CBD | CBD | CBD | CBD | CBD | Yes | Yes | Yes | Yes | Yes | 1255 | 1255 | 1255 | 1255 | 1255 | 1302 | 1364 | 1405 | 1415 | 1434 | 0 | 0 | 0 | 0 | 0 | 0 | 0 | 0 | 0 | 0 | 776 | 776 | 776 | 776 | 776 | NA | NA | NA | NA | NA | 0 | 0 | 0 | 0 | 0 | NA | NA | NA | NA | NA | 0 | 0 | 0 | 0 | 0 | 0 | 0 | 0 | 0 | 0 | 0 | 0 | 0 | 0 | 0 | NA | NA | NA | NA | NA
F7288/3 | Tingalpa Tee |  | Wellington Road |  | NA | 1130 | 1130 | 1130 | 451 | 1130 | 832 | 872 | 888 | 894 | 907 | 0.99 | 0.99 | 0.99 | 0.99 | 0.99 | 0 | 0 | 0 | 0 | 0 | 0 | 0 | 0 | 0 | 0 | CBD | CBD | CBD | CBD | CBD | Yes | Yes | Yes | Yes | Yes | 1255 | 1255 | 1255 | 1255 | 1255 | 1306 | 1367 | 1409 | 1419 | 1438 | 0 | 0 | 0 | 0 | 0 | 0 | 0 | 0 | 0 | 0 | 780 | 780 | 780 | 780 | 780 | NA | NA | NA | NA | NA | 0 | 0 | 0 | 0 | 0 | NA | NA | NA | NA | NA | 0 | 0 | 0 | 0 | 0 | 0 | 0 | 0 | 0 | 0 | 0 | 0 | 0 | 0 | 0 | NA | NA | NA | NA | NA
F7230 | Wellington Road |  | Coorparoo |  | NA | 1155 | 1155 | 1155 | 153 | 1155 | 211 | 210 | 207 | 205 | 204 | 0.97 | 0.97 | 0.97 | 0.97 | 0.97 | 0 | 0 | 0 | 0 | 0 | 0 | 0 | 0 | 0 | 0 | Urban | Urban | Urban | Urban | Urban | Yes | Yes | Yes | Yes | Yes | 1155 | 1155 | 1155 | 1155 | 1155 | 397 | 393 | 387 | 385 | 381 | 0 | 0 | 0 | 0 | 0 | 0 | 0 | 0 | 0 | 0 | 21 | 21 | 21 | 21 | 21 | NA | NA | NA | NA | NA | 0 | 0 | 0 | 0 | 0 | NA | NA | NA | NA | NA | 0 | 0 | 0 | 0 | 0 | 0 | 0 | 0 | 0 | 0 | 0 | 0 | 0 | 0 | 0 | NA | NA | NA | NA | NA
F7362 | Wellington Road |  | Coorparoo |  | NA | 1155 | 1155 | 1155 | 153 | 1155 | 211 | 210 | 207 | 205 | 204 | 0.97 | 0.97 | 0.97 | 0.97 | 0.97 | 0 | 0 | 0 | 0 | 0 | 0 | 0 | 0 | 0 | 0 | Urban | Urban | Urban | Urban | Urban | Yes | Yes | Yes | Yes | Yes | 1155 | 1155 | 1155 | 1155 | 1155 | 397 | 393 | 387 | 385 | 381 | 0 | 0 | 0 | 0 | 0 | 0 | 0 | 0 | 0 | 0 | 21 | 21 | 21 | 21 | 21 | NA | NA | NA | NA | NA | 0 | 0 | 0 | 0 | 0 | NA | NA | NA | NA | NA | 0 | 0 | 0 | 0 | 0 | 0 | 0 | 0 | 0 | 0 | 0 | 0 | 0 | 0 | 0 | NA | NA | NA | NA | NA
F752 | Murarrie |  | Newstead |  | NA | 1352 | 1352 | 1352 | 282 | 1352 | 421 | 441 | 449 | 451 | 457 | 0.99 | 0.99 | 0.99 | 0.99 | 0.99 | 0 | 0 | 0 | 0 | 0 | 0 | 0 | 0 | 0 | 0 | CBD | CBD | CBD | CBD | CBD | Yes | Yes | Yes | Yes | Yes | 1352 | 1352 | 1352 | 1352 | 1352 | 552 | 582 | 597 | 597 | 595 | 0 | 0 | 0 | 0 | 0 | 0 | 0 | 0 | 0 | 0 | NA | NA | NA | NA | NA | NA | NA | NA | NA | NA | 0 | 0 | 0 | 0 | 0 | NA | NA | NA | NA | NA | 0 | 0 | 0 | 0 | 0 | 0 | 0 | 0 | 0 | 0 | 0 | 0 | 0 | 0 | 0 | NA | NA | NA | NA | NA
F753 | Murarrie |  | Newstead |  | NA | 1352 | 1352 | 1352 | 282 | 1352 | 421 | 441 | 449 | 451 | 457 | 0.99 | 0.99 | 0.99 | 0.99 | 0.99 | 0 | 0 | 0 | 0 | 0 | 0 | 0 | 0 | 0 | 0 | CBD | CBD | CBD | CBD | CBD | Yes | Yes | Yes | Yes | Yes | 1352 | 1352 | 1352 | 1352 | 1352 | 552 | 582 | 597 | 597 | 595 | 0 | 0 | 0 | 0 | 0 | 0 | 0 | 0 | 0 | 0 | NA | NA | NA | NA | NA | NA | NA | NA | NA | NA | 0 | 0 | 0 | 0 | 0 | NA | NA | NA | NA | NA | 0 | 0 | 0 | 0 | 0 | 0 | 0 | 0 | 0 | 0 | 0 | 0 | 0 | 0 | 0 | NA | NA | NA | NA | NA
F809 | Newstead |  | Victoria Park |  | NA | 655 | 655 | 655 | 342 | 655 | 136 | 146 | 153 | 153 | 155 | 1 | 1 | 1 | 1 | 1 | 0 | 0 | 0 | 0 | 0 | 0 | 0 | 0 | 0 | 0 | CBD | CBD | CBD | CBD | CBD | Yes | Yes | Yes | Yes | Yes | 655 | 655 | 655 | 655 | 655 | 267 | 293 | 310 | 308 | 307 | 0 | 0 | 0 | 0 | 0 | 0 | 0 | 0 | 0 | 0 | NA | NA | NA | NA | NA | NA | NA | NA | NA | NA | 0 | 0 | 0 | 0 | 0 | NA | NA | NA | NA | NA | 0 | 0 | 0 | 0 | 0 | 0 | 0 | 0 | 0 | 0 | 0 | 0 | 0 | 0 | 0 | NA | NA | NA | NA | NA
F810 | Newstead |  | Victoria Park |  | NA | 655 | 655 | 655 | 338 | 655 | 136 | 146 | 153 | 153 | 155 | 1 | 1 | 1 | 1 | 1 | 0 | 0 | 0 | 0 | 0 | 0 | 0 | 0 | 0 | 0 | CBD | CBD | CBD | CBD | CBD | Yes | Yes | Yes | Yes | Yes | 655 | 655 | 655 | 655 | 655 | 267 | 293 | 310 | 308 | 307 | 0 | 0 | 0 | 0 | 0 | 0 | 0 | 0 | 0 | 0 | NA | NA | NA | NA | NA | NA | NA | NA | NA | NA | 0 | 0 | 0 | 0 | 0 | NA | NA | NA | NA | NA | 0 | 0 | 0 | 0 | 0 | 0 | 0 | 0 | 0 | 0 | 0 | 0 | 0 | 0 | 0 | NA | NA | NA | NA | NA
F829 | Charlotte St |  | Ann St |  | NA | 909 | 909 | 909 | 141 | 909 | 253 | 265 | 274 | 282 | 297 | 1 | 1 | 1 | 1 | 1 | 0 | 0 | 0 | 0 | 0 | 0 | 0 | 0 | 0 | 0 | CBD | CBD | CBD | CBD | CBD | Yes | Yes | Yes | Yes | Yes | 909 | 909 | 909 | 909 | 909 | 498 | 520 | 532 | 548 | 576 | 0 | 0 | 0 | 0 | 0 | 0 | 0 | 0 | 0 | 0 | NA | NA | NA | NA | NA | NA | NA | NA | NA | NA | 0 | 0 | 0 | 0 | 0 | NA | NA | NA | NA | NA | 0 | 0 | 0 | 0 | 0 | 0 | 0 | 0 | 0 | 0 | 0 | 0 | 0 | 0 | 0 | NA | NA | NA | NA | NA
F833 | Charlotte St |  | Ann St |  | NA | 909 | 909 | 909 | 141 | 909 | 253 | 265 | 274 | 282 | 297 | 1 | 1 | 1 | 1 | 1 | 0 | 0 | 0 | 0 | 0 | 0 | 0 | 0 | 0 | 0 | CBD | CBD | CBD | CBD | CBD | Yes | Yes | Yes | Yes | Yes | 909 | 909 | 909 | 909 | 909 | 498 | 520 | 532 | 548 | 576 | 0 | 0 | 0 | 0 | 0 | 0 | 0 | 0 | 0 | 0 | NA | NA | NA | NA | NA | NA | NA | NA | NA | NA | 0 | 0 | 0 | 0 | 0 | NA | NA | NA | NA | NA | 0 | 0 | 0 | 0 | 0 | 0 | 0 | 0 | 0 | 0 | 0 | 0 | 0 | 0 | 0 | NA | NA | NA | NA | NA
F834 | McLachlan St |  | Ann St |  | NA | 908 | 908 | 908 | 220 | 908 | 304 | 329 | 349 | 342 | 330 | 0.99 | 0.99 | 1 | 1 | 1 | 0 | 0 | 0 | 0 | 0 | 0 | 0 | 0 | 0 | 0 | CBD | CBD | CBD | CBD | CBD | Yes | Yes | Yes | Yes | Yes | 908 | 908 | 908 | 908 | 908 | 579 | 616 | 637 | 634 | 623 | 0 | 0 | 0 | 0 | 0 | 0 | 0 | 0 | 0 | 0 | NA | NA | NA | NA | NA | NA | NA | NA | NA | NA | 0 | 0 | 0 | 0 | 0 | NA | NA | NA | NA | NA | 0 | 0 | 0 | 0 | 0 | 0 | 0 | 0 | 0 | 0 | 0 | 0 | 0 | 0 | 0 | NA | NA | NA | NA | NA
F835 | McLachlan St |  | Victoria Park |  | NA | 908 | 908 | 908 | 473 | 908 | 286 | 320 | 341 | 338 | 333 | 0.98 | 0.98 | 0.99 | 0.98 | 0.99 | 0 | 0 | 0 | 0 | 0 | 0 | 0 | 0 | 0 | 0 | CBD | CBD | CBD | CBD | CBD | Yes | Yes | Yes | Yes | Yes | 908 | 908 | 908 | 908 | 908 | 366 | 405 | 429 | 427 | 422 | 0 | 0 | 0 | 0 | 0 | 0 | 0 | 0 | 0 | 0 | NA | NA | NA | NA | NA | NA | NA | NA | NA | NA | 0 | 0 | 0 | 0 | 0 | NA | NA | NA | NA | NA | 0 | 0 | 0 | 0 | 0 | 0 | 0 | 0 | 0 | 0 | 0 | 0 | 0 | 0 | 0 | NA | NA | NA | NA | NA
F914 | Newstead |  | McLachlan St |  | NA | 1232 | 1232 | 1232 | 179 | 1232 | 132 | 136 | 139 | 141 | 146 | 0.98 | 0.98 | 0.96 | 0.97 | 0.96 | 0 | 0 | 0 | 0 | 0 | 0 | 0 | 0 | 0 | 0 | CBD | CBD | CBD | CBD | CBD | Yes | Yes | Yes | Yes | Yes | 1232 | 1232 | 1232 | 1232 | 1232 | 238 | 251 | 258 | 258 | 257 | 0 | 0 | 0 | 0 | 0 | 0 | 0 | 0 | 0 | 0 | NA | NA | NA | NA | NA | NA | NA | NA | NA | NA | 0 | 0 | 0 | 0 | 0 | NA | NA | NA | NA | NA | 0 | 0 | 0 | 0 | 0 | 0 | 0 | 0 | 0 | 0 | 0 | 0 | 0 | 0 | 0 | NA | NA | NA | NA | NA
F915 | Newstead |  | McLachlan St |  | NA | 1232 | 1232 | 1232 | 232 | 1232 | 132 | 136 | 139 | 141 | 146 | 0.98 | 0.98 | 0.96 | 0.97 | 0.96 | 0 | 0 | 0 | 0 | 0 | 0 | 0 | 0 | 0 | 0 | CBD | CBD | CBD | CBD | CBD | Yes | Yes | Yes | Yes | Yes | 1232 | 1232 | 1232 | 1232 | 1232 | 238 | 251 | 258 | 258 | 257 | 0 | 0 | 0 | 0 | 0 | 0 | 0 | 0 | 0 | 0 | NA | NA | NA | NA | NA | NA | NA | NA | NA | NA | 0 | 0 | 0 | 0 | 0 | NA | NA | NA | NA | NA | 0 | 0 | 0 | 0 | 0 | 0 | 0 | 0 | 0 | 0 | 0 | 0 | 0 | 0 | 0 | NA | NA | NA | NA | NA
F830 | West End |  | Charlotte St |  | NA | 651 | 651 | 651 | 138 | 651 | 212 | 221 | 215 | 220 | 220 | 0.31 | 0.31 | 0.25 | 0.27 | 0.34 | 0 | 0 | 0 | 0 | 0 | 0 | 0 | 0 | 0 | 0 | CBD | CBD | CBD | CBD | CBD | Yes | Yes | Yes | Yes | Yes | 651 | 651 | 651 | 651 | 651 | 439 | 417 | 412 | 421 | 428 | 0 | 0 | 0 | 0 | 0 | 0 | 0 | 0 | 0 | 0 | NA | NA | NA | NA | NA | NA | NA | NA | NA | NA | 0 | 0 | 0 | 0 | 0 | NA | NA | NA | NA | NA | 0 | 0 | 0 | 0 | 0 | 0 | 0 | 0 | 0 | 0 | 0 | 0 | 0 | 0 | 0 | NA | NA | NA | NA | NA
F905 | Rocklea |  | West End |  | NA | 653 | 653 | 653 | 236 | 653 | 474 | 479 | 466 | 473 | 488 | 0.96 | 0.96 | 0.95 | 0.95 | 0.96 | 0 | 0 | 0 | 0 | 0 | 0 | 0 | 0 | 0 | 0 | CBD | CBD | CBD | CBD | CBD | Yes | Yes | Yes | Yes | Yes | 653 | 653 | 653 | 653 | 653 | 711 | 704 | 696 | 705 | 719 | 0 | 0 | 0 | 0 | 0 | 0 | 0 | 0 | 0 | 0 | 350 | 350 | 350 | 350 | 350 | NA | NA | NA | NA | NA | 0 | 0 | 0 | 0 | 0 | NA | NA | NA | NA | NA | 0 | 0 | 0 | 0 | 0 | 0 | 0 | 0 | 0 | 0 | 0 | 0 | 0 | 0 | 0 | NA | NA | NA | NA | NA
F7266 | Milton |  | Customer |  | NA | 908 | 908 | 908 | 321 | 908 | 179 | 175 | 175 | 179 | 185 | 0.76 | 0.76 | 0.77 | 0.77 | 0.77 | 0 | 0 | 0 | 0 | 0 | 0 | 0 | 0 | 0 | 0 | CBD | CBD | CBD | CBD | CBD | Yes | Yes | Yes | Yes | Yes | 908 | 908 | 908 | 908 | 908 | 409 | 370 | 367 | 367 | 385 | 0 | 0 | 0 | 0 | 0 | 0 | 0 | 0 | 0 | 0 | NA | NA | NA | NA | NA | NA | NA | NA | NA | NA | 0 | 0 | 0 | 0 | 0 | NA | NA | NA | NA | NA | 0 | 0 | 0 | 0 | 0 | 0 | 0 | 0 | 0 | 0 | 0 | 0 | 0 | 0 | 0 | NA | NA | NA | NA | NA
F7267 | Milton |  | Makerston St |  | NA | 908 | 908 | 908 | 377 | 908 | 223 | 222 | 225 | 232 | 246 | 0.79 | 0.8 | 0.82 | 0.81 | 0.81 | 0 | 0 | 0 | 0 | 0 | 0 | 0 | 0 | 0 | 0 | CBD | CBD | CBD | CBD | CBD | Yes | Yes | Yes | Yes | Yes | 908 | 908 | 908 | 908 | 908 | 421 | 411 | 408 | 414 | 437 | 0 | 0 | 0 | 0 | 0 | 0 | 0 | 0 | 0 | 0 | NA | NA | NA | NA | NA | NA | NA | NA | NA | NA | 0 | 0 | 0 | 0 | 0 | NA | NA | NA | NA | NA | 0 | 0 | 0 | 0 | 0 | 0 | 0 | 0 | 0 | 0 | 0 | 0 | 0 | 0 | 0 | NA | NA | NA | NA | NA
F7321 | Customer |  | Makerston St |  | NA | 908 | 908 | 908 | 97 | 908 | 130 | 130 | 134 | 138 | 145 | 0.63 | 0.65 | 0.68 | 0.67 | 0.68 | 0 | 0 | 0 | 0 | 0 | 0 | 0 | 0 | 0 | 0 | CBD | CBD | CBD | CBD | CBD | Yes | Yes | Yes | Yes | Yes | 908 | 908 | 908 | 908 | 908 | 361 | 325 | 327 | 327 | 346 | 0 | 0 | 0 | 0 | 0 | 0 | 0 | 0 | 0 | 0 | NA | NA | NA | NA | NA | NA | NA | NA | NA | NA | 0 | 0 | 0 | 0 | 0 | NA | NA | NA | NA | NA | 0 | 0 | 0 | 0 | 0 | 0 | 0 | 0 | 0 | 0 | 0 | 0 | 0 | 0 | 0 | NA | NA | NA | NA | NA
F7365 | Kelvin Grove |  | Milton |  | NA | 905 | 905 | 905 | 118 | 905 | 228 | 233 | 233 | 236 | 245 | 0.85 | 0.86 | 0.87 | 0.86 | 0.86 | 0 | 0 | 0 | 0 | 0 | 0 | 0 | 0 | 0 | 0 | CBD | CBD | CBD | CBD | CBD | Yes | Yes | Yes | Yes | Yes | 905 | 905 | 905 | 905 | 905 | 563 | 544 | 539 | 538 | 553 | 0 | 0 | 0 | 0 | 0 | 0 | 0 | 0 | 0 | 0 | NA | NA | NA | NA | NA | NA | NA | NA | NA | NA | 0 | 0 | 0 | 0 | 0 | NA | NA | NA | NA | NA | 0 | 0 | 0 | 0 | 0 | 0 | 0 | 0 | 0 | 0 | 0 | 0 | 0 | 0 | 0 | NA | NA | NA | NA | NA
F781 | Ashgrove West |  | Kelvin Grove |  | NA | 857 | 857 | 857 | 505 | 857 | 313 | 318 | 318 | 321 | 328 | 0.93 | 0.93 | 0.94 | 0.93 | 0.93 | 0 | 0 | 0 | 0 | 0 | 0 | 0 | 0 | 0 | 0 | CBD | CBD | CBD | CBD | CBD | Yes | Yes | Yes | Yes | Yes | 857 | 857 | 857 | 857 | 857 | 641 | 623 | 617 | 616 | 631 | 0 | 0 | 0 | 0 | 0 | 0 | 0 | 0 | 0 | 0 | NA | NA | NA | NA | NA | NA | NA | NA | NA | NA | 0 | 0 | 0 | 0 | 0 | NA | NA | NA | NA | NA | 0 | 0 | 0 | 0 | 0 | 0 | 0 | 0 | 0 | 0 | 0 | 0 | 0 | 0 | 0 | NA | NA | NA | NA | NA
F782 | Ashgrove West |  | Milton |  | NA | 857 | 857 | 857 | 232 | 857 | 368 | 373 | 373 | 377 | 387 | 0.91 | 0.92 | 0.92 | 0.92 | 0.92 | 0 | 0 | 0 | 0 | 0 | 0 | 0 | 0 | 0 | 0 | CBD | CBD | CBD | CBD | CBD | Yes | Yes | Yes | Yes | Yes | 857 | 857 | 857 | 857 | 857 | 653 | 634 | 629 | 628 | 643 | 0 | 0 | 0 | 0 | 0 | 0 | 0 | 0 | 0 | 0 | NA | NA | NA | NA | NA | NA | NA | NA | NA | NA | 0 | 0 | 0 | 0 | 0 | NA | NA | NA | NA | NA | 0 | 0 | 0 | 0 | 0 | 0 | 0 | 0 | 0 | 0 | 0 | 0 | 0 | 0 | 0 | NA | NA | NA | NA | NA
F807 | Makerston St |  | Charlotte St |  | NA | 588 | 588 | 588 | 481 | 588 | 93 | 97 | 94 | 97 | 96 | 0.31 | 0.3 | 0.22 | 0.24 | 0.3 | 0 | 0 | 0 | 0 | 0 | 0 | 0 | 0 | 0 | 0 | CBD | CBD | CBD | CBD | CBD | Yes | Yes | Yes | Yes | Yes | 588 | 588 | 588 | 588 | 588 | 293 | 249 | 250 | 250 | 258 | 0 | 0 | 0 | 0 | 0 | 0 | 0 | 0 | 0 | 0 | NA | NA | NA | NA | NA | NA | NA | NA | NA | NA | 0 | 0 | 0 | 0 | 0 | NA | NA | NA | NA | NA | 0 | 0 | 0 | 0 | 0 | 0 | 0 | 0 | 0 | 0 | 0 | 0 | 0 | 0 | 0 | NA | NA | NA | NA | NA
F808 | Makerston St |  | Charlotte St |  | NA | 588 | 588 | 588 | 133 | 588 | 112 | 118 | 115 | 118 | 119 | 0.38 | 0.39 | 0.34 | 0.37 | 0.46 | 0 | 0 | 0 | 0 | 0 | 0 | 0 | 0 | 0 | 0 | CBD | CBD | CBD | CBD | CBD | Yes | Yes | Yes | Yes | Yes | 588 | 588 | 588 | 588 | 588 | 285 | 234 | 232 | 234 | 241 | 0 | 0 | 0 | 0 | 0 | 0 | 0 | 0 | 0 | 0 | NA | NA | NA | NA | NA | NA | NA | NA | NA | NA | 0 | 0 | 0 | 0 | 0 | NA | NA | NA | NA | NA | 0 | 0 | 0 | 0 | 0 | 0 | 0 | 0 | 0 | 0 | 0 | 0 | 0 | 0 | 0 | NA | NA | NA | NA | NA
F704 | Beenleigh |  | Yatala |  | NA | 908 | 908 | 908 | 509 | 908 | 474 | 449 | 501 | 505 | 497 | 0.77 | 0.78 | 0.83 | 0.82 | 0.83 | 0 | 0 | 0 | 0 | 0 | 0 | 0 | 0 | 0 | 0 | Urban | Urban | Urban | Urban | Urban | Yes | Yes | Yes | Yes | Yes | 908 | 908 | 908 | 908 | 908 | 1033 | 1036 | 1039 | 1048 | 1058 | 0 | 0 | 0 | 0 | 0 | 0 | 0 | 0 | 0 | 0 | 318 | 318 | 318 | 318 | 318 | NA | NA | NA | NA | NA | 0 | 0 | 0 | 0 | 0 | NA | NA | NA | NA | NA | 0 | 0 | 0 | 0 | 0 | 0 | 0 | 0 | 0 | 0 | 0 | 0 | 0 | 0 | 0 | NA | NA | NA | NA | NA
F7351 | Jimboomba |  | Beaudesert |  | NA | 578 | 578 | 578 | 51 | 578 | 215 | 225 | 230 | 232 | 235 | 0.94 | 0.94 | 0.94 | 0.94 | 0.94 | 0 | 0 | 0 | 0 | 0 | 0 | 0 | 0 | 0 | 0 | Rural | Rural | Rural | Rural | Rural | Yes | Yes | Yes | Yes | Yes | 578 | 578 | 578 | 578 | 578 | 212 | 222 | 228 | 231 | 234 | 0 | 0 | 0 | 0 | 0 | 0 | 0 | 0 | 0 | 0 | 52 | 52 | 52 | 52 | 52 | NA | NA | NA | NA | NA | 0 | 0 | 0 | 0 | 0 | NA | NA | NA | NA | NA | 0 | 0 | 0 | 0 | 0 | 0 | 0 | 0 | 0 | 0 | 0 | 0 | 0 | 0 | 0 | NA | NA | NA | NA | NA
F7354 | Loganlea |  | Jimboomba |  | NA | 780 | 780 | 780 | 21 | 780 | 449 | 458 | 466 | 481 | 498 | 0.91 | 0.91 | 0.91 | 0.91 | 0.91 | 0 | 0 | 0 | 0 | 0 | 0 | 0 | 0 | 0 | 0 | Rural | Rural | Rural | Rural | Rural | Yes | Yes | Yes | Yes | Yes | 780 | 780 | 780 | 780 | 780 | 702 | 717 | 727 | 756 | 781 | 0 | 0 | 0 | 0 | 0 | 0 | 0 | 0 | 0 | 0 | 349 | 349 | 349 | 349 | 349 | NA | NA | NA | NA | NA | 0 | 0 | 0 | 0 | 0 | NA | NA | NA | NA | NA | 0 | 0 | 0 | 0 | 0 | 0 | 0 | 0 | 0 | 0 | 0 | 0 | 0 | 0 | 0 | NA | NA | NA | NA | NA
F7377 | Yatala |  | Coomera |  | NA | 908 | 908 | 908 | 31 | 908 | 115 | 96 | 126 | 133 | 126 | 0.23 | 0.14 | 0.66 | 0.64 | 0.66 | 0 | 0 | 0 | 0 | 0 | 0 | 0 | 0 | 0 | 0 | Urban | Urban | Urban | Urban | Urban | Yes | Yes | Yes | Yes | Yes | 908 | 908 | 908 | 908 | 908 | 699 | 706 | 710 | 722 | 733 | 0 | 0 | 0 | 0 | 0 | 0 | 0 | 0 | 0 | 0 | 21 | 21 | 21 | 21 | 21 | NA | NA | NA | NA | NA | 0 | 0 | 0 | 0 | 0 | NA | NA | NA | NA | NA | 0 | 0 | 0 | 0 | 0 | 0 | 0 | 0 | 0 | 0 | 0 | 0 | 0 | 0 | 0 | NA | NA | NA | NA | NA
F787 | Loganlea |  | Beenleigh |  | NA | 1047 | 1047 | 1047 | 71 | 1047 | 498 | 492 | 512 | 509 | 507 | 0.89 | 0.9 | 0.91 | 0.91 | 0.91 | 0 | 0 | 0 | 0 | 0 | 0 | 0 | 0 | 0 | 0 | Rural | Rural | Rural | Rural | Rural | Yes | Yes | Yes | Yes | Yes | 1047 | 1047 | 1047 | 1047 | 1047 | 740 | 734 | 760 | 757 | 752 | 0 | 0 | 0 | 0 | 0 | 0 | 0 | 0 | 0 | 0 | 52 | 52 | 52 | 52 | 52 | NA | NA | NA | NA | NA | 0 | 0 | 0 | 0 | 0 | NA | NA | NA | NA | NA | 0 | 0 | 0 | 0 | 0 | 0 | 0 | 0 | 0 | 0 | 0 | 0 | 0 | 0 | 0 | NA | NA | NA | NA | NA
F788/1 | Beenleigh |  | Russell Island Tee |  | NA | 184 | 184 | 184 | 187 | 184 | 50 | 50 | 50 | 51 | 51 | 1 | 1 | 1 | 1 | 1 | 0 | 0 | 0 | 0 | 0 | 0 | 0 | 0 | 0 | 0 | Rural | Rural | Rural | Rural | Rural | Yes | Yes | Yes | Yes | Yes | 184 | 184 | 184 | 184 | 184 | 55 | 55 | 55 | 56 | 56 | 0 | 0 | 0 | 0 | 0 | 0 | 0 | 0 | 0 | 0 | 52 | 52 | 52 | 52 | 52 | NA | NA | NA | NA | NA | 0 | 0 | 0 | 0 | 0 | NA | NA | NA | NA | NA | 0 | 0 | 0 | 0 | 0 | 0 | 0 | 0 | 0 | 0 | 0 | 0 | 0 | 0 | 0 | NA | NA | NA | NA | NA
F788/2 | Russell Island Tee |  | Stradbroke Island |  | NA | 184 | 184 | 184 | 329 | 184 | 21 | 21 | 21 | 21 | 21 | 1 | 1 | 1 | 1 | 1 | 0 | 0 | 0 | 0 | 0 | 0 | 0 | 0 | 0 | 0 | Rural | Rural | Rural | Rural | Rural | Yes | Yes | Yes | Yes | Yes | 184 | 184 | 184 | 184 | 184 | 29 | 29 | 28 | 28 | 28 | 0 | 0 | 0 | 0 | 0 | 0 | 0 | 0 | 0 | 0 | 52 | 52 | 52 | 52 | 52 | NA | NA | NA | NA | NA | 0 | 0 | 0 | 0 | 0 | NA | NA | NA | NA | NA | 0 | 0 | 0 | 0 | 0 | 0 | 0 | 0 | 0 | 0 | 0 | 0 | 0 | 0 | 0 | NA | NA | NA | NA | NA
F788/3 | Russell Island Tee |  | Russell Island |  | NA | 681 | 681 | 681 | 509 | 681 | 29 | 30 | 30 | 31 | 31 | 0.99 | 0.99 | 0.99 | 0.99 | 0.99 | 0 | 0 | 0 | 0 | 0 | 0 | 0 | 0 | 0 | 0 | Rural | Rural | Rural | Rural | Rural | Yes | Yes | Yes | Yes | Yes | 681 | 681 | 681 | 681 | 681 | 28 | 28 | 29 | 29 | 30 | 0 | 0 | 0 | 0 | 0 | 0 | 0 | 0 | 0 | 0 | 52 | 52 | 52 | 52 | 52 | NA | NA | NA | NA | NA | 0 | 0 | 0 | 0 | 0 | NA | NA | NA | NA | NA | 0 | 0 | 0 | 0 | 0 | 0 | 0 | 0 | 0 | 0 | 0 | 0 | 0 | 0 | 0 | NA | NA | NA | NA | NA
F793 | Loganlea |  | North Springwood |  | NA | 640 | 640 | 640 | 254 | 640 | 73 | 72 | 72 | 71 | 71 | 0.99 | 0.99 | 0.99 | 0.99 | 0.99 | 0 | 0 | 0 | 0 | 0 | 0 | 0 | 0 | 0 | 0 | Urban | Urban | Urban | Urban | Urban | Yes | Yes | Yes | Yes | Yes | 640 | 640 | 640 | 640 | 640 | 237 | 235 | 231 | 230 | 227 | 0 | 0 | 0 | 0 | 0 | 0 | 0 | 0 | 0 | 0 | 21 | 21 | 21 | 21 | 21 | NA | NA | NA | NA | NA | 0 | 0 | 0 | 0 | 0 | NA | NA | NA | NA | NA | 0 | 0 | 0 | 0 | 0 | 0 | 0 | 0 | 0 | 0 | 0 | 0 | 0 | 0 | 0 | NA | NA | NA | NA | NA
F799 | Loganlea |  | North Springwood |  | NA | 640 | 640 | 640 | 323 | 640 | 193 | 191 | 189 | 187 | 186 | 0.99 | 0.99 | 0.99 | 0.99 | 0.99 | 0 | 0 | 0 | 0 | 0 | 0 | 0 | 0 | 0 | 0 | Urban | Urban | Urban | Urban | Urban | Yes | Yes | Yes | Yes | Yes | 640 | 640 | 640 | 640 | 640 | 226 | 223 | 220 | 219 | 217 | 0 | 0 | 0 | 0 | 0 | 0 | 0 | 0 | 0 | 0 | 21 | 21 | 21 | 21 | 21 | NA | NA | NA | NA | NA | 0 | 0 | 0 | 0 | 0 | NA | NA | NA | NA | NA | 0 | 0 | 0 | 0 | 0 | 0 | 0 | 0 | 0 | 0 | 0 | 0 | 0 | 0 | 0 | NA | NA | NA | NA | NA
F820 | Loganlea |  | Jimboomba |  | NA | 743 | 743 | 743 | 11 | 743 | 307 | 314 | 319 | 329 | 341 | 0.94 | 0.94 | 0.94 | 0.93 | 0.93 | 0 | 0 | 0 | 0 | 0 | 0 | 0 | 0 | 0 | 0 | Rural | Rural | Rural | Rural | Rural | Yes | Yes | Yes | Yes | Yes | 743 | 743 | 743 | 743 | 743 | 732 | 750 | 760 | 791 | 821 | 0 | 0 | 0 | 0 | 0 | 0 | 0 | 0 | 0 | 0 | 200 | 200 | 200 | 200 | 200 | NA | NA | NA | NA | NA | 0 | 0 | 0 | 0 | 0 | NA | NA | NA | NA | NA | 0 | 0 | 0 | 0 | 0 | 0 | 0 | 0 | 0 | 0 | 0 | 0 | 0 | 0 | 0 | NA | NA | NA | NA | NA
F837 | Loganlea |  | Beenleigh |  | NA | 1047 | 1047 | 1047 | 0 | 1047 | 498 | 492 | 512 | 509 | 507 | 0.89 | 0.9 | 0.91 | 0.91 | 0.91 | 0 | 0 | 0 | 0 | 0 | 0 | 0 | 0 | 0 | 0 | Rural | Rural | Rural | Rural | Rural | Yes | Yes | Yes | Yes | Yes | 1047 | 1047 | 1047 | 1047 | 1047 | 740 | 734 | 760 | 757 | 752 | 0 | 0 | 0 | 0 | 0 | 0 | 0 | 0 | 0 | 0 | 52 | 52 | 52 | 52 | 52 | NA | NA | NA | NA | NA | 0 | 0 | 0 | 0 | 0 | NA | NA | NA | NA | NA | 0 | 0 | 0 | 0 | 0 | 0 | 0 | 0 | 0 | 0 | 0 | 0 | 0 | 0 | 0 | NA | NA | NA | NA | NA
F836 | Loganlea |  | Browns Plains |  | NA | 627 | 627 | 627 | 9 | 627 | 248 | 257 | 256 | 254 | 254 | 0.93 | 0.92 | 0.92 | 0.92 | 0.92 | 0 | 0 | 0 | 0 | 0 | 0 | 0 | 0 | 0 | 0 | Urban | Urban | Urban | Urban | Urban | Yes | Yes | Yes | Yes | Yes | 627 | 627 | 627 | 627 | 627 | 561 | 583 | 579 | 577 | 574 | 0 | 0 | 0 | 0 | 0 | 0 | 0 | 0 | 0 | 0 | 21 | 21 | 21 | 21 | 21 | NA | NA | NA | NA | NA | 0 | 0 | 0 | 0 | 0 | NA | NA | NA | NA | NA | 0 | 0 | 0 | 0 | 0 | 0 | 0 | 0 | 0 | 0 | 0 | 0 | 0 | 0 | 0 | NA | NA | NA | NA | NA
F843 | Loganlea |  | Browns Plains |  | NA | 684 | 684 | 684 | 187 | 684 | 316 | 326 | 325 | 323 | 323 | 0.92 | 0.92 | 0.92 | 0.92 | 0.92 | 0 | 0 | 0 | 0 | 0 | 0 | 0 | 0 | 0 | 0 | Urban | Urban | Urban | Urban | Urban | Yes | Yes | Yes | Yes | Yes | 684 | 684 | 684 | 684 | 684 | 549 | 569 | 565 | 563 | 561 | 0 | 0 | 0 | 0 | 0 | 0 | 0 | 0 | 0 | 0 | 21 | 21 | 21 | 21 | 21 | NA | NA | NA | NA | NA | 0 | 0 | 0 | 0 | 0 | NA | NA | NA | NA | NA | 0 | 0 | 0 | 0 | 0 | 0 | 0 | 0 | 0 | 0 | 0 | 0 | 0 | 0 | 0 | NA | NA | NA | NA | NA
F904/1 | Beenleigh |  | Rocky Point Tee |  | NA | 625 | 625 | 625 | 170 | 625 | 11 | 11 | 11 | 11 | 11 | 0.77 | 0.77 | 0.76 | 0.76 | 0.76 | 0 | 0 | 0 | 0 | 0 | 0 | 0 | 0 | 0 | 0 | Rural | Rural | Rural | Rural | Rural | Yes | Yes | Yes | Yes | Yes | 625 | 625 | 625 | 625 | 625 | 49 | 49 | 48 | 48 | 48 | 0 | 0 | 0 | 0 | 0 | 0 | 0 | 0 | 0 | 0 | 52 | 52 | 52 | 52 | 52 | NA | NA | NA | NA | NA | 0 | 0 | 0 | 0 | 0 | NA | NA | NA | NA | NA | 0 | 0 | 0 | 0 | 0 | 0 | 0 | 0 | 0 | 0 | 0 | 0 | 0 | 0 | 0 | NA | NA | NA | NA | NA
F904/2 | Rocky Point Tee |  | Rocky Point |  | NA | 640 | 640 | 640 | 197 | 640 | 0 | 0 | 0 | 0 | 0 | 0 | 0 | 0 | 0 | 0 | 0 | 0 | 0 | 0 | 0 | 0 | 0 | 0 | 0 | 0 | Rural | Rural | Rural | Rural | Rural | Yes | Yes | Yes | Yes | Yes | 640 | 640 | 640 | 640 | 640 | 0 | 0 | 0 | 0 | 0 | 0 | 0 | 0 | 0 | 0 | 0 | 0 | 0 | 0 | 0 | 52 | 52 | 52 | 52 | 52 | NA | NA | NA | NA | NA | 0 | 0 | 0 | 0 | 0 | NA | NA | NA | NA | NA | 0 | 0 | 0 | 0 | 0 | 0 | 0 | 0 | 0 | 0 | 0 | 0 | 0 | 0 | 0 | NA | NA | NA | NA | NA
F904/3 | Rocky Point Tee |  | Ibis |  | NA | 309 | 309 | 309 | 480 | 309 | 9 | 9 | 9 | 9 | 9 | 1 | 1 | 1 | 1 | 1 | 0 | 0 | 0 | 0 | 0 | 0 | 0 | 0 | 0 | 0 | Rural | Rural | Rural | Rural | Rural | Yes | Yes | Yes | Yes | Yes | 309 | 309 | 309 | 309 | 309 | 50 | 50 | 50 | 50 | 49 | 0 | 0 | 0 | 0 | 0 | 0 | 0 | 0 | 0 | 0 | 52 | 52 | 52 | 52 | 52 | NA | NA | NA | NA | NA | 0 | 0 | 0 | 0 | 0 | NA | NA | NA | NA | NA | 0 | 0 | 0 | 0 | 0 | 0 | 0 | 0 | 0 | 0 | 0 | 0 | 0 | 0 | 0 | NA | NA | NA | NA | NA
F726 | Postmans Ridge |  | Gatton |  | NA | 441 | 441 | 441 | 47 | 441 | 184 | 190 | 188 | 187 | 186 | 0.97 | 0.97 | 0.97 | 0.97 | 0.97 | 0 | 0 | 0 | 0 | 0 | 0 | 0 | 0 | 0 | 0 | Rural | Rural | Rural | Rural | Rural | Yes | Yes | Yes | Yes | Yes | 441 | 441 | 441 | 441 | 441 | 492 | 496 | 492 | 500 | 498 | 0 | 0 | 0 | 0 | 0 | 0 | 0 | 0 | 0 | 0 | 108 | 108 | 108 | 108 | 108 | NA | NA | NA | NA | NA | 0 | 0 | 0 | 0 | 0 | NA | NA | NA | NA | NA | 0 | 0 | 0 | 0 | 0 | 0 | 0 | 0 | 0 | 0 | 0 | 0 | 0 | 0 | 0 | NA | NA | NA | NA | NA
F727 | Middle Ridge |  | Postmans Ridge |  | NA | 441 | 441 | 441 | 602 | 441 | 169 | 171 | 171 | 170 | 169 | 1 | 1 | 1 | 1 | 1 | 0 | 0 | 0 | 0 | 0 | 0 | 0 | 0 | 0 | 0 | Rural | Rural | Rural | Rural | Rural | Yes | Yes | Yes | Yes | Yes | 441 | 441 | 441 | 441 | 441 | 340 | 346 | 344 | 342 | 341 | 0 | 0 | 0 | 0 | 0 | 0 | 0 | 0 | 0 | 0 | 52 | 52 | 52 | 52 | 52 | NA | NA | NA | NA | NA | 0 | 0 | 0 | 0 | 0 | NA | NA | NA | NA | NA | 0 | 0 | 0 | 0 | 0 | 0 | 0 | 0 | 0 | 0 | 0 | 0 | 0 | 0 | 0 | NA | NA | NA | NA | NA
F7348 | Middle Ridge |  | Postmans Ridge |  | NA | 1000 | 1000 | 1000 | 480 | 1000 | 196 | 198 | 197 | 197 | 196 | 0.93 | 0.93 | 0.93 | 0.93 | 0.93 | 0 | 0 | 0 | 0 | 0 | 0 | 0 | 0 | 0 | 0 | Rural | Rural | Rural | Rural | Rural | Yes | Yes | Yes | Yes | Yes | 1000 | 1000 | 1000 | 1000 | 1000 | 356 | 358 | 356 | 360 | 359 | 0 | 0 | 0 | 0 | 0 | 0 | 0 | 0 | 0 | 0 | 52 | 52 | 52 | 52 | 52 | NA | NA | NA | NA | NA | 0 | 0 | 0 | 0 | 0 | NA | NA | NA | NA | NA | 0 | 0 | 0 | 0 | 0 | 0 | 0 | 0 | 0 | 0 | 0 | 0 | 0 | 0 | 0 | NA | NA | NA | NA | NA
F7193 | Molendinar |  | Cades County |  | NA | 895 | 895 | 895 | 202 | 895 | 503 | 511 | 480 | 480 | 486 | 0.96 | 0.96 | 0.95 | 0.95 | 0.95 | 0 | 0 | 0 | 0 | 0 | 0 | 0 | 0 | 0 | 0 | Urban | Urban | Urban | Urban | Urban | Yes | Yes | Yes | Yes | Yes | 895 | 895 | 895 | 895 | 895 | 835 | 842 | 792 | 799 | 805 | 0 | 0 | 0 | 0 | 0 | 0 | 0 | 0 | 0 | 0 | 21 | 21 | 21 | 21 | 21 | NA | NA | NA | NA | NA | 0 | 0 | 0 | 0 | 0 | NA | NA | NA | NA | NA | 0 | 0 | 0 | 0 | 0 | 0 | 0 | 0 | 0 | 0 | 0 | 0 | 0 | 0 | 0 | NA | NA | NA | NA | NA
F7229 | Molendinar |  | Robina |  | NA | 929 | 929 | 929 | 176 | 929 | 33 | 28 | 47 | 47 | 45 | 0.73 | 0.85 | 0.96 | 0.96 | 0.96 | 0 | 0 | 0 | 0 | 0 | 0 | 0 | 0 | 0 | 0 | Urban | Urban | Urban | Urban | Urban | Yes | Yes | Yes | Yes | Yes | 929 | 929 | 929 | 929 | 929 | 248 | 247 | 246 | 246 | 245 | 0 | 0 | 0 | 0 | 0 | 0 | 0 | 0 | 0 | 0 | 21 | 21 | 21 | 21 | 21 | NA | NA | NA | NA | NA | 0 | 0 | 0 | 0 | 0 | NA | NA | NA | NA | NA | 0 | 0 | 0 | 0 | 0 | 0 | 0 | 0 | 0 | 0 | 0 | 0 | 0 | 0 | 0 | NA | NA | NA | NA | NA
F7283 | Cades County |  | Coomera |  | NA | 908 | 908 | 908 | 204 | 908 | 638 | 658 | 598 | 602 | 617 | 0.98 | 0.97 | 0.97 | 0.97 | 0.96 | 0 | 0 | 0 | 0 | 0 | 0 | 0 | 0 | 0 | 0 | Urban | Urban | Urban | Urban | Urban | Yes | Yes | Yes | Yes | Yes | 908 | 908 | 908 | 908 | 908 | 996 | 995 | 991 | 999 | 1005 | 0 | 0 | 0 | 0 | 0 | 0 | 0 | 0 | 0 | 0 | 318 | 318 | 318 | 318 | 318 | NA | NA | NA | NA | NA | 0 | 0 | 0 | 0 | 0 | NA | NA | NA | NA | NA | 0 | 0 | 0 | 0 | 0 | 0 | 0 | 0 | 0 | 0 | 0 | 0 | 0 | 0 | 0 | NA | NA | NA | NA | NA
F7297 | Molendinar |  | Cades County |  | NA | 895 | 895 | 895 | 422 | 895 | 503 | 511 | 480 | 480 | 486 | 0.96 | 0.96 | 0.95 | 0.95 | 0.95 | 0 | 0 | 0 | 0 | 0 | 0 | 0 | 0 | 0 | 0 | Urban | Urban | Urban | Urban | Urban | Yes | Yes | Yes | Yes | Yes | 895 | 895 | 895 | 895 | 895 | 835 | 842 | 792 | 799 | 805 | 0 | 0 | 0 | 0 | 0 | 0 | 0 | 0 | 0 | 0 | 21 | 21 | 21 | 21 | 21 | NA | NA | NA | NA | NA | 0 | 0 | 0 | 0 | 0 | NA | NA | NA | NA | NA | 0 | 0 | 0 | 0 | 0 | 0 | 0 | 0 | 0 | 0 | 0 | 0 | 0 | 0 | 0 | NA | NA | NA | NA | NA
F798 | Molendinar |  | Nerang |  | NA | 929 | 929 | 929 | 79 | 929 | 145 | 140 | 203 | 202 | 199 | 0.93 | 0.95 | 0.98 | 0.98 | 0.98 | 0 | 0 | 0 | 0 | 0 | 0 | 0 | 0 | 0 | 0 | Urban | Urban | Urban | Urban | Urban | Yes | Yes | Yes | Yes | Yes | 929 | 929 | 929 | 929 | 929 | 254 | 251 | 337 | 335 | 333 | 0 | 0 | 0 | 0 | 0 | 0 | 0 | 0 | 0 | 0 | 21 | 21 | 21 | 21 | 21 | NA | NA | NA | NA | NA | 0 | 0 | 0 | 0 | 0 | NA | NA | NA | NA | NA | 0 | 0 | 0 | 0 | 0 | 0 | 0 | 0 | 0 | 0 | 0 | 0 | 0 | 0 | 0 | NA | NA | NA | NA | NA
F907 | Molendinar |  | Southport |  | NA | 777 | 777 | 777 | 417 | 777 | 174 | 174 | 175 | 176 | 177 | 0.99 | 0.99 | 0.99 | 0.99 | 0.99 | 0 | 0 | 0 | 0 | 0 | 0 | 0 | 0 | 0 | 0 | Urban | Urban | Urban | Urban | Urban | Yes | Yes | Yes | Yes | Yes | 777 | 777 | 777 | 777 | 777 | 354 | 354 | 355 | 358 | 361 | 0 | 0 | 0 | 0 | 0 | 0 | 0 | 0 | 0 | 0 | 21 | 21 | 21 | 21 | 21 | NA | NA | NA | NA | NA | 0 | 0 | 0 | 0 | 0 | NA | NA | NA | NA | NA | 0 | 0 | 0 | 0 | 0 | 0 | 0 | 0 | 0 | 0 | 0 | 0 | 0 | 0 | 0 | NA | NA | NA | NA | NA
F917 | Molendinar |  | Southport |  | NA | 777 | 777 | 777 | 418 | 777 | 202 | 201 | 203 | 204 | 206 | 0.97 | 0.97 | 0.97 | 0.97 | 0.97 | 0 | 0 | 0 | 0 | 0 | 0 | 0 | 0 | 0 | 0 | Urban | Urban | Urban | Urban | Urban | Yes | Yes | Yes | Yes | Yes | 777 | 777 | 777 | 777 | 777 | 353 | 353 | 355 | 357 | 360 | 0 | 0 | 0 | 0 | 0 | 0 | 0 | 0 | 0 | 0 | 21 | 21 | 21 | 21 | 21 | NA | NA | NA | NA | NA | 0 | 0 | 0 | 0 | 0 | NA | NA | NA | NA | NA | 0 | 0 | 0 | 0 | 0 | 0 | 0 | 0 | 0 | 0 | 0 | 0 | 0 | 0 | 0 | NA | NA | NA | NA | NA
F916 | Molendinar |  | Surfers Paradise |  | NA | 1037 | 1037 | 1037 | 159 | 1037 | 277 | 271 | 421 | 422 | 419 | 0.99 | 1 | 1 | 1 | 1 | 0 | 0 | 0 | 0 | 0 | 0 | 0 | 0 | 0 | 0 | Urban | Urban | Urban | Urban | Urban | Yes | Yes | Yes | Yes | Yes | 1037 | 1037 | 1037 | 1037 | 1037 | 462 | 462 | 671 | 670 | 669 | 0 | 0 | 0 | 0 | 0 | 0 | 0 | 0 | 0 | 0 | 21 | 21 | 21 | 21 | 21 | NA | NA | NA | NA | NA | 0 | 0 | 0 | 0 | 0 | NA | NA | NA | NA | NA | 0 | 0 | 0 | 0 | 0 | 0 | 0 | 0 | 0 | 0 | 0 | 0 | 0 | 0 | 0 | NA | NA | NA | NA | NA
F706 | Mudgeeraba |  | Nerang |  | NA | 929 | 929 | 929 | 159 | 929 | 146 | 145 | 80 | 79 | 80 | 1 | 1 | 0.99 | 0.99 | 0.99 | 0 | 0 | 0 | 0 | 0 | 0 | 0 | 0 | 0 | 0 | Urban | Urban | Urban | Urban | Urban | Yes | Yes | Yes | Yes | Yes | 929 | 929 | 929 | 929 | 929 | 264 | 263 | 250 | 249 | 248 | 0 | 0 | 0 | 0 | 0 | 0 | 0 | 0 | 0 | 0 | 21 | 21 | 21 | 21 | 21 | NA | NA | NA | NA | NA | 0 | 0 | 0 | 0 | 0 | NA | NA | NA | NA | NA | 0 | 0 | 0 | 0 | 0 | 0 | 0 | 0 | 0 | 0 | 0 | 0 | 0 | 0 | 0 | NA | NA | NA | NA | NA
F754 | Mudgeeraba |  | Burleigh Heads |  | NA | 982 | 982 | 982 | 217 | 982 | 422 | 418 | 418 | 417 | 416 | 0.98 | 0.98 | 0.98 | 0.98 | 0.98 | 0 | 0 | 0 | 0 | 0 | 0 | 0 | 0 | 0 | 0 | Urban | Urban | Urban | Urban | Urban | Yes | Yes | Yes | Yes | Yes | 982 | 982 | 982 | 982 | 982 | 807 | 801 | 797 | 796 | 793 | 0 | 0 | 0 | 0 | 0 | 0 | 0 | 0 | 0 | 0 | 21 | 21 | 21 | 21 | 21 | NA | NA | NA | NA | NA | 0 | 0 | 0 | 0 | 0 | NA | NA | NA | NA | NA | 0 | 0 | 0 | 0 | 0 | 0 | 0 | 0 | 0 | 0 | 0 | 0 | 0 | 0 | 0 | NA | NA | NA | NA | NA
F755 | Mudgeeraba |  | Burleigh Heads |  | NA | 982 | 982 | 982 | 68 | 982 | 422 | 419 | 419 | 418 | 416 | 0.98 | 0.98 | 0.98 | 0.98 | 0.98 | 0 | 0 | 0 | 0 | 0 | 0 | 0 | 0 | 0 | 0 | Urban | Urban | Urban | Urban | Urban | Yes | Yes | Yes | Yes | Yes | 982 | 982 | 982 | 982 | 982 | 807 | 801 | 797 | 796 | 793 | 0 | 0 | 0 | 0 | 0 | 0 | 0 | 0 | 0 | 0 | 21 | 21 | 21 | 21 | 21 | NA | NA | NA | NA | NA | 0 | 0 | 0 | 0 | 0 | NA | NA | NA | NA | NA | 0 | 0 | 0 | 0 | 0 | 0 | 0 | 0 | 0 | 0 | 0 | 0 | 0 | 0 | 0 | NA | NA | NA | NA | NA
F779 | Mudgeeraba |  | Merrimac |  | NA | 1333 | 1333 | 1333 | 67 | 1333 | 237 | 235 | 159 | 159 | 160 | 1 | 1 | 1 | 1 | 1 | 0 | 0 | 0 | 0 | 0 | 0 | 0 | 0 | 0 | 0 | Urban | Urban | Urban | Urban | Urban | Yes | Yes | Yes | Yes | Yes | 1333 | 1333 | 1333 | 1333 | 1333 | 374 | 372 | 349 | 350 | 349 | 0 | 0 | 0 | 0 | 0 | 0 | 0 | 0 | 0 | 0 | 21 | 21 | 21 | 21 | 21 | NA | NA | NA | NA | NA | 0 | 0 | 0 | 0 | 0 | NA | NA | NA | NA | NA | 0 | 0 | 0 | 0 | 0 | 0 | 0 | 0 | 0 | 0 | 0 | 0 | 0 | 0 | 0 | NA | NA | NA | NA | NA
F780 | Mudgeeraba |  | Merrimac |  | NA | 1333 | 1333 | 1333 | 88 | 1333 | 237 | 235 | 159 | 159 | 160 | 1 | 1 | 1 | 1 | 1 | 0 | 0 | 0 | 0 | 0 | 0 | 0 | 0 | 0 | 0 | Urban | Urban | Urban | Urban | Urban | Yes | Yes | Yes | Yes | Yes | 1333 | 1333 | 1333 | 1333 | 1333 | 374 | 372 | 349 | 350 | 349 | 0 | 0 | 0 | 0 | 0 | 0 | 0 | 0 | 0 | 0 | 21 | 21 | 21 | 21 | 21 | NA | NA | NA | NA | NA | 0 | 0 | 0 | 0 | 0 | NA | NA | NA | NA | NA | 0 | 0 | 0 | 0 | 0 | 0 | 0 | 0 | 0 | 0 | 0 | 0 | 0 | 0 | 0 | NA | NA | NA | NA | NA
F794 | Mudgeeraba |  | Robina |  | NA | 929 | 929 | 929 | 88 | 929 | 283 | 282 | 217 | 217 | 217 | 0.99 | 0.99 | 0.98 | 0.98 | 0.98 | 0 | 0 | 0 | 0 | 0 | 0 | 0 | 0 | 0 | 0 | Urban | Urban | Urban | Urban | Urban | Yes | Yes | Yes | Yes | Yes | 929 | 929 | 929 | 929 | 929 | 395 | 393 | 327 | 328 | 328 | 0 | 0 | 0 | 0 | 0 | 0 | 0 | 0 | 0 | 0 | 21 | 21 | 21 | 21 | 21 | NA | NA | NA | NA | NA | 0 | 0 | 0 | 0 | 0 | NA | NA | NA | NA | NA | 0 | 0 | 0 | 0 | 0 | 0 | 0 | 0 | 0 | 0 | 0 | 0 | 0 | 0 | 0 | NA | NA | NA | NA | NA
F826 | Broadbeach |  | Surfers Paradise |  | NA | 537 | 537 | 537 | 85 | 537 | 41 | 33 | 68 | 68 | 66 | 0.33 | 0.41 | 0.92 | 0.91 | 0.92 | 0 | 0 | 0 | 0 | 0 | 0 | 0 | 0 | 0 | 0 | Urban | Urban | Urban | Urban | Urban | Yes | Yes | Yes | Yes | Yes | 537 | 537 | 537 | 537 | 537 | 172 | 172 | 193 | 192 | 191 | 0 | 0 | 0 | 0 | 0 | 0 | 0 | 0 | 0 | 0 | 21 | 21 | 21 | 21 | 21 | NA | NA | NA | NA | NA | 0 | 0 | 0 | 0 | 0 | NA | NA | NA | NA | NA | 0 | 0 | 0 | 0 | 0 | 0 | 0 | 0 | 0 | 0 | 0 | 0 | 0 | 0 | 0 | NA | NA | NA | NA | NA
F827 | Broadbeach |  | Surfers Paradise |  | NA | 537 | 537 | 537 | 85 | 537 | 41 | 33 | 68 | 67 | 66 | 0.33 | 0.41 | 0.92 | 0.91 | 0.92 | 0 | 0 | 0 | 0 | 0 | 0 | 0 | 0 | 0 | 0 | Urban | Urban | Urban | Urban | Urban | Yes | Yes | Yes | Yes | Yes | 537 | 537 | 537 | 537 | 537 | 172 | 172 | 193 | 192 | 191 | 0 | 0 | 0 | 0 | 0 | 0 | 0 | 0 | 0 | 0 | 21 | 21 | 21 | 21 | 21 | NA | NA | NA | NA | NA | 0 | 0 | 0 | 0 | 0 | NA | NA | NA | NA | NA | 0 | 0 | 0 | 0 | 0 | 0 | 0 | 0 | 0 | 0 | 0 | 0 | 0 | 0 | 0 | NA | NA | NA | NA | NA
F838 | Mudgeeraba |  | Varsity Lakes |  | NA | 1272 | 1272 | 1272 | 334 | 1272 | 92 | 90 | 89 | 88 | 87 | 0.99 | 0.99 | 0.99 | 0.99 | 0.99 | 0 | 0 | 0 | 0 | 0 | 0 | 0 | 0 | 0 | 0 | Urban | Urban | Urban | Urban | Urban | Yes | Yes | Yes | Yes | Yes | 1272 | 1272 | 1272 | 1272 | 1272 | 176 | 173 | 171 | 170 | 168 | 0 | 0 | 0 | 0 | 0 | 0 | 0 | 0 | 0 | 0 | 21 | 21 | 21 | 21 | 21 | NA | NA | NA | NA | NA | 0 | 0 | 0 | 0 | 0 | NA | NA | NA | NA | NA | 0 | 0 | 0 | 0 | 0 | 0 | 0 | 0 | 0 | 0 | 0 | 0 | 0 | 0 | 0 | NA | NA | NA | NA | NA
F839 | Mudgeeraba |  | Varsity Lakes |  | NA | 1272 | 1272 | 1272 | 338 | 1272 | 92 | 90 | 89 | 88 | 87 | 0.99 | 0.99 | 0.99 | 0.99 | 0.99 | 0 | 0 | 0 | 0 | 0 | 0 | 0 | 0 | 0 | 0 | Urban | Urban | Urban | Urban | Urban | Yes | Yes | Yes | Yes | Yes | 1272 | 1272 | 1272 | 1272 | 1272 | 176 | 173 | 171 | 170 | 168 | 0 | 0 | 0 | 0 | 0 | 0 | 0 | 0 | 0 | 0 | 21 | 21 | 21 | 21 | 21 | NA | NA | NA | NA | NA | 0 | 0 | 0 | 0 | 0 | NA | NA | NA | NA | NA | 0 | 0 | 0 | 0 | 0 | 0 | 0 | 0 | 0 | 0 | 0 | 0 | 0 | 0 | 0 | NA | NA | NA | NA | NA
F918 | Merrimac |  | Broadbeach |  | NA | 1214 | 1214 | 1214 | 241 | 1214 | 161 | 160 | 84 | 85 | 86 | 0.99 | 1 | 1 | 1 | 1 | 0 | 0 | 0 | 0 | 0 | 0 | 0 | 0 | 0 | 0 | Urban | Urban | Urban | Urban | Urban | Yes | Yes | Yes | Yes | Yes | 1214 | 1214 | 1214 | 1214 | 1214 | 304 | 304 | 281 | 282 | 282 | 0 | 0 | 0 | 0 | 0 | 0 | 0 | 0 | 0 | 0 | 21 | 21 | 21 | 21 | 21 | NA | NA | NA | NA | NA | 0 | 0 | 0 | 0 | 0 | NA | NA | NA | NA | NA | 0 | 0 | 0 | 0 | 0 | 0 | 0 | 0 | 0 | 0 | 0 | 0 | 0 | 0 | 0 | NA | NA | NA | NA | NA
F919 | Merrimac |  | Broadbeach |  | NA | 1214 | 1214 | 1214 | 241 | 1214 | 161 | 160 | 84 | 85 | 86 | 0.99 | 1 | 1 | 1 | 1 | 0 | 0 | 0 | 0 | 0 | 0 | 0 | 0 | 0 | 0 | Urban | Urban | Urban | Urban | Urban | Yes | Yes | Yes | Yes | Yes | 1214 | 1214 | 1214 | 1214 | 1214 | 304 | 304 | 281 | 282 | 282 | 0 | 0 | 0 | 0 | 0 | 0 | 0 | 0 | 0 | 0 | 21 | 21 | 21 | 21 | 21 | NA | NA | NA | NA | NA | 0 | 0 | 0 | 0 | 0 | NA | NA | NA | NA | NA | 0 | 0 | 0 | 0 | 0 | 0 | 0 | 0 | 0 | 0 | 0 | 0 | 0 | 0 | 0 | NA | NA | NA | NA | NA
F7270 | Murarrie |  | Lytton Bulk |  | NA | 1009 | 1009 | 1009 | 241 | 1009 | 329 | 313 | 330 | 334 | 335 | 0.93 | 0.99 | 0.99 | 0.99 | 0.99 | 0 | 0 | 0 | 0 | 0 | 0 | 0 | 0 | 0 | 0 | Urban | Urban | Urban | Urban | Urban | Yes | Yes | Yes | Yes | Yes | 1009 | 1009 | 1009 | 1009 | 1009 | 612 | 606 | 640 | 649 | 650 | 0 | 0 | 0 | 0 | 0 | 0 | 0 | 0 | 0 | 0 | 21 | 21 | 21 | 21 | 21 | NA | NA | NA | NA | NA | 0 | 0 | 0 | 0 | 0 | NA | NA | NA | NA | NA | 0 | 0 | 0 | 0 | 0 | 0 | 0 | 0 | 0 | 0 | 0 | 0 | 0 | 0 | 0 | NA | NA | NA | NA | NA
F7271 | Murarrie |  | Lytton Bulk |  | NA | 1009 | 1009 | 1009 | 204 | 1009 | 333 | 317 | 334 | 338 | 339 | 0.93 | 0.99 | 0.99 | 0.99 | 0.99 | 0 | 0 | 0 | 0 | 0 | 0 | 0 | 0 | 0 | 0 | Urban | Urban | Urban | Urban | Urban | Yes | Yes | Yes | Yes | Yes | 1009 | 1009 | 1009 | 1009 | 1009 | 612 | 606 | 640 | 649 | 650 | 0 | 0 | 0 | 0 | 0 | 0 | 0 | 0 | 0 | 0 | 21 | 21 | 21 | 21 | 21 | NA | NA | NA | NA | NA | 0 | 0 | 0 | 0 | 0 | NA | NA | NA | NA | NA | 0 | 0 | 0 | 0 | 0 | 0 | 0 | 0 | 0 | 0 | 0 | 0 | 0 | 0 | 0 | NA | NA | NA | NA | NA
F7272 | Murarrie |  | Doboy |  | NA | 908 | 908 | 908 | 454 | 908 | 244 | 246 | 242 | 241 | 240 | 0.99 | 0.99 | 0.99 | 0.99 | 0.99 | 0 | 0 | 0 | 0 | 0 | 0 | 0 | 0 | 0 | 0 | Urban | Urban | Urban | Urban | Urban | Yes | Yes | Yes | Yes | Yes | 908 | 908 | 908 | 908 | 908 | 346 | 346 | 341 | 340 | 337 | 0 | 0 | 0 | 0 | 0 | 0 | 0 | 0 | 0 | 0 | 21 | 21 | 21 | 21 | 21 | NA | NA | NA | NA | NA | 0 | 0 | 0 | 0 | 0 | NA | NA | NA | NA | NA | 0 | 0 | 0 | 0 | 0 | 0 | 0 | 0 | 0 | 0 | 0 | 0 | 0 | 0 | 0 | NA | NA | NA | NA | NA
F7273 | Murarrie |  | Doboy |  | NA | 908 | 908 | 908 | 362 | 908 | 244 | 246 | 242 | 241 | 240 | 0.99 | 0.99 | 0.99 | 0.99 | 0.99 | 0 | 0 | 0 | 0 | 0 | 0 | 0 | 0 | 0 | 0 | Urban | Urban | Urban | Urban | Urban | Yes | Yes | Yes | Yes | Yes | 908 | 908 | 908 | 908 | 908 | 346 | 346 | 341 | 340 | 337 | 0 | 0 | 0 | 0 | 0 | 0 | 0 | 0 | 0 | 0 | 21 | 21 | 21 | 21 | 21 | NA | NA | NA | NA | NA | 0 | 0 | 0 | 0 | 0 | NA | NA | NA | NA | NA | 0 | 0 | 0 | 0 | 0 | 0 | 0 | 0 | 0 | 0 | 0 | 0 | 0 | 0 | 0 | NA | NA | NA | NA | NA
F7274 | Murarrie |  | Doboy |  | NA | 908 | 908 | 908 | 159 | 908 | 244 | 246 | 242 | 241 | 240 | 0.99 | 0.99 | 0.99 | 0.99 | 0.99 | 0 | 0 | 0 | 0 | 0 | 0 | 0 | 0 | 0 | 0 | Urban | Urban | Urban | Urban | Urban | Yes | Yes | Yes | Yes | Yes | 908 | 908 | 908 | 908 | 908 | 346 | 346 | 341 | 340 | 337 | 0 | 0 | 0 | 0 | 0 | 0 | 0 | 0 | 0 | 0 | 21 | 21 | 21 | 21 | 21 | NA | NA | NA | NA | NA | 0 | 0 | 0 | 0 | 0 | NA | NA | NA | NA | NA | 0 | 0 | 0 | 0 | 0 | 0 | 0 | 0 | 0 | 0 | 0 | 0 | 0 | 0 | 0 | NA | NA | NA | NA | NA
F745/2 | Moodlu |  | Beerwah Tee |  | NA | 768 | 768 | 768 | 204 | 768 | 206 | 201 | 213 | 204 | 195 | 0.99 | 0.99 | 0.99 | 0.99 | 0.98 | 0 | 0 | 0 | 0 | 0 | 0 | 0 | 0 | 0 | 0 | Urban | Urban | Urban | Urban | Urban | Yes | Yes | Yes | Yes | Yes | 768 | 768 | 768 | 768 | 768 | 317 | 313 | 308 | 303 | 295 | 0 | 0 | 0 | 0 | 0 | 0 | 0 | 0 | 0 | 0 | 21 | 21 | 21 | 21 | 21 | NA | NA | NA | NA | NA | 0 | 0 | 0 | 0 | 0 | NA | NA | NA | NA | NA | 0 | 0 | 0 | 0 | 0 | 0 | 0 | 0 | 0 | 0 | 0 | 0 | 0 | 0 | 0 | NA | NA | NA | NA | NA
F745/3 | Moodlu |  | Caboolture |  | NA | 800 | 800 | 800 | 454 | 800 | 456 | 457 | 454 | 454 | 454 | 0.98 | 0.98 | 0.98 | 0.98 | 0.98 | 0 | 0 | 0 | 0 | 0 | 0 | 0 | 0 | 0 | 0 | Urban | Urban | Urban | Urban | Urban | Yes | Yes | Yes | Yes | Yes | 800 | 800 | 800 | 800 | 800 | 867 | 870 | 863 | 860 | 863 | 0 | 0 | 0 | 0 | 0 | 0 | 0 | 0 | 0 | 0 | 104 | 104 | 104 | 104 | 104 | NA | NA | NA | NA | NA | 0 | 0 | 0 | 0 | 0 | NA | NA | NA | NA | NA | 0 | 0 | 0 | 0 | 0 | 0 | 0 | 0 | 0 | 0 | 0 | 0 | 0 | 0 | 0 | NA | NA | NA | NA | NA
F745/4 | Palmwoods |  | Beerwah Tee |  | NA | 768 | 768 | 768 | 362 | 768 | 364 | 361 | 371 | 362 | 352 | 0.98 | 0.97 | 0.98 | 0.97 | 0.97 | 0 | 0 | 0 | 0 | 0 | 0 | 0 | 0 | 0 | 0 | Urban | Urban | Urban | Urban | Urban | Yes | Yes | Yes | Yes | Yes | 768 | 768 | 768 | 768 | 768 | 617 | 618 | 610 | 603 | 594 | 0 | 0 | 0 | 0 | 0 | 0 | 0 | 0 | 0 | 0 | 21 | 21 | 21 | 21 | 21 | NA | NA | NA | NA | NA | 0 | 0 | 0 | 0 | 0 | NA | NA | NA | NA | NA | 0 | 0 | 0 | 0 | 0 | 0 | 0 | 0 | 0 | 0 | 0 | 0 | 0 | 0 | 0 | NA | NA | NA | NA | NA
F745/5 | Beerwah Tee |  | Beerwah |  | NA | 684 | 684 | 684 | 159 | 684 | 160 | 161 | 160 | 159 | 158 | 0.96 | 0.96 | 0.96 | 0.96 | 0.96 | 0 | 0 | 0 | 0 | 0 | 0 | 0 | 0 | 0 | 0 | Urban | Urban | Urban | Urban | Urban | Yes | Yes | Yes | Yes | Yes | 684 | 684 | 684 | 684 | 684 | 302 | 307 | 304 | 302 | 300 | 0 | 0 | 0 | 0 | 0 | 0 | 0 | 0 | 0 | 0 | 21 | 21 | 21 | 21 | 21 | NA | NA | NA | NA | NA | 0 | 0 | 0 | 0 | 0 | NA | NA | NA | NA | NA | 0 | 0 | 0 | 0 | 0 | 0 | 0 | 0 | 0 | 0 | 0 | 0 | 0 | 0 | 0 | NA | NA | NA | NA | NA
F746/2 | Moodlu |  | Beerwah Tee |  | NA | 768 | 768 | 768 | 127 | 768 | 206 | 201 | 213 | 204 | 195 | 0.99 | 0.99 | 0.99 | 0.99 | 0.98 | 0 | 0 | 0 | 0 | 0 | 0 | 0 | 0 | 0 | 0 | Urban | Urban | Urban | Urban | Urban | Yes | Yes | Yes | Yes | Yes | 768 | 768 | 768 | 768 | 768 | 317 | 313 | 308 | 303 | 295 | 0 | 0 | 0 | 0 | 0 | 0 | 0 | 0 | 0 | 0 | 21 | 21 | 21 | 21 | 21 | NA | NA | NA | NA | NA | 0 | 0 | 0 | 0 | 0 | NA | NA | NA | NA | NA | 0 | 0 | 0 | 0 | 0 | 0 | 0 | 0 | 0 | 0 | 0 | 0 | 0 | 0 | 0 | NA | NA | NA | NA | NA
F746/3 | Moodlu |  | Caboolture |  | NA | 800 | 800 | 800 | 146 | 800 | 457 | 457 | 455 | 454 | 455 | 0.98 | 0.98 | 0.98 | 0.98 | 0.98 | 0 | 0 | 0 | 0 | 0 | 0 | 0 | 0 | 0 | 0 | Urban | Urban | Urban | Urban | Urban | Yes | Yes | Yes | Yes | Yes | 800 | 800 | 800 | 800 | 800 | 867 | 870 | 863 | 860 | 863 | 0 | 0 | 0 | 0 | 0 | 0 | 0 | 0 | 0 | 0 | 104 | 104 | 104 | 104 | 104 | NA | NA | NA | NA | NA | 0 | 0 | 0 | 0 | 0 | NA | NA | NA | NA | NA | 0 | 0 | 0 | 0 | 0 | 0 | 0 | 0 | 0 | 0 | 0 | 0 | 0 | 0 | 0 | NA | NA | NA | NA | NA
F746/4 | Palmwoods |  | Beerwah Tee |  | NA | 768 | 768 | 768 | 137 | 768 | 364 | 361 | 371 | 362 | 352 | 0.98 | 0.97 | 0.98 | 0.97 | 0.97 | 0 | 0 | 0 | 0 | 0 | 0 | 0 | 0 | 0 | 0 | Urban | Urban | Urban | Urban | Urban | Yes | Yes | Yes | Yes | Yes | 768 | 768 | 768 | 768 | 768 | 617 | 618 | 610 | 603 | 594 | 0 | 0 | 0 | 0 | 0 | 0 | 0 | 0 | 0 | 0 | 21 | 21 | 21 | 21 | 21 | NA | NA | NA | NA | NA | 0 | 0 | 0 | 0 | 0 | NA | NA | NA | NA | NA | 0 | 0 | 0 | 0 | 0 | 0 | 0 | 0 | 0 | 0 | 0 | 0 | 0 | 0 | 0 | NA | NA | NA | NA | NA
F746/5 | Beerwah Tee |  | Beerwah |  | NA | 976 | 976 | 976 | 80 | 976 | 159 | 161 | 160 | 159 | 158 | 0.96 | 0.96 | 0.96 | 0.96 | 0.96 | 0 | 0 | 0 | 0 | 0 | 0 | 0 | 0 | 0 | 0 | Urban | Urban | Urban | Urban | Urban | Yes | Yes | Yes | Yes | Yes | 976 | 976 | 976 | 976 | 976 | 302 | 307 | 304 | 302 | 300 | 0 | 0 | 0 | 0 | 0 | 0 | 0 | 0 | 0 | 0 | 21 | 21 | 21 | 21 | 21 | NA | NA | NA | NA | NA | 0 | 0 | 0 | 0 | 0 | NA | NA | NA | NA | NA | 0 | 0 | 0 | 0 | 0 | 0 | 0 | 0 | 0 | 0 | 0 | 0 | 0 | 0 | 0 | NA | NA | NA | NA | NA
F7189/1 | Palmwoods |  | Image Flat |  | NA | 748 | 748 | 748 | 359 | 748 | 132 | 131 | 130 | 127 | 120 | 0.36 | 0.41 | 0.26 | 0.34 | 0.41 | 0 | 0 | 0 | 0 | 0 | 0 | 0 | 0 | 0 | 0 | Urban | Urban | Urban | Urban | Urban | Yes | Yes | Yes | Yes | Yes | 748 | 748 | 748 | 748 | 748 | 348 | 337 | 329 | 303 | 288 | 0 | 0 | 0 | 0 | 0 | 0 | 0 | 0 | 0 | 0 | 17 | 17 | 17 | 17 | 17 | NA | NA | NA | NA | NA | 0 | 0 | 0 | 0 | 0 | NA | NA | NA | NA | NA | 0 | 0 | 0 | 0 | 0 | 0 | 0 | 0 | 0 | 0 | 0 | 0 | 0 | 0 | 0 | NA | NA | NA | NA | NA
F7189/2 | Image Flat |  | Cooroy |  | NA | 703 | 703 | 703 | 359 | 703 | 147 | 140 | 156 | 146 | 135 | 0.64 | 0.62 | 0.68 | 0.66 | 0.66 | 0 | 0 | 0 | 0 | 0 | 0 | 0 | 0 | 0 | 0 | Urban | Urban | Urban | Urban | Urban | Yes | Yes | Yes | Yes | Yes | 703 | 703 | 703 | 703 | 703 | 438 | 426 | 417 | 393 | 376 | 0 | 0 | 0 | 0 | 0 | 0 | 0 | 0 | 0 | 0 | 17 | 17 | 17 | 17 | 17 | NA | NA | NA | NA | NA | 0 | 0 | 0 | 0 | 0 | NA | NA | NA | NA | NA | 0 | 0 | 0 | 0 | 0 | 0 | 0 | 0 | 0 | 0 | 0 | 0 | 0 | 0 | 0 | NA | NA | NA | NA | NA
F7189/3 | Image Flat |  | Nambour |  | NA | 524 | 524 | 524 | 81 | 524 | 139 | 138 | 137 | 137 | 135 | 1 | 1 | 1 | 1 | 1 | 0 | 0 | 0 | 0 | 0 | 0 | 0 | 0 | 0 | 0 | Urban | Urban | Urban | Urban | Urban | Yes | Yes | Yes | Yes | Yes | 524 | 524 | 524 | 524 | 524 | 253 | 250 | 248 | 248 | 245 | 0 | 0 | 0 | 0 | 0 | 0 | 0 | 0 | 0 | 0 | 17 | 17 | 17 | 17 | 17 | NA | NA | NA | NA | NA | 0 | 0 | 0 | 0 | 0 | NA | NA | NA | NA | NA | 0 | 0 | 0 | 0 | 0 | 0 | 0 | 0 | 0 | 0 | 0 | 0 | 0 | 0 | 0 | NA | NA | NA | NA | NA
F7298 | Sunrise Hills |  | Noosaville |  | NA | 684 | 684 | 684 | 127 | 684 | 83 | 82 | 81 | 80 | 79 | 0.99 | 0.99 | 0.99 | 0.99 | 0.99 | 0 | 0 | 0 | 0 | 0 | 0 | 0 | 0 | 0 | 0 | Urban | Urban | Urban | Urban | Urban | Yes | Yes | Yes | Yes | Yes | 684 | 684 | 684 | 684 | 684 | 157 | 155 | 153 | 152 | 150 | 0 | 0 | 0 | 0 | 0 | 0 | 0 | 0 | 0 | 0 | 17 | 17 | 17 | 17 | 17 | NA | NA | NA | NA | NA | 0 | 0 | 0 | 0 | 0 | NA | NA | NA | NA | NA | 0 | 0 | 0 | 0 | 0 | 0 | 0 | 0 | 0 | 0 | 0 | 0 | 0 | 0 | 0 | NA | NA | NA | NA | NA
F777 | Palmwoods |  | Mooloolaba |  | NA | 1078 | 1078 | 1078 | 147 | 1078 | 354 | 356 | 358 | 359 | 360 | 0.98 | 0.98 | 0.98 | 0.99 | 0.99 | 0 | 0 | 0 | 0 | 0 | 0 | 0 | 0 | 0 | 0 | Urban | Urban | Urban | Urban | Urban | Yes | Yes | Yes | Yes | Yes | 1078 | 1078 | 1078 | 1078 | 1078 | 490 | 492 | 493 | 487 | 498 | 0 | 0 | 0 | 0 | 0 | 0 | 0 | 0 | 0 | 0 | 17 | 17 | 17 | 17 | 17 | NA | NA | NA | NA | NA | 0 | 0 | 0 | 0 | 0 | NA | NA | NA | NA | NA | 0 | 0 | 0 | 0 | 0 | 0 | 0 | 0 | 0 | 0 | 0 | 0 | 0 | 0 | 0 | NA | NA | NA | NA | NA
F778 | Palmwoods |  | Mooloolaba |  | NA | 1078 | 1078 | 1078 | 137 | 1078 | 354 | 356 | 358 | 359 | 360 | 0.98 | 0.98 | 0.98 | 0.99 | 0.99 | 0 | 0 | 0 | 0 | 0 | 0 | 0 | 0 | 0 | 0 | Urban | Urban | Urban | Urban | Urban | Yes | Yes | Yes | Yes | Yes | 1078 | 1078 | 1078 | 1078 | 1078 | 563 | 565 | 566 | 553 | 572 | 0 | 0 | 0 | 0 | 0 | 0 | 0 | 0 | 0 | 0 | 17 | 17 | 17 | 17 | 17 | NA | NA | NA | NA | NA | 0 | 0 | 0 | 0 | 0 | NA | NA | NA | NA | NA | 0 | 0 | 0 | 0 | 0 | 0 | 0 | 0 | 0 | 0 | 0 | 0 | 0 | 0 | 0 | NA | NA | NA | NA | NA
F790 | Sunrise Hills |  | Noosaville |  | NA | 684 | 684 | 684 | 255 | 684 | 84 | 83 | 82 | 81 | 80 | 0.98 | 0.98 | 0.98 | 0.98 | 0.98 | 0 | 0 | 0 | 0 | 0 | 0 | 0 | 0 | 0 | 0 | Urban | Urban | Urban | Urban | Urban | Yes | Yes | Yes | Yes | Yes | 684 | 684 | 684 | 684 | 684 | 162 | 160 | 158 | 158 | 155 | 0 | 0 | 0 | 0 | 0 | 0 | 0 | 0 | 0 | 0 | 17 | 17 | 17 | 17 | 17 | NA | NA | NA | NA | NA | 0 | 0 | 0 | 0 | 0 | NA | NA | NA | NA | NA | 0 | 0 | 0 | 0 | 0 | 0 | 0 | 0 | 0 | 0 | 0 | 0 | 0 | 0 | 0 | NA | NA | NA | NA | NA
F795/1 | Palmwoods |  | Image Flat |  | NA | 748 | 748 | 748 | 255 | 748 | 132 | 131 | 130 | 127 | 120 | 0.36 | 0.41 | 0.26 | 0.34 | 0.4 | 0 | 0 | 0 | 0 | 0 | 0 | 0 | 0 | 0 | 0 | Urban | Urban | Urban | Urban | Urban | Yes | Yes | Yes | Yes | Yes | 748 | 748 | 748 | 748 | 748 | 349 | 338 | 330 | 304 | 288 | 0 | 0 | 0 | 0 | 0 | 0 | 0 | 0 | 0 | 0 | 17 | 17 | 17 | 17 | 17 | NA | NA | NA | NA | NA | 0 | 0 | 0 | 0 | 0 | NA | NA | NA | NA | NA | 0 | 0 | 0 | 0 | 0 | 0 | 0 | 0 | 0 | 0 | 0 | 0 | 0 | 0 | 0 | NA | NA | NA | NA | NA
F795/2 | Image Flat |  | Cooroy |  | NA | 703 | 703 | 703 | 229 | 703 | 147 | 141 | 157 | 147 | 135 | 0.64 | 0.62 | 0.68 | 0.66 | 0.66 | 0 | 0 | 0 | 0 | 0 | 0 | 0 | 0 | 0 | 0 | Urban | Urban | Urban | Urban | Urban | Yes | Yes | Yes | Yes | Yes | 703 | 703 | 703 | 703 | 703 | 440 | 427 | 418 | 394 | 377 | 0 | 0 | 0 | 0 | 0 | 0 | 0 | 0 | 0 | 0 | 17 | 17 | 17 | 17 | 17 | NA | NA | NA | NA | NA | 0 | 0 | 0 | 0 | 0 | NA | NA | NA | NA | NA | 0 | 0 | 0 | 0 | 0 | 0 | 0 | 0 | 0 | 0 | 0 | 0 | 0 | 0 | 0 | NA | NA | NA | NA | NA
F795/3 | Image Flat |  | Nambour |  | NA | 524 | 524 | 524 | 22 | 524 | 139 | 138 | 137 | 137 | 135 | 1 | 1 | 1 | 1 | 1 | 0 | 0 | 0 | 0 | 0 | 0 | 0 | 0 | 0 | 0 | Urban | Urban | Urban | Urban | Urban | Yes | Yes | Yes | Yes | Yes | 524 | 524 | 524 | 524 | 524 | 253 | 250 | 248 | 248 | 245 | 0 | 0 | 0 | 0 | 0 | 0 | 0 | 0 | 0 | 0 | 17 | 17 | 17 | 17 | 17 | NA | NA | NA | NA | NA | 0 | 0 | 0 | 0 | 0 | NA | NA | NA | NA | NA | 0 | 0 | 0 | 0 | 0 | 0 | 0 | 0 | 0 | 0 | 0 | 0 | 0 | 0 | 0 | NA | NA | NA | NA | NA
F796 | Cooroy |  | Sunrise Hills |  | NA | 684 | 684 | 684 | 127 | 684 | 259 | 260 | 257 | 255 | 251 | 0.97 | 0.97 | 0.97 | 0.97 | 0.97 | 0 | 0 | 0 | 0 | 0 | 0 | 0 | 0 | 0 | 0 | Urban | Urban | Urban | Urban | Urban | Yes | Yes | Yes | Yes | Yes | 684 | 684 | 684 | 684 | 684 | 475 | 476 | 469 | 467 | 459 | 0 | 0 | 0 | 0 | 0 | 0 | 0 | 0 | 0 | 0 | 17 | 17 | 17 | 17 | 17 | NA | NA | NA | NA | NA | 0 | 0 | 0 | 0 | 0 | NA | NA | NA | NA | NA | 0 | 0 | 0 | 0 | 0 | 0 | 0 | 0 | 0 | 0 | 0 | 0 | 0 | 0 | 0 | NA | NA | NA | NA | NA
F797 | Cooroy |  | Sunrise Hills |  | NA | 684 | 684 | 684 | 133 | 684 | 260 | 260 | 257 | 255 | 251 | 0.97 | 0.97 | 0.97 | 0.97 | 0.97 | 0 | 0 | 0 | 0 | 0 | 0 | 0 | 0 | 0 | 0 | Urban | Urban | Urban | Urban | Urban | Yes | Yes | Yes | Yes | Yes | 684 | 684 | 684 | 684 | 684 | 475 | 476 | 469 | 467 | 459 | 0 | 0 | 0 | 0 | 0 | 0 | 0 | 0 | 0 | 0 | 17 | 17 | 17 | 17 | 17 | NA | NA | NA | NA | NA | 0 | 0 | 0 | 0 | 0 | NA | NA | NA | NA | NA | 0 | 0 | 0 | 0 | 0 | 0 | 0 | 0 | 0 | 0 | 0 | 0 | 0 | 0 | 0 | NA | NA | NA | NA | NA
F803 | Mooloolaba |  | Caloundra |  | NA | 684 | 684 | 684 | 331 | 684 | 224 | 225 | 226 | 229 | 230 | 0.98 | 0.98 | 0.98 | 0.98 | 0.98 | 0 | 0 | 0 | 0 | 0 | 0 | 0 | 0 | 0 | 0 | Urban | Urban | Urban | Urban | Urban | Yes | Yes | Yes | Yes | Yes | 684 | 684 | 684 | 684 | 684 | 527 | 527 | 528 | 539 | 537 | 0 | 0 | 0 | 0 | 0 | 0 | 0 | 0 | 0 | 0 | 17 | 17 | 17 | 17 | 17 | NA | NA | NA | NA | NA | 0 | 0 | 0 | 0 | 0 | NA | NA | NA | NA | NA | 0 | 0 | 0 | 0 | 0 | 0 | 0 | 0 | 0 | 0 | 0 | 0 | 0 | 0 | 0 | NA | NA | NA | NA | NA
F804 | Caloundra |  | Currimundi |  | NA | 664 | 664 | 664 | 256 | 664 | 22 | 21 | 22 | 22 | 22 | 1 | 1 | 1 | 1 | 1 | 0 | 0 | 0 | 0 | 0 | 0 | 0 | 0 | 0 | 0 | Urban | Urban | Urban | Urban | Urban | Yes | Yes | Yes | Yes | Yes | 664 | 664 | 664 | 664 | 664 | 294 | 293 | 294 | 299 | 298 | 0 | 0 | 0 | 0 | 0 | 0 | 0 | 0 | 0 | 0 | 17 | 17 | 17 | 17 | 17 | NA | NA | NA | NA | NA | 0 | 0 | 0 | 0 | 0 | NA | NA | NA | NA | NA | 0 | 0 | 0 | 0 | 0 | 0 | 0 | 0 | 0 | 0 | 0 | 0 | 0 | 0 | 0 | NA | NA | NA | NA | NA
F815 | Mooloolaba |  | Alexandra Headlands |  | NA | 684 | 684 | 684 | 211 | 684 | 121 | 125 | 128 | 127 | 127 | 0.54 | 0.55 | 0.56 | 0.55 | 0.55 | 0 | 0 | 0 | 0 | 0 | 0 | 0 | 0 | 0 | 0 | Urban | Urban | Urban | Urban | Urban | Yes | Yes | Yes | Yes | Yes | 684 | 684 | 684 | 684 | 684 | 241 | 241 | 242 | 173 | 243 | 0 | 0 | 0 | 0 | 0 | 0 | 0 | 0 | 0 | 0 | 17 | 17 | 17 | 17 | 17 | NA | NA | NA | NA | NA | 0 | 0 | 0 | 0 | 0 | NA | NA | NA | NA | NA | 0 | 0 | 0 | 0 | 0 | 0 | 0 | 0 | 0 | 0 | 0 | 0 | 0 | 0 | 0 | NA | NA | NA | NA | NA
F816 | Mooloolaba |  | West Maroochydore |  | NA | 684 | 684 | 684 | 115 | 684 | 132 | 132 | 133 | 133 | 134 | 0.74 | 0.74 | 0.74 | 0.75 | 0.75 | 0 | 0 | 0 | 0 | 0 | 0 | 0 | 0 | 0 | 0 | Urban | Urban | Urban | Urban | Urban | Yes | Yes | Yes | Yes | Yes | 684 | 684 | 684 | 684 | 684 | 226 | 226 | 227 | 205 | 229 | 0 | 0 | 0 | 0 | 0 | 0 | 0 | 0 | 0 | 0 | 17 | 17 | 17 | 17 | 17 | NA | NA | NA | NA | NA | 0 | 0 | 0 | 0 | 0 | NA | NA | NA | NA | NA | 0 | 0 | 0 | 0 | 0 | 0 | 0 | 0 | 0 | 0 | 0 | 0 | 0 | 0 | 0 | NA | NA | NA | NA | NA
F819 | Mooloolaba |  | Kawana |  | NA | 627 | 627 | 627 | 259 | 627 | 327 | 327 | 329 | 331 | 333 | 0.99 | 0.99 | 0.99 | 0.99 | 0.99 | 0 | 0 | 0 | 0 | 0 | 0 | 0 | 0 | 0 | 0 | Urban | Urban | Urban | Urban | Urban | Yes | Yes | Yes | Yes | Yes | 627 | 627 | 627 | 627 | 627 | 521 | 520 | 522 | 534 | 531 | 0 | 0 | 0 | 0 | 0 | 0 | 0 | 0 | 0 | 0 | 17 | 17 | 17 | 17 | 17 | NA | NA | NA | NA | NA | 0 | 0 | 0 | 0 | 0 | NA | NA | NA | NA | NA | 0 | 0 | 0 | 0 | 0 | 0 | 0 | 0 | 0 | 0 | 0 | 0 | 0 | 0 | 0 | NA | NA | NA | NA | NA
F821 | West Maroochydore |  | Alexandra Headlands |  | NA | 684 | 684 | 684 | 259 | 684 | 246 | 251 | 255 | 256 | 257 | 1 | 1 | 1 | 1 | 1 | 0 | 0 | 0 | 0 | 0 | 0 | 0 | 0 | 0 | 0 | Urban | Urban | Urban | Urban | Urban | Yes | Yes | Yes | Yes | Yes | 684 | 684 | 684 | 684 | 684 | 437 | 442 | 445 | 444 | 450 | 0 | 0 | 0 | 0 | 0 | 0 | 0 | 0 | 0 | 0 | 17 | 17 | 17 | 17 | 17 | NA | NA | NA | NA | NA | 0 | 0 | 0 | 0 | 0 | NA | NA | NA | NA | NA | 0 | 0 | 0 | 0 | 0 | 0 | 0 | 0 | 0 | 0 | 0 | 0 | 0 | 0 | 0 | NA | NA | NA | NA | NA
F844 | Kawana |  | Birtinya |  | NA | 664 | 664 | 664 | 175 | 664 | 205 | 207 | 209 | 211 | 214 | 1 | 1 | 1 | 1 | 1 | 0 | 0 | 0 | 0 | 0 | 0 | 0 | 0 | 0 | 0 | Urban | Urban | Urban | Urban | Urban | Yes | Yes | Yes | Yes | Yes | 664 | 664 | 664 | 664 | 664 | 405 | 406 | 408 | 419 | 418 | 0 | 0 | 0 | 0 | 0 | 0 | 0 | 0 | 0 | 0 | 17 | 17 | 17 | 17 | 17 | NA | NA | NA | NA | NA | 0 | 0 | 0 | 0 | 0 | NA | NA | NA | NA | NA | 0 | 0 | 0 | 0 | 0 | 0 | 0 | 0 | 0 | 0 | 0 | 0 | 0 | 0 | 0 | NA | NA | NA | NA | NA
F851 | Birtinya |  | Currimundi |  | NA | 664 | 664 | 664 | 175 | 664 | 109 | 111 | 113 | 115 | 117 | 1 | 1 | 1 | 1 | 1 | 0 | 0 | 0 | 0 | 0 | 0 | 0 | 0 | 0 | 0 | Urban | Urban | Urban | Urban | Urban | Yes | Yes | Yes | Yes | Yes | 664 | 664 | 664 | 664 | 664 | 316 | 317 | 320 | 329 | 328 | 0 | 0 | 0 | 0 | 0 | 0 | 0 | 0 | 0 | 0 | 17 | 17 | 17 | 17 | 17 | NA | NA | NA | NA | NA | 0 | 0 | 0 | 0 | 0 | NA | NA | NA | NA | NA | 0 | 0 | 0 | 0 | 0 | 0 | 0 | 0 | 0 | 0 | 0 | 0 | 0 | 0 | 0 | NA | NA | NA | NA | NA
F845 | Palmwoods |  | West Maroochydore |  | NA | 1018 | 1018 | 1018 | 114 | 1018 | 255 | 257 | 258 | 259 | 259 | 1 | 1 | 1 | 1 | 1 | 0 | 0 | 0 | 0 | 0 | 0 | 0 | 0 | 0 | 0 | Urban | Urban | Urban | Urban | Urban | Yes | Yes | Yes | Yes | Yes | 1018 | 1018 | 1018 | 1018 | 1018 | 337 | 339 | 340 | 344 | 342 | 0 | 0 | 0 | 0 | 0 | 0 | 0 | 0 | 0 | 0 | 17 | 17 | 17 | 17 | 17 | NA | NA | NA | NA | NA | 0 | 0 | 0 | 0 | 0 | NA | NA | NA | NA | NA | 0 | 0 | 0 | 0 | 0 | 0 | 0 | 0 | 0 | 0 | 0 | 0 | 0 | 0 | 0 | NA | NA | NA | NA | NA
F846 | Palmwoods |  | West Maroochydore |  | NA | 1018 | 1018 | 1018 | 114 | 1018 | 255 | 257 | 258 | 259 | 259 | 1 | 1 | 1 | 1 | 1 | 0 | 0 | 0 | 0 | 0 | 0 | 0 | 0 | 0 | 0 | Urban | Urban | Urban | Urban | Urban | Yes | Yes | Yes | Yes | Yes | 1018 | 1018 | 1018 | 1018 | 1018 | 337 | 339 | 340 | 344 | 342 | 0 | 0 | 0 | 0 | 0 | 0 | 0 | 0 | 0 | 0 | 17 | 17 | 17 | 17 | 17 | NA | NA | NA | NA | NA | 0 | 0 | 0 | 0 | 0 | NA | NA | NA | NA | NA | 0 | 0 | 0 | 0 | 0 | 0 | 0 | 0 | 0 | 0 | 0 | 0 | 0 | 0 | 0 | NA | NA | NA | NA | NA
F817 | Rocklea |  | Archerfield |  | NA | 908 | 908 | 908 | 747 | 908 | 180 | 178 | 176 | 175 | 174 | 0.93 | 0.93 | 0.93 | 0.93 | 0.93 | 0 | 0 | 0 | 0 | 0 | 0 | 0 | 0 | 0 | 0 | Urban | Urban | Urban | Urban | Urban | Yes | Yes | Yes | Yes | Yes | 908 | 908 | 908 | 908 | 908 | 344 | 338 | 333 | 331 | 329 | 0 | 0 | 0 | 0 | 0 | 0 | 0 | 0 | 0 | 0 | 21 | 21 | 21 | 21 | 21 | NA | NA | NA | NA | NA | 0 | 0 | 0 | 0 | 0 | NA | NA | NA | NA | NA | 0 | 0 | 0 | 0 | 0 | 0 | 0 | 0 | 0 | 0 | 0 | 0 | 0 | 0 | 0 | NA | NA | NA | NA | NA
F818 | Rocklea |  | Archerfield |  | NA | 908 | 908 | 908 | 748 | 908 | 180 | 178 | 176 | 175 | 174 | 0.93 | 0.93 | 0.93 | 0.93 | 0.93 | 0 | 0 | 0 | 0 | 0 | 0 | 0 | 0 | 0 | 0 | Urban | Urban | Urban | Urban | Urban | Yes | Yes | Yes | Yes | Yes | 908 | 908 | 908 | 908 | 908 | 344 | 338 | 333 | 331 | 329 | 0 | 0 | 0 | 0 | 0 | 0 | 0 | 0 | 0 | 0 | 21 | 21 | 21 | 21 | 21 | NA | NA | NA | NA | NA | 0 | 0 | 0 | 0 | 0 | NA | NA | NA | NA | NA | 0 | 0 | 0 | 0 | 0 | 0 | 0 | 0 | 0 | 0 | 0 | 0 | 0 | 0 | 0 | NA | NA | NA | NA | NA
F7337 | Nudgee |  | Myrtletown |  | NA | 1106 | 1106 | 1106 | 380 | 1106 | 116 | 116 | 115 | 114 | 114 | 1 | 1 | 1 | 1 | 1 | 0 | 0 | 0 | 0 | 0 | 0 | 0 | 0 | 0 | 0 | High Sec | High Sec | High Sec | High Sec | High Sec | Yes | Yes | Yes | Yes | Yes | 1106 | 1106 | 1106 | 1106 | 1106 | 232 | 228 | 226 | 225 | 224 | 0 | 0 | 0 | 0 | 0 | 0 | 0 | 0 | 0 | 0 | NA | NA | NA | NA | NA | NA | NA | NA | NA | NA | 0 | 0 | 0 | 0 | 0 | NA | NA | NA | NA | NA | 0 | 0 | 0 | 0 | 0 | 0 | 0 | 0 | 0 | 0 | 0 | 0 | 0 | 0 | 0 | NA | NA | NA | NA | NA
F7338 | Nudgee |  | Myrtletown |  | NA | 1106 | 1106 | 1106 | 380 | 1106 | 116 | 116 | 115 | 114 | 114 | 1 | 1 | 1 | 1 | 1 | 0 | 0 | 0 | 0 | 0 | 0 | 0 | 0 | 0 | 0 | High Sec | High Sec | High Sec | High Sec | High Sec | Yes | Yes | Yes | Yes | Yes | 1106 | 1106 | 1106 | 1106 | 1106 | 232 | 228 | 226 | 225 | 224 | 0 | 0 | 0 | 0 | 0 | 0 | 0 | 0 | 0 | 0 | NA | NA | NA | NA | NA | NA | NA | NA | NA | NA | 0 | 0 | 0 | 0 | 0 | NA | NA | NA | NA | NA | 0 | 0 | 0 | 0 | 0 | 0 | 0 | 0 | 0 | 0 | 0 | 0 | 0 | 0 | 0 | NA | NA | NA | NA | NA
F7341 | South Pine |  | Nudgee |  | NA | 1553 | 1553 | 1553 | 287 | 1553 | 737 | 750 | 748 | 747 | 745 | 0.99 | 0.99 | 0.99 | 0.99 | 0.99 | 0 | 0 | 0 | 0 | 0 | 0 | 0 | 0 | 0 | 0 | Urban | Urban | Urban | Urban | Urban | Yes | Yes | Yes | Yes | Yes | 1553 | 1553 | 1553 | 1553 | 1553 | 1414 | 1446 | 1441 | 1439 | 1434 | 0 | 0 | 0 | 0 | 0 | 0 | 0 | 0 | 0 | 0 | 21 | 21 | 21 | 21 | 21 | NA | NA | NA | NA | NA | 0 | 0 | 0 | 0 | 0 | NA | NA | NA | NA | NA | 0 | 0 | 0 | 0 | 0 | 0 | 0 | 0 | 0 | 0 | 0 | 0 | 0 | 0 | 0 | NA | NA | NA | NA | NA
F7342 | South Pine |  | Nudgee |  | NA | 1553 | 1553 | 1553 | 451 | 1553 | 738 | 751 | 749 | 748 | 746 | 0.99 | 0.99 | 0.99 | 0.99 | 0.99 | 0 | 0 | 0 | 0 | 0 | 0 | 0 | 0 | 0 | 0 | Urban | Urban | Urban | Urban | Urban | Yes | Yes | Yes | Yes | Yes | 1553 | 1553 | 1553 | 1553 | 1553 | 1414 | 1446 | 1441 | 1439 | 1434 | 0 | 0 | 0 | 0 | 0 | 0 | 0 | 0 | 0 | 0 | 21 | 21 | 21 | 21 | 21 | NA | NA | NA | NA | NA | 0 | 0 | 0 | 0 | 0 | NA | NA | NA | NA | NA | 0 | 0 | 0 | 0 | 0 | 0 | 0 | 0 | 0 | 0 | 0 | 0 | 0 | 0 | 0 | NA | NA | NA | NA | NA
F7344 | South Pine |  | Griffin |  | NA | 1220 | 1220 | 1220 | 455 | 1220 | 361 | 376 | 376 | 380 | 386 | 0.98 | 0.97 | 0.97 | 0.97 | 0.97 | 0 | 0 | 0 | 0 | 0 | 0 | 0 | 0 | 0 | 0 | Urban | Urban | Urban | Urban | Urban | Yes | Yes | Yes | Yes | Yes | 1220 | 1220 | 1220 | 1220 | 1220 | 651 | 653 | 653 | 661 | 671 | 0 | 0 | 0 | 0 | 0 | 0 | 0 | 0 | 0 | 0 | 21 | 21 | 21 | 21 | 21 | NA | NA | NA | NA | NA | 0 | 0 | 0 | 0 | 0 | NA | NA | NA | NA | NA | 0 | 0 | 0 | 0 | 0 | 0 | 0 | 0 | 0 | 0 | 0 | 0 | 0 | 0 | 0 | NA | NA | NA | NA | NA
F7345 | South Pine |  | Griffin |  | NA | 1220 | 1220 | 1220 | 451 | 1220 | 361 | 376 | 376 | 380 | 386 | 0.98 | 0.97 | 0.97 | 0.97 | 0.97 | 0 | 0 | 0 | 0 | 0 | 0 | 0 | 0 | 0 | 0 | Urban | Urban | Urban | Urban | Urban | Yes | Yes | Yes | Yes | Yes | 1220 | 1220 | 1220 | 1220 | 1220 | 651 | 653 | 653 | 661 | 671 | 0 | 0 | 0 | 0 | 0 | 0 | 0 | 0 | 0 | 0 | 21 | 21 | 21 | 21 | 21 | NA | NA | NA | NA | NA | 0 | 0 | 0 | 0 | 0 | NA | NA | NA | NA | NA | 0 | 0 | 0 | 0 | 0 | 0 | 0 | 0 | 0 | 0 | 0 | 0 | 0 | 0 | 0 | NA | NA | NA | NA | NA
F7358 | Griffin |  | Hays Inlet |  | NA | 1373 | 1373 | 1373 | 455 | 1373 | 289 | 287 | 286 | 287 | 286 | 1 | 0.98 | 0.99 | 0.98 | 0.99 | 0 | 0 | 0 | 0 | 0 | 0 | 0 | 0 | 0 | 0 | Urban | Urban | Urban | Urban | Urban | Yes | Yes | Yes | Yes | Yes | 1373 | 1373 | 1373 | 1373 | 1373 | 424 | 405 | 404 | 404 | 404 | 0 | 0 | 0 | 0 | 0 | 0 | 0 | 0 | 0 | 0 | 21 | 21 | 21 | 21 | 21 | NA | NA | NA | NA | NA | 0 | 0 | 0 | 0 | 0 | NA | NA | NA | NA | NA | 0 | 0 | 0 | 0 | 0 | 0 | 0 | 0 | 0 | 0 | 0 | 0 | 0 | 0 | 0 | NA | NA | NA | NA | NA
F737/1 | South Pine |  | Bunyaville |  | NA | 918 | 918 | 918 | 249 | 918 | 459 | 458 | 454 | 451 | 448 | 0.99 | 0.99 | 0.99 | 0.99 | 0.99 | 0 | 0 | 0 | 0 | 0 | 0 | 0 | 0 | 0 | 0 | Urban | Urban | Urban | Urban | Urban | Yes | Yes | Yes | Yes | Yes | 918 | 918 | 918 | 918 | 918 | 882 | 879 | 869 | 864 | 858 | 0 | 0 | 0 | 0 | 0 | 0 | 0 | 0 | 0 | 0 | 21 | 21 | 21 | 21 | 21 | NA | NA | NA | NA | NA | 0 | 0 | 0 | 0 | 0 | NA | NA | NA | NA | NA | 0 | 0 | 0 | 0 | 0 | 0 | 0 | 0 | 0 | 0 | 0 | 0 | 0 | 0 | 0 | NA | NA | NA | NA | NA
F737/2 | Bunyaville |  | Stafford |  | NA | 1264 | 1264 | 1264 | 242 | 1264 | 463 | 462 | 458 | 455 | 452 | 0.99 | 0.99 | 0.99 | 0.99 | 0.99 | 0 | 0 | 0 | 0 | 0 | 0 | 0 | 0 | 0 | 0 | Urban | Urban | Urban | Urban | Urban | Yes | Yes | Yes | Yes | Yes | 1264 | 1264 | 1264 | 1264 | 1264 | 887 | 884 | 874 | 869 | 863 | 0 | 0 | 0 | 0 | 0 | 0 | 0 | 0 | 0 | 0 | 21 | 21 | 21 | 21 | 21 | NA | NA | NA | NA | NA | 0 | 0 | 0 | 0 | 0 | NA | NA | NA | NA | NA | 0 | 0 | 0 | 0 | 0 | 0 | 0 | 0 | 0 | 0 | 0 | 0 | 0 | 0 | 0 | NA | NA | NA | NA | NA
F738/1 | South Pine |  | Bunyaville |  | NA | 918 | 918 | 918 | 331 | 918 | 459 | 458 | 454 | 451 | 448 | 0.99 | 0.99 | 0.99 | 0.99 | 0.99 | 0 | 0 | 0 | 0 | 0 | 0 | 0 | 0 | 0 | 0 | Urban | Urban | Urban | Urban | Urban | Yes | Yes | Yes | Yes | Yes | 918 | 918 | 918 | 918 | 918 | 881 | 878 | 869 | 864 | 858 | 0 | 0 | 0 | 0 | 0 | 0 | 0 | 0 | 0 | 0 | 21 | 21 | 21 | 21 | 21 | NA | NA | NA | NA | NA | 0 | 0 | 0 | 0 | 0 | NA | NA | NA | NA | NA | 0 | 0 | 0 | 0 | 0 | 0 | 0 | 0 | 0 | 0 | 0 | 0 | 0 | 0 | 0 | NA | NA | NA | NA | NA
F738/2 | Bunyaville B |  | Stafford |  | NA | 1264 | 1264 | 1264 | 330 | 1264 | 463 | 462 | 458 | 455 | 452 | 0.99 | 0.99 | 0.99 | 0.99 | 0.99 | 0 | 0 | 0 | 0 | 0 | 0 | 0 | 0 | 0 | 0 | Urban | Urban | Urban | Urban | Urban | Yes | Yes | Yes | Yes | Yes | 1264 | 1264 | 1264 | 1264 | 1264 | 886 | 883 | 874 | 869 | 863 | 0 | 0 | 0 | 0 | 0 | 0 | 0 | 0 | 0 | 0 | 21 | 21 | 21 | 21 | 21 | NA | NA | NA | NA | NA | 0 | 0 | 0 | 0 | 0 | NA | NA | NA | NA | NA | 0 | 0 | 0 | 0 | 0 | 0 | 0 | 0 | 0 | 0 | 0 | 0 | 0 | 0 | 0 | NA | NA | NA | NA | NA
F739 | South Pine |  | Bald Hills |  | NA | 1600 | 1600 | 1600 | 345 | 1600 | 256 | 254 | 251 | 249 | 246 | 0.99 | 0.99 | 0.99 | 0.99 | 0.99 | 0 | 0 | 0 | 0 | 0 | 0 | 0 | 0 | 0 | 0 | Urban | Urban | Urban | Urban | Urban | Yes | Yes | Yes | Yes | Yes | 1600 | 1600 | 1600 | 1600 | 1600 | 477 | 466 | 460 | 457 | 452 | 0 | 0 | 0 | 0 | 0 | 0 | 0 | 0 | 0 | 0 | 21 | 21 | 21 | 21 | 21 | NA | NA | NA | NA | NA | 0 | 0 | 0 | 0 | 0 | NA | NA | NA | NA | NA | 0 | 0 | 0 | 0 | 0 | 0 | 0 | 0 | 0 | 0 | 0 | 0 | 0 | 0 | 0 | NA | NA | NA | NA | NA
F740 | South Pine |  | Sandgate |  | NA | 1600 | 1600 | 1600 | 345 | 1600 | 249 | 247 | 244 | 242 | 239 | 0.99 | 0.99 | 0.99 | 0.99 | 0.99 | 0 | 0 | 0 | 0 | 0 | 0 | 0 | 0 | 0 | 0 | Urban | Urban | Urban | Urban | Urban | Yes | Yes | Yes | Yes | Yes | 1600 | 1600 | 1600 | 1600 | 1600 | 477 | 466 | 460 | 457 | 452 | 0 | 0 | 0 | 0 | 0 | 0 | 0 | 0 | 0 | 0 | 21 | 21 | 21 | 21 | 21 | NA | NA | NA | NA | NA | 0 | 0 | 0 | 0 | 0 | NA | NA | NA | NA | NA | 0 | 0 | 0 | 0 | 0 | 0 | 0 | 0 | 0 | 0 | 0 | 0 | 0 | 0 | 0 | NA | NA | NA | NA | NA
F741 | South Pine |  | Hays Inlet |  | NA | 635 | 635 | 635 | 345 | 635 | 335 | 331 | 330 | 331 | 332 | 0.99 | 0.97 | 0.97 | 0.97 | 0.97 | 0 | 0 | 0 | 0 | 0 | 0 | 0 | 0 | 0 | 0 | Urban | Urban | Urban | Urban | Urban | Yes | Yes | Yes | Yes | Yes | 635 | 635 | 635 | 635 | 635 | 467 | 463 | 461 | 463 | 463 | 0 | 0 | 0 | 0 | 0 | 0 | 0 | 0 | 0 | 0 | 21 | 21 | 21 | 21 | 21 | NA | NA | NA | NA | NA | 0 | 0 | 0 | 0 | 0 | NA | NA | NA | NA | NA | 0 | 0 | 0 | 0 | 0 | 0 | 0 | 0 | 0 | 0 | 0 | 0 | 0 | 0 | 0 | NA | NA | NA | NA | NA
F742 | South Pine |  | Hays Inlet |  | NA | 635 | 635 | 635 | 250 | 635 | 333 | 330 | 329 | 330 | 331 | 0.99 | 0.97 | 0.97 | 0.97 | 0.97 | 0 | 0 | 0 | 0 | 0 | 0 | 0 | 0 | 0 | 0 | Urban | Urban | Urban | Urban | Urban | Yes | Yes | Yes | Yes | Yes | 635 | 635 | 635 | 635 | 635 | 466 | 462 | 461 | 462 | 463 | 0 | 0 | 0 | 0 | 0 | 0 | 0 | 0 | 0 | 0 | 21 | 21 | 21 | 21 | 21 | NA | NA | NA | NA | NA | 0 | 0 | 0 | 0 | 0 | NA | NA | NA | NA | NA | 0 | 0 | 0 | 0 | 0 | 0 | 0 | 0 | 0 | 0 | 0 | 0 | 0 | 0 | 0 | NA | NA | NA | NA | NA
F7299 | South Pine |  | Brendale |  | NA | 949 | 949 | 949 | 251 | 949 | 351 | 351 | 347 | 345 | 343 | 0.99 | 0.99 | 0.99 | 0.99 | 0.99 | 0 | 0 | 0 | 0 | 0 | 0 | 0 | 0 | 0 | 0 | Urban | Urban | Urban | Urban | Urban | Yes | Yes | Yes | Yes | Yes | 949 | 949 | 949 | 949 | 949 | 478 | 490 | 484 | 481 | 478 | 0 | 0 | 0 | 0 | 0 | 0 | 0 | 0 | 0 | 0 | 21 | 21 | 21 | 21 | 21 | NA | NA | NA | NA | NA | 0 | 0 | 0 | 0 | 0 | NA | NA | NA | NA | NA | 0 | 0 | 0 | 0 | 0 | 0 | 0 | 0 | 0 | 0 | 0 | 0 | 0 | 0 | 0 | NA | NA | NA | NA | NA
F743 | South Pine |  | Brendale |  | NA | 594 | 594 | 594 | 230 | 594 | 351 | 351 | 347 | 345 | 343 | 0.99 | 0.99 | 0.99 | 0.99 | 0.99 | 0 | 0 | 0 | 0 | 0 | 0 | 0 | 0 | 0 | 0 | Urban | Urban | Urban | Urban | Urban | Yes | Yes | Yes | Yes | Yes | 594 | 594 | 594 | 594 | 594 | 478 | 490 | 484 | 481 | 478 | 0 | 0 | 0 | 0 | 0 | 0 | 0 | 0 | 0 | 0 | 21 | 21 | 21 | 21 | 21 | NA | NA | NA | NA | NA | 0 | 0 | 0 | 0 | 0 | NA | NA | NA | NA | NA | 0 | 0 | 0 | 0 | 0 | 0 | 0 | 0 | 0 | 0 | 0 | 0 | 0 | 0 | 0 | NA | NA | NA | NA | NA
F744 | South Pine |  | Brendale |  | NA | 594 | 594 | 594 | 144 | 594 | 351 | 351 | 347 | 345 | 343 | 0.99 | 0.99 | 0.99 | 0.99 | 0.99 | 0 | 0 | 0 | 0 | 0 | 0 | 0 | 0 | 0 | 0 | Urban | Urban | Urban | Urban | Urban | Yes | Yes | Yes | Yes | Yes | 594 | 594 | 594 | 594 | 594 | 478 | 490 | 484 | 481 | 478 | 0 | 0 | 0 | 0 | 0 | 0 | 0 | 0 | 0 | 0 | 21 | 21 | 21 | 21 | 21 | NA | NA | NA | NA | NA | 0 | 0 | 0 | 0 | 0 | NA | NA | NA | NA | NA | 0 | 0 | 0 | 0 | 0 | 0 | 0 | 0 | 0 | 0 | 0 | 0 | 0 | 0 | 0 | NA | NA | NA | NA | NA
F745/1 | South Pine |  | Moodlu |  | NA | 768 | 768 | 768 | 144 | 768 | 251 | 256 | 243 | 250 | 259 | 0.96 | 0.97 | 0.96 | 0.96 | 0.97 | 0 | 0 | 0 | 0 | 0 | 0 | 0 | 0 | 0 | 0 | Urban | Urban | Urban | Urban | Urban | Yes | Yes | Yes | Yes | Yes | 768 | 768 | 768 | 768 | 768 | 550 | 556 | 555 | 558 | 567 | 0 | 0 | 0 | 0 | 0 | 0 | 0 | 0 | 0 | 0 | 21 | 21 | 21 | 21 | 21 | NA | NA | NA | NA | NA | 0 | 0 | 0 | 0 | 0 | NA | NA | NA | NA | NA | 0 | 0 | 0 | 0 | 0 | 0 | 0 | 0 | 0 | 0 | 0 | 0 | 0 | 0 | 0 | NA | NA | NA | NA | NA
F746/1 | South Pine |  | Moodlu |  | NA | 768 | 768 | 768 | 319 | 768 | 252 | 256 | 243 | 251 | 259 | 0.96 | 0.97 | 0.96 | 0.96 | 0.97 | 0 | 0 | 0 | 0 | 0 | 0 | 0 | 0 | 0 | 0 | Urban | Urban | Urban | Urban | Urban | Yes | Yes | Yes | Yes | Yes | 768 | 768 | 768 | 768 | 768 | 550 | 556 | 555 | 558 | 567 | 0 | 0 | 0 | 0 | 0 | 0 | 0 | 0 | 0 | 0 | 21 | 21 | 21 | 21 | 21 | NA | NA | NA | NA | NA | 0 | 0 | 0 | 0 | 0 | NA | NA | NA | NA | NA | 0 | 0 | 0 | 0 | 0 | 0 | 0 | 0 | 0 | 0 | 0 | 0 | 0 | 0 | 0 | NA | NA | NA | NA | NA
F831 | Bald Hills |  | Sandgate |  | NA | 1600 | 1600 | 1600 | 344 | 1600 | 238 | 235 | 232 | 230 | 228 | 0.99 | 0.99 | 0.99 | 0.99 | 0.99 | 0 | 0 | 0 | 0 | 0 | 0 | 0 | 0 | 0 | 0 | Urban | Urban | Urban | Urban | Urban | Yes | Yes | Yes | Yes | Yes | 1600 | 1600 | 1600 | 1600 | 1600 | 459 | 448 | 442 | 439 | 434 | 0 | 0 | 0 | 0 | 0 | 0 | 0 | 0 | 0 | 0 | 21 | 21 | 21 | 21 | 21 | NA | NA | NA | NA | NA | 0 | 0 | 0 | 0 | 0 | NA | NA | NA | NA | NA | 0 | 0 | 0 | 0 | 0 | 0 | 0 | 0 | 0 | 0 | 0 | 0 | 0 | 0 | 0 | NA | NA | NA | NA | NA
F912 | Nudgee |  | Meeandah |  | NA | 455 | 455 | 455 | 359 | 455 | 139 | 140 | 142 | 144 | 145 | 1 | 1 | 1 | 1 | 1 | 0 | 0 | 0 | 0 | 0 | 0 | 0 | 0 | 0 | 0 | Urban | Urban | Urban | Urban | Urban | Yes | Yes | Yes | Yes | Yes | 455 | 455 | 455 | 455 | 455 | 272 | 275 | 280 | 283 | 285 | 0 | 0 | 0 | 0 | 0 | 0 | 0 | 0 | 0 | 0 | 21 | 21 | 21 | 21 | 21 | NA | NA | NA | NA | NA | 0 | 0 | 0 | 0 | 0 | NA | NA | NA | NA | NA | 0 | 0 | 0 | 0 | 0 | 0 | 0 | 0 | 0 | 0 | 0 | 0 | 0 | 0 | 0 | NA | NA | NA | NA | NA
F913 | Nudgee |  | Meeandah |  | NA | 455 | 455 | 455 | 538 | 455 | 139 | 140 | 142 | 144 | 145 | 1 | 1 | 1 | 1 | 1 | 0 | 0 | 0 | 0 | 0 | 0 | 0 | 0 | 0 | 0 | Urban | Urban | Urban | Urban | Urban | Yes | Yes | Yes | Yes | Yes | 455 | 455 | 455 | 455 | 455 | 272 | 275 | 280 | 283 | 285 | 0 | 0 | 0 | 0 | 0 | 0 | 0 | 0 | 0 | 0 | 21 | 21 | 21 | 21 | 21 | NA | NA | NA | NA | NA | 0 | 0 | 0 | 0 | 0 | NA | NA | NA | NA | NA | 0 | 0 | 0 | 0 | 0 | 0 | 0 | 0 | 0 | 0 | 0 | 0 | 0 | 0 | 0 | NA | NA | NA | NA | NA
F7186 | Cooran |  | Cooroy |  | NA | 734 | 734 | 734 | 438 | 734 | 320 | 314 | 330 | 319 | 307 | 0.9 | 0.89 | 0.9 | 0.9 | 0.9 | 0 | 0 | 0 | 0 | 0 | 0 | 0 | 0 | 0 | 0 | Rural | Rural | Rural | Rural | Rural | Yes | Yes | Yes | Yes | Yes | 734 | 734 | 734 | 734 | 734 | 581 | 570 | 561 | 538 | 521 | 0 | 0 | 0 | 0 | 0 | 0 | 0 | 0 | 0 | 0 | 44 | 44 | 44 | 44 | 44 | NA | NA | NA | NA | NA | 0 | 0 | 0 | 0 | 0 | NA | NA | NA | NA | NA | 0 | 0 | 0 | 0 | 0 | 0 | 0 | 0 | 0 | 0 | 0 | 0 | 0 | 0 | 0 | NA | NA | NA | NA | NA
F7343 | Traveston |  | Cooran |  | NA | 734 | 734 | 734 | 561 | 734 | 346 | 339 | 355 | 344 | 332 | 0.93 | 0.92 | 0.93 | 0.93 | 0.93 | 0 | 0 | 0 | 0 | 0 | 0 | 0 | 0 | 0 | 0 | Rural | Rural | Rural | Rural | Rural | Yes | Yes | Yes | Yes | Yes | 734 | 734 | 734 | 734 | 734 | 605 | 593 | 584 | 561 | 544 | 0 | 0 | 0 | 0 | 0 | 0 | 0 | 0 | 0 | 0 | 44 | 44 | 44 | 44 | 44 | NA | NA | NA | NA | NA | 0 | 0 | 0 | 0 | 0 | NA | NA | NA | NA | NA | 0 | 0 | 0 | 0 | 0 | 0 | 0 | 0 | 0 | 0 | 0 | 0 | 0 | 0 | 0 | NA | NA | NA | NA | NA
F747/1 | Gympie |  | Traveston |  | NA | 734 | 734 | 734 | 0 | 734 | 361 | 354 | 370 | 359 | 347 | 0.94 | 0.94 | 0.95 | 0.94 | 0.94 | 0 | 0 | 0 | 0 | 0 | 0 | 0 | 0 | 0 | 0 | Rural | Rural | Rural | Rural | Rural | Yes | Yes | Yes | Yes | Yes | 734 | 734 | 734 | 734 | 734 | 620 | 608 | 599 | 576 | 558 | 0 | 0 | 0 | 0 | 0 | 0 | 0 | 0 | 0 | 0 | 44 | 44 | 44 | 44 | 44 | NA | NA | NA | NA | NA | 0 | 0 | 0 | 0 | 0 | NA | NA | NA | NA | NA | 0 | 0 | 0 | 0 | 0 | 0 | 0 | 0 | 0 | 0 | 0 | 0 | 0 | 0 | 0 | NA | NA | NA | NA | NA
F747/2 | Woolooga |  | Gympie |  | NA | 763 | 763 | 763 | 0 | 763 | 546 | 537 | 551 | 538 | 524 | 1 | 1 | 1 | 1 | 1 | 0 | 0 | 0 | 0 | 0 | 0 | 0 | 0 | 0 | 0 | Rural | Rural | Rural | Rural | Rural | Yes | Yes | Yes | Yes | Yes | 763 | 763 | 763 | 763 | 763 | 803 | 788 | 776 | 752 | 731 | 0 | 0 | 0 | 0 | 0 | 0 | 0 | 0 | 0 | 0 | 611 | 611 | 611 | 611 | 611 | NA | NA | NA | NA | NA | 0 | 0 | 0 | 0 | 0 | NA | NA | NA | NA | NA | 0 | 0 | 0 | 0 | 0 | 0 | 0 | 0 | 0 | 0 | 0 | 0 | 0 | 0 | 0 | NA | NA | NA | NA | NA
F748/1 | Gympie |  | Cooroy |  | NA | 734 | 734 | 734 | 0 | 734 | 441 | 433 | 452 | 438 | 424 | 0.95 | 0.95 | 0.95 | 0.95 | 0.95 | 0 | 0 | 0 | 0 | 0 | 0 | 0 | 0 | 0 | 0 | Rural | Rural | Rural | Rural | Rural | Yes | Yes | Yes | Yes | Yes | 734 | 734 | 734 | 734 | 734 | 754 | 740 | 729 | 701 | 680 | 0 | 0 | 0 | 0 | 0 | 0 | 0 | 0 | 0 | 0 | 50 | 50 | 50 | 50 | 50 | NA | NA | NA | NA | NA | 0 | 0 | 0 | 0 | 0 | NA | NA | NA | NA | NA | 0 | 0 | 0 | 0 | 0 | 0 | 0 | 0 | 0 | 0 | 0 | 0 | 0 | 0 | 0 | NA | NA | NA | NA | NA
F748/2 | Woolooga |  | Gympie |  | NA | 763 | 763 | 763 | 0 | 763 | 568 | 558 | 575 | 561 | 545 | 0.99 | 0.99 | 0.99 | 0.99 | 0.99 | 0 | 0 | 0 | 0 | 0 | 0 | 0 | 0 | 0 | 0 | Rural | Rural | Rural | Rural | Rural | Yes | Yes | Yes | Yes | Yes | 763 | 763 | 763 | 763 | 763 | 866 | 850 | 837 | 809 | 787 | 0 | 0 | 0 | 0 | 0 | 0 | 0 | 0 | 0 | 0 | 592 | 592 | 592 | 592 | 592 | NA | NA | NA | NA | NA | 0 | 0 | 0 | 0 | 0 | NA | NA | NA | NA | NA | 0 | 0 | 0 | 0 | 0 | 0 | 0 | 0 | 0 | 0 | 0 | 0 | 0 | 0 | 0 | NA | NA | NA | NA | NA