## Explanatory Notes
Substations Limitations and Proposed Solutions - Capacity
(Energex Distribution Annual Planning Report 2023/24 - 2027/28)
This workbook provides 5 year forecast substations limitations and proposed solutions in the Energex network.
https://www.energex.com.au/about-us/company-reports,-plans-and-charters
Energex Distribution Annual Planning Report is prepared and made available solely for information purposes. While care was taken in the preparation of the information in this report, and it is provided in good faith, Energex accepts no responsibility or liability (including without limitation, liability to any person by reason of negligence or negligent mis-statement) for any loss or damage that may be incurred by any person acting in reliance on this information or assumptions drawn from it, except to the extent that liability under any applicable Queensland or Commonwealth of Australia statute cannot be excluded.
It contains assumptions regarding, among other things, economic growth and load forecasts which may or may not prove to be correct. The forecasts included in the document involve subjective judgements and analysis which are subject to significant uncertainties and contingencies, many of which are out of the control of Energex. Furthermore, forecasted data is subject to ongoing variation as new information becomes available. Energex makes no representation or warranty as to the accuracy, reliability, completeness or suitability for any particular purpose of the information in this document. All information should be independently investigated, reviewed, analysed and verified, and must not be relied upon in connection with any investment proposal or decision.
All financials presented in this document are correct at the time of writing and represent the existing organisational accounting treatment, which may be subject to change.
Field | Notes
Constraint primary driver | Categories prescribed by AER: Capacity, Reliability, Asset condition, Performance, Safety, Environment, Power quality, Voltage
Location of constraint (start) | Location of substation / Location of feeder start point
Location of constraint (end) | Location of feeder end point
Asset ID | Consistent with RIN Sustained Interruptions sheet from the Category Analysis template
Network Element | Categories prescribed by AER: Transmission connection point, Zone substation, Sub-transmission line, Feeder
Residential customers affected | The total number of residential customers supplied by the asset.
% of Residential customers affected | The percentage of total number of residential customers supplied by the asset that experiences an outage after all network load transfer capacities (where applicable) are exhausted, on the year that the proposed network investment is forecast to be commissioned.
Asset rating (MVA) | Normal cyclic rating of substations or feeders in MVA, calculated based on nominal voltage.
Asset rating (MW) | Normal cyclic rating of substations or feeders in MVA, calculated based on nominal voltage. Since asset thermal rating is not voltage dependent, the rating in MW is made the same as the rating in MVA.
10% PoE Forecast Demand (MVA) | Forecast 10% PoE demand in MVA under system normal conditions.
50% PoE Forecast Demand (MVA) | Forecast 50% PoE demand in MVA. For meshed feeders, 50% PoE load is based on N-1 scenarios where adjacent feeder is taken out of service. For single radial feeders, the 50% PoE load entered is the sum of all load supplied by the feeder.
10% PoE Forecast Demand (MW) | Forecast 10% PoE demand in MW under system normal conditions.
50% PoE Forecast Demand (MW) | Forecast 50% PoE demand in MW. For meshed feeders, 50% PoE load is based on N-1 scenarios where adjacent feeder is taken out of service. For single radial feeders, the 50% PoE load entered is the sum of all load supplied by the feeder.
Voltage level (kV) | Highest operational voltage level of the assets
Maximum Load at Risk and Energy at Risk - For Capacity and Voltage driven projects | Energex's network security standards take into account a range of actions to defer or avoid investments such as contracted non-network solutions, automated, remote and manual load transfer schemes and the deployment of a mobile substation and/or mobile generation (available supply). Load at risk is the shortfall between the forecast load (either 10 PoE or 50 PoE) and the available supply. The general equations for LAR are as follows: • LARn = 10 PoE – NCC where NCC is the normal cyclic capacity • LARc = 50 PoE – available capacity – available supply (within security standard timeframe) Network security standards are not being met if LARn or LARc is greater than 0. The Energy at Risk are calculated after all of the available supply within the security standard timeframes have been applied. For further information, please refer to Appendix C, Appendix E and Appendix F.
Preferred network investment | A possible network investment option that can mitigate the identified limitation.
Preferred network investment capital cost | Estimated capital cost of the possible network investment option.
Preferred annual network investment operating cost | Estimated capital cost associated with the possible network investment option. Where incremental changes in OPEX cost is low or where the proposed works result in a reduction in OPEX, $0.0 is entered. e.g. incremental change to existing SCADA systems, a reduction in network asset, etc.
Preferred network investment cost accuracy (+%) | The accuracy range of the estimated captial costs.
Preferred network investment cost accuracy (-%) | The accuracy range of the estimated capital costs.
Proposed timing | Proposed timing of the network investment option.
Demand reduction required to defer investment by 1 year (MVA) | The load reduction required to enable Energex to meet the prescribed network security standards for the network element if the proposed timing is deferred by 1 year.
Demand reduction required to defer investment by 1 year (MW) | The load reduction required to enable Energex to meet the prescribed network security standards for the network element if the proposed timing is deferred by 1 year.
Annual deferral value | This is calculated based on Energex's Regulated pre-tax real WACC.
Load transfer capability (MVA) | Available capacity to temporarily de-load the network asset to adjacent network, this includes automated, remote and manual load transfer schemes.
Load transfer capability (MW) | Available capacity to temporarily de-load the network asset to adjacent network, this includes automated, remote and manual load transfer schemes.
Emergency generation (MVA) | The capacity of contracted embedded generators to provide network support.
Emergency generation (MW) | The capacity of contracted embedded generators to provide network support.
Historic use of existing emergency response (MW) | Uncleansed 30-minute interval recorded contracted embedded generation data for the past 3 years.
Historic load trace | Uncleansed 30-minute interval recorded load data for the past 3 years. Where the data is recorded in Amps, it is converted to MVA using the nominal voltage level.
Historic asset rating (MVA) | Normal cyclic rating of substations or feeders in MVA, calculated based on nominal voltage.
Energex comment: | Additional comments on the limitations.
Status of network investment | Shows whether the proposed network investment option is committed or not committed.

## Limitations
AER Rule | Field Name |  | Limitation 1 | Limitation 2 | Limitation 3 | Limitation 4 | Limitation 5 | Limitation 6
DT001 | Constraint primary driver |  | Capacity | Capacity | Safety | Capacity | Safety | Capacity
DT002 | Location of constraint (start) |  | -27.770, 153.109 | -27.811, 153.336 | -26.482, 152.944 | -27.8087, 153.0442 | -27.035,152.855 | -27.744, 152.986
DT003 | Location of constraint (end) |  | Not applicable | Not applicable | Not applicable | Not applicable | Not applicable | Not applicable
DT004 | Asset ID |  | SSLGV: LGV1B, LGV2B, LGV3A, LGV5B, LGV6A | SSPPE: PPE12B, PPE13A, PPE15A, PPE15B, PPE16A, PPE17A, PPE1B, PPE2B, PPE3A, PPE5A, PPE6A | SSEMD: EMD1, EMD2, EMD3 | SSJBB: JBB1B, JBB2A, JBB3A, JBB4A, JBB12B, JBB13A, JBB16A | SSWMR: WMR1, WMR2, WMR3, WMR4 | SSNMC: NMC1B, NMC2A, NMC3A, NMC3B, NMC5A, NMC13A, NMC15A, NMC16A
DT005 | Network Element |  | Zone Substation | Zone Substation | Zone Substation | Zone Substation | Zone Substation | Zone Substation
DT006 | Residential customers affected |  | 5595 | 11227 | 1386 | 7607 | 1297 | 8557
DT006_a | % of Residential customers affected (%) |  | 35.8497 | 28.8469 | 100 | 10.6599 | 100 | 1.1095
DT007 | Asset rating (MVA) | 2024 | 30 | 59.5 | 9.6 | 48 | 9.6 | 59.7
|  | 2025 | 30 | 59.5 | 9.6 | 48 | 9.6 | 59.7
|  | 2026 | 30 | 59.5 | 9.6 | 48 | 9.6 | 59.7
|  | 2027 | 30 | 59.5 | 9.6 | 48 | 9.6 | 59.7
|  | 2028 | 30 | 59.5 | 9.6 | 48 | 9.6 | 59.7
DT007_a | Asset rating (MW) | 2024 | 30 | 59.5 | 9.6 | 48 | 9.6 | 59.7
|  | 2025 | 30 | 59.5 | 9.6 | 48 | 9.6 | 59.7
|  | 2026 | 30 | 59.5 | 9.6 | 48 | 9.6 | 59.7
|  | 2027 | 30 | 59.5 | 9.6 | 48 | 9.6 | 59.7
|  | 2028 | 30 | 59.5 | 9.6 | 48 | 9.6 | 59.7
DT008 | 10% PoE Forecast Demand (MVA) | 2024 | 25.1516 | 44.4276 | 4.467 | 37.8731 | 4.5715 | 39.0644
|  | 2025 | 25.3726 | 48.5777 | 4.49 | 37.6996 | 4.5023 | 43.8
|  | 2026 | 25.7516 | 49.1392 | 4.4922 | 39.9219 | 4.4655 | 45.7
|  | 2027 | 25.7588 | 49.9143 | 4.4933 | 41.2839 | 4.4582 | 47.1
|  | 2028 | 25.9588 | 51.0922 | 4.5354 | 43.4 | 4.4935 | 49.7
| 50% PoE Forecast Demand (MVA) | 2024 | 22.975 | 41.0325 | 4.1558 | 33.8616 | 4.282 | 34.6312
|  | 2025 | 23.1768 | 45.1667 | 4.1771 | 33.7065 | 4.2173 | 39.4
|  | 2026 | 23.5231 | 45.6888 | 4.1792 | 35.9181 | 4.1827 | 41.3
|  | 2027 | 23.5296 | 46.4094 | 4.1803 | 37.3157 | 4.1759 | 42.6
|  | 2028 | 23.7123 | 47.5047 | 4.2194 | 39.4 | 4.209 | 45.2
DT008_a | 10% PoE Forecast Demand (MW) | 2024 | 25.1493 | 44.4159 | 4.4631 | 37.6672 | 4.5646 | 38.9472
|  | 2025 | 25.3703 | 48.5649 | 4.486 | 37.4947 | 4.4955 | 43.6686
|  | 2026 | 25.7493 | 49.1263 | 4.4883 | 39.7049 | 4.4587 | 45.5629
|  | 2027 | 25.7565 | 49.9011 | 4.4894 | 41.0595 | 4.4514 | 46.9587
|  | 2028 | 25.9564 | 51.0788 | 4.5315 | 39.04 | 4.4867 | 49.5509
| 50% PoE Forecast Demand (MW) | 2024 | 22.9729 | 41.0217 | 4.1521 | 33.6776 | 4.2755 | 34.5273
|  | 2025 | 23.1747 | 45.1548 | 4.1735 | 33.5233 | 4.2109 | 39.2818
|  | 2026 | 23.5209 | 45.6768 | 4.1755 | 35.7228 | 4.1764 | 41.1761
|  | 2027 | 23.5275 | 46.3972 | 4.1766 | 37.1129 | 4.1696 | 42.4722
|  | 2028 | 23.7101 | 47.4922 | 4.2157 | 39.19 | 4.2026 | 45.0644
DT009 | Voltage level (kV) |  | 33 | 33 | 33 | 33 | 33 | 33
DT010 | Maximum Load at risk (MW) | 2024 | 8 | 7.2 | NA | 0 | NA | 0
|  | 2025 | 8.2 | 11.4 | NA | 0 | NA | 0
|  | 2026 | 8.5 | 11.9 | NA | 0.7 | NA | 0
|  | 2027 | 8.5 | 12.6 | NA | 2.1 | NA | 0
|  | 2028 | 8.5 | 13.7 | NA | 4.2 | NA | 0.5
DT011 | Energy at risk (MWh) | 2024 | 211.5266 | 64.5627 | NA | 0 | NA | 0
|  | 2025 | 228.7011 | 196.4239 | NA | 0 | NA | 0
|  | 2026 | 260.6217 | 222.3706 | NA | 0.53369 | NA | 0
|  | 2027 | 261.2521 | 262.0564 | NA | 2.3249 | NA | 0
|  | 2028 | 279.3862 | 331.548 | NA | 7.6 | NA | 0.4
DT012 | Preferred network investment |  | Install 33/11 kV second 25 MVA modular substation. | Install transformer plant overload protection scheme (POPS) to reduce load below 2 hr rating for the loss of a transformer. Establish new 33/11 kV zone substation Pimpama (SSPPA) to deload Coomera and Pimpama East zone substation (SSPPE). | Establish 33kV earth switch to ensure a safe earthing point during maintenance activities. Also establish a mobile substation connection kiosk to enable connection to mobile substation during transformer outages. | The project to resolve Limitation 1 will also address this limitation. (Install 33/11 kV second 25 MVA modular substation at SSLGV). | Establish 33kV earth switch to ensure a safe earthing point during maintenance activities. Also establish a mobile substation connection kiosk to enable connection to mobile substation during transformer outages. | Establish new 33/11 kV zone substation Jimboomba West (SSJBW) to deload North Maclean and Jimboomba zone substation (SSJBB).
DT013 | Preferred network investment capital cost |  | 11615441 | 19137017 | 556227 | NA | 818993 | 30449822
DT013_a | Preferred annual network investment operating cost |  | 174231.615 | 287055.255 | 8343.405 | NA | 12284.895 | 456747.33
DT014 | Preferred network investment cost accuracy (+%) |  | 25 | 25 | 40 | NA | 40 | 40
DT014_a | Preferred network investment cost accuracy (-%) |  | 25 | 25 | 40 | NA | 40 | 40
DT015 | Proposed timing |  | 2027-08-01 | 2027-03-01 | 2025-06-01 | NA | 2027-03-22 | 2028-10-01
DT016 | Demand reduction required to defer investment by 1 year (MVA) |  | 8.7 | 5.2 | NA | 4.2 | NA | 1.2
DT016_a | Demand reduction required to defer investment by 1 year (MW) |  | 8.7 | 5.2 | NA | 4.2 | NA | 1.2
DT017 | Annual deferral value |  | 491333.1543 | 788445.1004 | 23528.4021 | NA | NA | 1288027.4706
DT017 | Load transfer capability (MVA) |  | 5.2 | 13.7 | 2.3 | 4.9 | 2.1 | 3.7
DT017_a | Load transfer capability (MW) |  | 5.2 | 13.7 | 2.3 | 4.9 | 2.1 | 3.7
DT018 | Emergency generation (MVA) |  | 0 | 0 | 0 | 0 | 0 | 0
DT018_a | Emergency generation (MW) |  | 0 | 0 | 0 | 0 | 0 | 0
DT019 | Historic use of existing emergency response (MVA) |  | Not applicable | Not applicable | Not applicable | Not applicable | Not applicable | Not applicable
DT019_a | Historic use of existing emergency response (MW) |  | Not applicable | Not applicable | Not applicable | Not applicable | Not applicable | Not applicable
DT020 | Historic load trace |  | Historical Load Trace | Historical Load Trace | Historical Load Trace | Historical Load Trace | Historical Load Trace | Historical Load Trace
DT021 | Historic asset rating (MVA) |  | Historic Asset Rating | Historic Asset Rating | Historic Asset Rating | Historic Asset Rating | Historic Asset Rating | Historic Asset Rating
DT021_a | Historic asset rating (MW) |  | Not available | Not available | Not available | Not available | Not available | Not available
| Energex comment: |  | Insufficient transfer capacity to restore all customers following an outage of the single 33/11 kV transformer at SSLGV. | Breach of 2hr rating when one of the 33/11 kV transformers is out of service. | No 33kV earthing point established within the substation . Energy at risk not applicable as this is a Safety driven project. | As the proposed solution is the same as that for Limitation 1, the cost has not been shown twice. | No 33kV earthing point established within the substation . Energy at risk not applicaable as this is a Safety driven project. | Breach N-1 capacity when one 33/11kV transformer is out of service
| Project status: |  | Not committed | Not committed | Not committed | Not committed | Not committed | Not committed

## Historic Data 1
SSLGV Logan Village Zone Substation
Date | Time | Historic load trace (MVA) | Historic asset rating (MVA)
2020-07-01 | 0:00 | 5.4045 | 30
2020-07-01 00:30 | 0:30 | 4.9886 | 30
2020-07-01 01:00 | 1:00 | 4.6955 | 30
2020-07-01 01:30 | 1:30 | 4.5572 | 30
2020-07-01 02:00 | 2:00 | 4.478 | 30
2020-07-01 02:30 | 2:30 | 4.3266 | 30
2020-07-01 03:00 | 3:00 | 4.3188 | 30
2020-07-01 03:30 | 3:30 | 4.5791 | 30
2020-07-01 04:00 | 4:00 | 4.7512 | 30
2020-07-01 04:30 | 4:30 | 5.0396 | 30
2020-07-01 05:00 | 5:00 | 5.6401 | 30
2020-07-01 05:30 | 5:30 | 6.1147 | 30
2020-07-01 06:00 | 6:00 | 6.5832 | 30
2020-07-01 06:30 | 6:30 | 7.1202 | 30
2020-07-01 07:00 | 7:00 | 7.6555 | 30
2020-07-01 07:30 | 7:30 | 7.6115 | 30
2020-07-01 08:00 | 8:00 | 6.9986 | 30
2020-07-01 08:30 | 8:30 | 5.1708 | 30
2020-07-01 09:00 | 9:00 | 3.6835 | 30
2020-07-01 09:30 | 9:30 | 2.5029 | 30
2020-07-01 10:00 | 10:00 | 1.6523 | 30
2020-07-01 10:30 | 10:30 | 1.3019 | 30
2020-07-01 11:00 | 11:00 | 0.89603 | 30
2020-07-01 11:30 | 11:30 | 0.84657 | 30
2020-07-01 12:00 | 12:00 | 0.97004 | 30
2020-07-01 12:30 | 12:30 | 1.0836 | 30
2020-07-01 13:00 | 13:00 | 1.0389 | 30
2020-07-01 13:30 | 13:30 | 1.0533 | 30
2020-07-01 14:00 | 14:00 | 1.3692 | 30
2020-07-01 14:30 | 14:30 | 2.2345 | 30
2020-07-01 15:00 | 15:00 | 3.6047 | 30
2020-07-01 15:30 | 15:30 | 4.8456 | 30
2020-07-01 16:00 | 16:00 | 5.7762 | 30
2020-07-01 16:30 | 16:30 | 6.7282 | 30
2020-07-01 17:00 | 17:00 | 8.1532 | 30
2020-07-01 17:30 | 17:30 | 9.1896 | 30
2020-07-01 18:00 | 18:00 | 9.7447 | 30
2020-07-01 18:30 | 18:30 | 9.7834 | 30
2020-07-01 19:00 | 19:00 | 9.7682 | 30
2020-07-01 19:30 | 19:30 | 9.5382 | 30
2020-07-01 20:00 | 20:00 | 9.6004 | 30
2020-07-01 20:30 | 20:30 | 9.2659 | 30
2020-07-01 21:00 | 21:00 | 8.7135 | 30
2020-07-01 21:30 | 21:30 | 8.1224 | 30
2020-07-01 22:00 | 22:00 | 7.3937 | 30
2020-07-01 22:30 | 22:30 | 7.4278 | 30
2020-07-01 23:00 | 23:00 | 6.9692 | 30
2020-07-01 23:30 | 23:30 | 6.3264 | 30
2020-07-02 | 0:00 | 5.7767 | 30
2020-07-02 00:30 | 0:30 | 5.3688 | 30
2020-07-02 01:00 | 1:00 | 5.0828 | 30
2020-07-02 01:30 | 1:30 | 4.9025 | 30
2020-07-02 02:00 | 2:00 | 4.7974 | 30
2020-07-02 02:30 | 2:30 | 4.7799 | 30
2020-07-02 03:00 | 3:00 | 4.7475 | 30
2020-07-02 03:30 | 3:30 | 4.7854 | 30
2020-07-02 04:00 | 4:00 | 4.8465 | 30
2020-07-02 04:30 | 4:30 | 5.2399 | 30
2020-07-02 05:00 | 5:00 | 5.7287 | 30
2020-07-02 05:30 | 5:30 | 6.1633 | 30
2020-07-02 06:00 | 6:00 | 6.6384 | 30
2020-07-02 06:30 | 6:30 | 6.9926 | 30
2020-07-02 07:00 | 7:00 | 6.7843 | 30
2020-07-02 07:30 | 7:30 | 6.6437 | 30
2020-07-02 08:00 | 8:00 | 6.0192 | 30
2020-07-02 08:30 | 8:30 | 5.4574 | 30
2020-07-02 09:00 | 9:00 | 3.3988 | 30
2020-07-02 09:30 | 9:30 | 2.4435 | 30
2020-07-02 10:00 | 10:00 | 1.6985 | 30
2020-07-02 10:30 | 10:30 | 1.0402 | 30
2020-07-02 11:00 | 11:00 | 2.1624 | 30
2020-07-02 11:30 | 11:30 | 0.93031 | 30
2020-07-02 12:00 | 12:00 | 1.074 | 30
2020-07-02 12:30 | 12:30 | 0.90269 | 30
2020-07-02 13:00 | 13:00 | 1.2674 | 30
2020-07-02 13:30 | 13:30 | 1.3014 | 30
2020-07-02 14:00 | 14:00 | 1.8872 | 30
2020-07-02 14:30 | 14:30 | 2.3236 | 30
2020-07-02 15:00 | 15:00 | 3.0655 | 30
2020-07-02 15:30 | 15:30 | 4.1898 | 30
2020-07-02 16:00 | 16:00 | 5.4723 | 30
2020-07-02 16:30 | 16:30 | 6.8696 | 30
2020-07-02 17:00 | 17:00 | 8.0394 | 30
2020-07-02 17:30 | 17:30 | 9.0337 | 30
2020-07-02 18:00 | 18:00 | 9.5135 | 30
2020-07-02 18:30 | 18:30 | 9.8883 | 30
2020-07-02 19:00 | 19:00 | 9.69 | 30
2020-07-02 19:30 | 19:30 | 9.5105 | 30
2020-07-02 20:00 | 20:00 | 9.48 | 30
2020-07-02 20:30 | 20:30 | 9.209 | 30
2020-07-02 21:00 | 21:00 | 8.7205 | 30
2020-07-02 21:30 | 21:30 | 8.2015 | 30
2020-07-02 22:00 | 22:00 | 7.5075 | 30
2020-07-02 22:30 | 22:30 | 7.5448 | 30
2020-07-02 23:00 | 23:00 | 7.1276 | 30
2020-07-02 23:30 | 23:30 | 6.3341 | 30
2020-07-03 | 0:00 | 5.8122 | 30
2020-07-03 00:30 | 0:30 | 5.4529 | 30
2020-07-03 01:00 | 1:00 | 5.166 | 30
2020-07-03 01:30 | 1:30 | 4.9821 | 30
2020-07-03 02:00 | 2:00 | 4.4695 | 30
2020-07-03 02:30 | 2:30 | 4.6645 | 30
2020-07-03 03:00 | 3:00 | 4.8999 | 30
2020-07-03 03:30 | 3:30 | 5.5638 | 30
2020-07-03 04:00 | 4:00 | 6.151 | 30
2020-07-03 04:30 | 4:30 | 6.4206 | 30
2020-07-03 05:00 | 5:00 | 6.8001 | 30
2020-07-03 05:30 | 5:30 | 7.1807 | 30
2020-07-03 06:00 | 6:00 | 7.6658 | 30
2020-07-03 06:30 | 6:30 | 8.3307 | 30
2020-07-03 07:00 | 7:00 | 8.7328 | 30
2020-07-03 07:30 | 7:30 | 8.6429 | 30
2020-07-03 08:00 | 8:00 | 8.2038 | 30
2020-07-03 08:30 | 8:30 | 7.5017 | 30
2020-07-03 09:00 | 9:00 | 6.2471 | 30
2020-07-03 09:30 | 9:30 | 4.2493 | 30
2020-07-03 10:00 | 10:00 | 2.8223 | 30
2020-07-03 10:30 | 10:30 | 1.8676 | 30
2020-07-03 11:00 | 11:00 | 1.5899 | 30
2020-07-03 11:30 | 11:30 | 0.83757 | 30
2020-07-03 12:00 | 12:00 | 0.74316 | 30
2020-07-03 12:30 | 12:30 | 0.71806 | 30
2020-07-03 13:00 | 13:00 | 0.84974 | 30
2020-07-03 13:30 | 13:30 | 1.0905 | 30
2020-07-03 14:00 | 14:00 | 1.4428 | 30
2020-07-03 14:30 | 14:30 | 2.0771 | 30
2020-07-03 15:00 | 15:00 | 3.4862 | 30
2020-07-03 15:30 | 15:30 | 4.08 | 30
2020-07-03 16:00 | 16:00 | 4.8693 | 30
2020-07-03 16:30 | 16:30 | 6.0509 | 30
2020-07-03 17:00 | 17:00 | 7.1428 | 30
2020-07-03 17:30 | 17:30 | 8.0998 | 30
2020-07-03 18:00 | 18:00 | 8.2348 | 30
2020-07-03 18:30 | 18:30 | 8.2856 | 30
2020-07-03 19:00 | 19:00 | 8.2132 | 30
2020-07-03 19:30 | 19:30 | 8.1117 | 30
2020-07-03 20:00 | 20:00 | 7.9871 | 30
2020-07-03 20:30 | 20:30 | 7.5876 | 30
2020-07-03 21:00 | 21:00 | 7.2695 | 30
2020-07-03 21:30 | 21:30 | 7.0296 | 30
2020-07-03 22:00 | 22:00 | 6.8507 | 30
2020-07-03 22:30 | 22:30 | 6.9921 | 30
2020-07-03 23:00 | 23:00 | 6.6414 | 30
2020-07-03 23:30 | 23:30 | 5.9859 | 30
2020-07-04 | 0:00 | 5.5122 | 30
2020-07-04 00:30 | 0:30 | 4.9996 | 30
2020-07-04 01:00 | 1:00 | 4.8019 | 30
2020-07-04 01:30 | 1:30 | 4.622 | 30
2020-07-04 02:00 | 2:00 | 4.5276 | 30
2020-07-04 02:30 | 2:30 | 4.4247 | 30
2020-07-04 03:00 | 3:00 | 4.4121 | 30
2020-07-04 03:30 | 3:30 | 4.4502 | 30
2020-07-04 04:00 | 4:00 | 4.477 | 30
2020-07-04 04:30 | 4:30 | 4.574 | 30
2020-07-04 05:00 | 5:00 | 4.8254 | 30
2020-07-04 05:30 | 5:30 | 5.037 | 30
2020-07-04 06:00 | 6:00 | 5.423 | 30
2020-07-04 06:30 | 6:30 | 5.7939 | 30
2020-07-04 07:00 | 7:00 | 5.8808 | 30
2020-07-04 07:30 | 7:30 | 5.48 | 30
2020-07-04 08:00 | 8:00 | 4.9755 | 30
2020-07-04 08:30 | 8:30 | 4.3942 | 30
2020-07-04 09:00 | 9:00 | 3.6021 | 30
2020-07-04 09:30 | 9:30 | 2.4898 | 30
2020-07-04 10:00 | 10:00 | 1.7484 | 30
2020-07-04 10:30 | 10:30 | 1.228 | 30
2020-07-04 11:00 | 11:00 | 0.90109 | 30
2020-07-04 11:30 | 11:30 | 0.86552 | 30
2020-07-04 12:00 | 12:00 | 0.84615 | 30
2020-07-04 12:30 | 12:30 | 0.87922 | 30
2020-07-04 13:00 | 13:00 | 0.97207 | 30
2020-07-04 13:30 | 13:30 | 1.117 | 30
2020-07-04 14:00 | 14:00 | 1.6585 | 30
2020-07-04 14:30 | 14:30 | 2.3253 | 30
2020-07-04 15:00 | 15:00 | 3.3692 | 30
2020-07-04 15:30 | 15:30 | 4.4016 | 30
2020-07-04 16:00 | 16:00 | 5.6263 | 30
2020-07-04 16:30 | 16:30 | 7.0001 | 30
2020-07-04 17:00 | 17:00 | 8.337 | 30
2020-07-04 17:30 | 17:30 | 9.4081 | 30
2020-07-04 18:00 | 18:00 | 9.7964 | 30
2020-07-04 18:30 | 18:30 | 9.7767 | 30
2020-07-04 19:00 | 19:00 | 9.7514 | 30
2020-07-04 19:30 | 19:30 | 9.6551 | 30
2020-07-04 20:00 | 20:00 | 9.7731 | 30
2020-07-04 20:30 | 20:30 | 9.8355 | 30
2020-07-04 21:00 | 21:00 | 9.5513 | 30
2020-07-04 21:30 | 21:30 | 9.2418 | 30
2020-07-04 22:00 | 22:00 | 8.6164 | 30
2020-07-04 22:30 | 22:30 | 8.7985 | 30
2020-07-04 23:00 | 23:00 | 8.3068 | 30
2020-07-04 23:30 | 23:30 | 7.8526 | 30
2020-07-05 | 0:00 | 7.2562 | 30
2020-07-05 00:30 | 0:30 | 6.8385 | 30
2020-07-05 01:00 | 1:00 | 6.3936 | 30
2020-07-05 01:30 | 1:30 | 6.1617 | 30
2020-07-05 02:00 | 2:00 | 6.0214 | 30
2020-07-05 02:30 | 2:30 | 5.9171 | 30
2020-07-05 03:00 | 3:00 | 5.9079 | 30
2020-07-05 03:30 | 3:30 | 5.7382 | 30
2020-07-05 04:00 | 4:00 | 5.57 | 30
2020-07-05 04:30 | 4:30 | 5.6589 | 30
2020-07-05 05:00 | 5:00 | 5.8316 | 30
2020-07-05 05:30 | 5:30 | 5.9474 | 30
2020-07-05 06:00 | 6:00 | 6.4758 | 30
2020-07-05 06:30 | 6:30 | 7.3078 | 30
2020-07-05 07:00 | 7:00 | 7.9306 | 30
2020-07-05 07:30 | 7:30 | 7.986 | 30
2020-07-05 08:00 | 8:00 | 7.5929 | 30
2020-07-05 08:30 | 8:30 | 7.0016 | 30
2020-07-05 09:00 | 9:00 | 6.0087 | 30
2020-07-05 09:30 | 9:30 | 4.7382 | 30
2020-07-05 10:00 | 10:00 | 3.4241 | 30
2020-07-05 10:30 | 10:30 | 2.4812 | 30
2020-07-05 11:00 | 11:00 | 1.724 | 30
2020-07-05 11:30 | 11:30 | 1.4826 | 30
2020-07-05 12:00 | 12:00 | 2.1416 | 30
2020-07-05 12:30 | 12:30 | 1.601 | 30
2020-07-05 13:00 | 13:00 | 1.667 | 30
2020-07-05 13:30 | 13:30 | 1.5736 | 30
2020-07-05 14:00 | 14:00 | 3.1369 | 30
2020-07-05 14:30 | 14:30 | 4.0439 | 30
2020-07-05 15:00 | 15:00 | 4.9716 | 30
2020-07-05 15:30 | 15:30 | 5.6989 | 30
2020-07-05 16:00 | 16:00 | 6.6845 | 30
2020-07-05 16:30 | 16:30 | 8.2715 | 30
2020-07-05 17:00 | 17:00 | 9.9883 | 30
2020-07-05 17:30 | 17:30 | 11.2639 | 30
2020-07-05 18:00 | 18:00 | 11.7481 | 30
2020-07-05 18:30 | 18:30 | 12.0065 | 30
2020-07-05 19:00 | 19:00 | 11.9677 | 30
2020-07-05 19:30 | 19:30 | 11.7661 | 30
2020-07-05 20:00 | 20:00 | 11.5864 | 30
2020-07-05 20:30 | 20:30 | 11.1942 | 30
2020-07-05 21:00 | 21:00 | 10.7208 | 30
2020-07-05 21:30 | 21:30 | 10.1164 | 30
2020-07-05 22:00 | 22:00 | 9.415 | 30
2020-07-05 22:30 | 22:30 | 9.3654 | 30
2020-07-05 23:00 | 23:00 | 8.9014 | 30
2020-07-05 23:30 | 23:30 | 8.2459 | 30
2020-07-06 | 0:00 | 7.4394 | 30
2020-07-06 00:30 | 0:30 | 6.7892 | 30
2020-07-06 01:00 | 1:00 | 6.4009 | 30
2020-07-06 01:30 | 1:30 | 6.2264 | 30
2020-07-06 02:00 | 2:00 | 6.0644 | 30
2020-07-06 02:30 | 2:30 | 6.1972 | 30
2020-07-06 03:00 | 3:00 | 5.952 | 30
2020-07-06 03:30 | 3:30 | 6.1812 | 30
2020-07-06 04:00 | 4:00 | 6.5254 | 30
2020-07-06 04:30 | 4:30 | 6.9112 | 30
2020-07-06 05:00 | 5:00 | 7.5398 | 30
2020-07-06 05:30 | 5:30 | 8.2594 | 30
2020-07-06 06:00 | 6:00 | 9.1319 | 30
2020-07-06 06:30 | 6:30 | 9.6862 | 30
2020-07-06 07:00 | 7:00 | 9.7058 | 30
2020-07-06 07:30 | 7:30 | 9.3293 | 30
2020-07-06 08:00 | 8:00 | 8.5586 | 30
2020-07-06 08:30 | 8:30 | 7.2652 | 30
2020-07-06 09:00 | 9:00 | 5.757 | 30
2020-07-06 09:30 | 9:30 | 4.1052 | 30
2020-07-06 10:00 | 10:00 | 2.6656 | 30
2020-07-06 10:30 | 10:30 | 1.841 | 30
2020-07-06 11:00 | 11:00 | 1.3129 | 30
2020-07-06 11:30 | 11:30 | 1.2104 | 30
2020-07-06 12:00 | 12:00 | 1.0984 | 30
2020-07-06 12:30 | 12:30 | 1.0634 | 30
2020-07-06 13:00 | 13:00 | 1.5391 | 30
2020-07-06 13:30 | 13:30 | 2.1636 | 30
2020-07-06 14:00 | 14:00 | 2.1513 | 30
2020-07-06 14:30 | 14:30 | 2.4381 | 30
2020-07-06 15:00 | 15:00 | 3.3872 | 30
2020-07-06 15:30 | 15:30 | 4.3897 | 30
2020-07-06 16:00 | 16:00 | 5.6381 | 30
2020-07-06 16:30 | 16:30 | 7.1378 | 30
2020-07-06 17:00 | 17:00 | 8.8625 | 30
2020-07-06 17:30 | 17:30 | 10.5043 | 30
2020-07-06 18:00 | 18:00 | 11.1305 | 30
2020-07-06 18:30 | 18:30 | 11.1553 | 30
2020-07-06 19:00 | 19:00 | 11.1574 | 30
2020-07-06 19:30 | 19:30 | 11.0504 | 30
2020-07-06 20:00 | 20:00 | 10.8182 | 30
2020-07-06 20:30 | 20:30 | 10.5134 | 30
2020-07-06 21:00 | 21:00 | 9.6768 | 30
2020-07-06 21:30 | 21:30 | 8.998 | 30
2020-07-06 22:00 | 22:00 | 8.2797 | 30
2020-07-06 22:30 | 22:30 | 8.2403 | 30
2020-07-06 23:00 | 23:00 | 7.8676 | 30
2020-07-06 23:30 | 23:30 | 7.0119 | 30
2020-07-07 | 0:00 | 6.4275 | 30
2020-07-07 00:30 | 0:30 | 5.985 | 30
2020-07-07 01:00 | 1:00 | 5.6966 | 30
2020-07-07 01:30 | 1:30 | 5.5184 | 30
2020-07-07 02:00 | 2:00 | 5.3676 | 30
2020-07-07 02:30 | 2:30 | 5.3125 | 30
2020-07-07 03:00 | 3:00 | 5.3524 | 30
2020-07-07 03:30 | 3:30 | 5.47 | 30
2020-07-07 04:00 | 4:00 | 5.7383 | 30
2020-07-07 04:30 | 4:30 | 6.2141 | 30
2020-07-07 05:00 | 5:00 | 7.0866 | 30
2020-07-07 05:30 | 5:30 | 7.9345 | 30
2020-07-07 06:00 | 6:00 | 8.6529 | 30
2020-07-07 06:30 | 6:30 | 9.3825 | 30
2020-07-07 07:00 | 7:00 | 9.6532 | 30
2020-07-07 07:30 | 7:30 | 9.2357 | 30
2020-07-07 08:00 | 8:00 | 8.0442 | 30
2020-07-07 08:30 | 8:30 | 6.4524 | 30
2020-07-07 09:00 | 9:00 | 5.2771 | 30
2020-07-07 09:30 | 9:30 | 3.7686 | 30
2020-07-07 10:00 | 10:00 | 2.6287 | 30
2020-07-07 10:30 | 10:30 | 1.7074 | 30
2020-07-07 11:00 | 11:00 | 1.0729 | 30
2020-07-07 11:30 | 11:30 | 0.81102 | 30
2020-07-07 12:00 | 12:00 | 0.68243 | 30
2020-07-07 12:30 | 12:30 | 0.69225 | 30
2020-07-07 13:00 | 13:00 | 1.0178 | 30
2020-07-07 13:30 | 13:30 | 1.3616 | 30
2020-07-07 14:00 | 14:00 | 1.6457 | 30
2020-07-07 14:30 | 14:30 | 2.2571 | 30
2020-07-07 15:00 | 15:00 | 2.6864 | 30
2020-07-07 15:30 | 15:30 | 4.5971 | 30
2020-07-07 16:00 | 16:00 | 6.1697 | 30
2020-07-07 16:30 | 16:30 | 7.0641 | 30
2020-07-07 17:00 | 17:00 | 8.3492 | 30
2020-07-07 17:30 | 17:30 | 9.6673 | 30
2020-07-07 18:00 | 18:00 | 10.1805 | 30
2020-07-07 18:30 | 18:30 | 10.5809 | 30
2020-07-07 19:00 | 19:00 | 10.4079 | 30
2020-07-07 19:30 | 19:30 | 10.2457 | 30
2020-07-07 20:00 | 20:00 | 10.0765 | 30
2020-07-07 20:30 | 20:30 | 9.5283 | 30
2020-07-07 21:00 | 21:00 | 9.1117 | 30
2020-07-07 21:30 | 21:30 | 8.5715 | 30
2020-07-07 22:00 | 22:00 | 7.815 | 30
2020-07-07 22:30 | 22:30 | 7.576 | 30
2020-07-07 23:00 | 23:00 | 7.2061 | 30
2020-07-07 23:30 | 23:30 | 6.5123 | 30
2020-07-08 | 0:00 | 5.9048 | 30
2020-07-08 00:30 | 0:30 | 5.5378 | 30
2020-07-08 01:00 | 1:00 | 5.2928 | 30
2020-07-08 01:30 | 1:30 | 5.1222 | 30
2020-07-08 02:00 | 2:00 | 5.0831 | 30
2020-07-08 02:30 | 2:30 | 5.577 | 30
2020-07-08 03:00 | 3:00 | 6.4325 | 30
2020-07-08 03:30 | 3:30 | 6.5027 | 30
2020-07-08 04:00 | 4:00 | 6.6155 | 30
2020-07-08 04:30 | 4:30 | 6.8873 | 30
2020-07-08 05:00 | 5:00 | 7.5476 | 30
2020-07-08 05:30 | 5:30 | 8.1559 | 30
2020-07-08 06:00 | 6:00 | 8.9718 | 30
2020-07-08 06:30 | 6:30 | 9.5208 | 30
2020-07-08 07:00 | 7:00 | 9.735 | 30
2020-07-08 07:30 | 7:30 | 9.1826 | 30
2020-07-08 08:00 | 8:00 | 8.0889 | 30
2020-07-08 08:30 | 8:30 | 6.3626 | 30
2020-07-08 09:00 | 9:00 | 4.4486 | 30
2020-07-08 09:30 | 9:30 | 3.0569 | 30
2020-07-08 10:00 | 10:00 | 2.1408 | 30
2020-07-08 10:30 | 10:30 | 1.1512 | 30
2020-07-08 11:00 | 11:00 | 1.044 | 30
2020-07-08 11:30 | 11:30 | 0.81389 | 30
2020-07-08 12:00 | 12:00 | 0.84986 | 30
2020-07-08 12:30 | 12:30 | 0.76557 | 30
2020-07-08 13:00 | 13:00 | 0.97788 | 30
2020-07-08 13:30 | 13:30 | 1.2261 | 30
2020-07-08 14:00 | 14:00 | 1.6293 | 30
2020-07-08 14:30 | 14:30 | 2.2749 | 30
2020-07-08 15:00 | 15:00 | 3.3024 | 30
2020-07-08 15:30 | 15:30 | 3.9083 | 30
2020-07-08 16:00 | 16:00 | 5.0508 | 30
2020-07-08 16:30 | 16:30 | 6.2567 | 30
2020-07-08 17:00 | 17:00 | 7.6871 | 30
2020-07-08 17:30 | 17:30 | 9.3704 | 30
2020-07-08 18:00 | 18:00 | 9.9841 | 30
2020-07-08 18:30 | 18:30 | 9.9271 | 30
2020-07-08 19:00 | 19:00 | 9.6438 | 30
2020-07-08 19:30 | 19:30 | 9.4091 | 30
2020-07-08 20:00 | 20:00 | 9.1513 | 30
2020-07-08 20:30 | 20:30 | 8.683 | 30
2020-07-08 21:00 | 21:00 | 8.4396 | 30
2020-07-08 21:30 | 21:30 | 7.5214 | 30
2020-07-08 22:00 | 22:00 | 6.7982 | 30
2020-07-08 22:30 | 22:30 | 6.7533 | 30
2020-07-08 23:00 | 23:00 | 6.3289 | 30
2020-07-08 23:30 | 23:30 | 5.8539 | 30
2020-07-09 | 0:00 | 5.3183 | 30
2020-07-09 00:30 | 0:30 | 4.8866 | 30
2020-07-09 01:00 | 1:00 | 4.6936 | 30
2020-07-09 01:30 | 1:30 | 4.4666 | 30
2020-07-09 02:00 | 2:00 | 4.3358 | 30
2020-07-09 02:30 | 2:30 | 4.3387 | 30
2020-07-09 03:00 | 3:00 | 4.2297 | 30
2020-07-09 03:30 | 3:30 | 4.2213 | 30
2020-07-09 04:00 | 4:00 | 4.3063 | 30
2020-07-09 04:30 | 4:30 | 4.6632 | 30
2020-07-09 05:00 | 5:00 | 5.1125 | 30
2020-07-09 05:30 | 5:30 | 5.3963 | 30
2020-07-09 06:00 | 6:00 | 5.9228 | 30
2020-07-09 06:30 | 6:30 | 6.2224 | 30
2020-07-09 07:00 | 7:00 | 6.4897 | 30
2020-07-09 07:30 | 7:30 | 6.4547 | 30
2020-07-09 08:00 | 8:00 | 6.3218 | 30
2020-07-09 08:30 | 8:30 | 5.8607 | 30
2020-07-09 09:00 | 9:00 | 4.2712 | 30
2020-07-09 09:30 | 9:30 | 3.7723 | 30
2020-07-09 10:00 | 10:00 | 4.2772 | 30
2020-07-09 10:30 | 10:30 | 2.83 | 30
2020-07-09 11:00 | 11:00 | 2.0104 | 30
2020-07-09 11:30 | 11:30 | 2.2636 | 30
2020-07-09 12:00 | 12:00 | 2.8989 | 30
2020-07-09 12:30 | 12:30 | 1.489 | 30
2020-07-09 13:00 | 13:00 | 2.4538 | 30
2020-07-09 13:30 | 13:30 | 3.3639 | 30
2020-07-09 14:00 | 14:00 | 4.326 | 30
2020-07-09 14:30 | 14:30 | 5.2114 | 30
2020-07-09 15:00 | 15:00 | 5.4177 | 30
2020-07-09 15:30 | 15:30 | 5.6699 | 30
2020-07-09 16:00 | 16:00 | 6.6547 | 30
2020-07-09 16:30 | 16:30 | 7.6906 | 30
2020-07-09 17:00 | 17:00 | 8.7324 | 30
2020-07-09 17:30 | 17:30 | 9.6426 | 30
2020-07-09 18:00 | 18:00 | 9.95 | 30
2020-07-09 18:30 | 18:30 | 10.0606 | 30
2020-07-09 19:00 | 19:00 | 9.6212 | 30
2020-07-09 19:30 | 19:30 | 9.3934 | 30
2020-07-09 20:00 | 20:00 | 9.4015 | 30
2020-07-09 20:30 | 20:30 | 9.1376 | 30
2020-07-09 21:00 | 21:00 | 8.5795 | 30
2020-07-09 21:30 | 21:30 | 8.1259 | 30
2020-07-09 22:00 | 22:00 | 7.4753 | 30
2020-07-09 22:30 | 22:30 | 7.4806 | 30
2020-07-09 23:00 | 23:00 | 7.0198 | 30
2020-07-09 23:30 | 23:30 | 6.275 | 30
2020-07-10 | 0:00 | 5.7946 | 30
2020-07-10 00:30 | 0:30 | 5.2724 | 30
2020-07-10 01:00 | 1:00 | 4.4997 | 30
2020-07-10 01:30 | 1:30 | 4.2791 | 30
2020-07-10 02:00 | 2:00 | 4.3001 | 30
2020-07-10 02:30 | 2:30 | 4.6364 | 30
2020-07-10 03:00 | 3:00 | 4.6229 | 30
2020-07-10 03:30 | 3:30 | 4.6394 | 30
2020-07-10 04:00 | 4:00 | 5.1644 | 30
2020-07-10 04:30 | 4:30 | 5.4392 | 30
2020-07-10 05:00 | 5:00 | 5.9111 | 30
2020-07-10 05:30 | 5:30 | 6.2597 | 30
2020-07-10 06:00 | 6:00 | 6.7289 | 30
2020-07-10 06:30 | 6:30 | 6.8864 | 30
2020-07-10 07:00 | 7:00 | 6.9578 | 30
2020-07-10 07:30 | 7:30 | 6.4209 | 30
2020-07-10 08:00 | 8:00 | 5.1413 | 30
2020-07-10 08:30 | 8:30 | 5.4156 | 30
2020-07-10 09:00 | 9:00 | 4.6023 | 30
2020-07-10 09:30 | 9:30 | 2.8102 | 30
2020-07-10 10:00 | 10:00 | 3.5425 | 30
2020-07-10 10:30 | 10:30 | 3.256 | 30
2020-07-10 11:00 | 11:00 | 3.0939 | 30
2020-07-10 11:30 | 11:30 | 4.279 | 30
2020-07-10 12:00 | 12:00 | 4.6198 | 30
2020-07-10 12:30 | 12:30 | 2.0084 | 30
2020-07-10 13:00 | 13:00 | 3.3493 | 30
2020-07-10 13:30 | 13:30 | 2.9927 | 30
2020-07-10 14:00 | 14:00 | 3.3334 | 30
2020-07-10 14:30 | 14:30 | 3.9933 | 30
2020-07-10 15:00 | 15:00 | 4.7504 | 30
2020-07-10 15:30 | 15:30 | 5.2506 | 30
2020-07-10 16:00 | 16:00 | 5.7713 | 30
2020-07-10 16:30 | 16:30 | 6.7787 | 30
2020-07-10 17:00 | 17:00 | 7.7411 | 30
2020-07-10 17:30 | 17:30 | 8.7095 | 30
2020-07-10 18:00 | 18:00 | 8.9221 | 30
2020-07-10 18:30 | 18:30 | 9.106 | 30
2020-07-10 19:00 | 19:00 | 9.0432 | 30
2020-07-10 19:30 | 19:30 | 8.9766 | 30
2020-07-10 20:00 | 20:00 | 8.7378 | 30
2020-07-10 20:30 | 20:30 | 8.5097 | 30
2020-07-10 21:00 | 21:00 | 8.0824 | 30
2020-07-10 21:30 | 21:30 | 7.7329 | 30
2020-07-10 22:00 | 22:00 | 7.1708 | 30
2020-07-10 22:30 | 22:30 | 7.3131 | 30
2020-07-10 23:00 | 23:00 | 6.9753 | 30
2020-07-10 23:30 | 23:30 | 6.3385 | 30
2020-07-11 | 0:00 | 5.7668 | 30
2020-07-11 00:30 | 0:30 | 5.318 | 30
2020-07-11 01:00 | 1:00 | 5.0214 | 30
2020-07-11 01:30 | 1:30 | 4.7905 | 30
2020-07-11 02:00 | 2:00 | 4.9685 | 30
2020-07-11 02:30 | 2:30 | 5.0381 | 30
2020-07-11 03:00 | 3:00 | 4.9434 | 30
2020-07-11 03:30 | 3:30 | 4.9513 | 30
2020-07-11 04:00 | 4:00 | 4.5763 | 30
2020-07-11 04:30 | 4:30 | 4.3777 | 30
2020-07-11 05:00 | 5:00 | 4.521 | 30
2020-07-11 05:30 | 5:30 | 4.7035 | 30
2020-07-11 06:00 | 6:00 | 5.0229 | 30
2020-07-11 06:30 | 6:30 | 5.3679 | 30
2020-07-11 07:00 | 7:00 | 5.8451 | 30
2020-07-11 07:30 | 7:30 | 6.5656 | 30
2020-07-11 08:00 | 8:00 | 6.867 | 30
2020-07-11 08:30 | 8:30 | 6.5945 | 30
2020-07-11 09:00 | 9:00 | 4.9194 | 30
2020-07-11 09:30 | 9:30 | 3.8542 | 30
2020-07-11 10:00 | 10:00 | 2.6979 | 30
2020-07-11 10:30 | 10:30 | 1.8275 | 30
2020-07-11 11:00 | 11:00 | 1.3279 | 30
2020-07-11 11:30 | 11:30 | 0.9622 | 30
2020-07-11 12:00 | 12:00 | 1.291 | 30
2020-07-11 12:30 | 12:30 | 1.6293 | 30
2020-07-11 13:00 | 13:00 | 2.2103 | 30
2020-07-11 13:30 | 13:30 | 2.1568 | 30
2020-07-11 14:00 | 14:00 | 3.3589 | 30
2020-07-11 14:30 | 14:30 | 3.1164 | 30
2020-07-11 15:00 | 15:00 | 4.4873 | 30
2020-07-11 15:30 | 15:30 | 5.4003 | 30
2020-07-11 16:00 | 16:00 | 5.5713 | 30
2020-07-11 16:30 | 16:30 | 6.3419 | 30
2020-07-11 17:00 | 17:00 | 7.4658 | 30
2020-07-11 17:30 | 17:30 | 8.2446 | 30
2020-07-11 18:00 | 18:00 | 8.4776 | 30
2020-07-11 18:30 | 18:30 | 8.5706 | 30
2020-07-11 19:00 | 19:00 | 8.3103 | 30
2020-07-11 19:30 | 19:30 | 8.2592 | 30
2020-07-11 20:00 | 20:00 | 8.2097 | 30
2020-07-11 20:30 | 20:30 | 7.879 | 30
2020-07-11 21:00 | 21:00 | 7.6995 | 30
2020-07-11 21:30 | 21:30 | 7.2339 | 30
2020-07-11 22:00 | 22:00 | 6.8335 | 30
2020-07-11 22:30 | 22:30 | 6.9753 | 30
2020-07-11 23:00 | 23:00 | 6.7084 | 30
2020-07-11 23:30 | 23:30 | 6.0535 | 30
2020-07-12 | 0:00 | 5.501 | 30
2020-07-12 00:30 | 0:30 | 5.1219 | 30
2020-07-12 01:00 | 1:00 | 4.8736 | 30
2020-07-12 01:30 | 1:30 | 4.5897 | 30
2020-07-12 02:00 | 2:00 | 4.5308 | 30
2020-07-12 02:30 | 2:30 | 4.5272 | 30
2020-07-12 03:00 | 3:00 | 4.5196 | 30
2020-07-12 03:30 | 3:30 | 4.4178 | 30
2020-07-12 04:00 | 4:00 | 4.5067 | 30
2020-07-12 04:30 | 4:30 | 4.4786 | 30
2020-07-12 05:00 | 5:00 | 4.5897 | 30
2020-07-12 05:30 | 5:30 | 4.7449 | 30
2020-07-12 06:00 | 6:00 | 5.0835 | 30
2020-07-12 06:30 | 6:30 | 5.344 | 30
2020-07-12 07:00 | 7:00 | 5.3118 | 30
2020-07-12 07:30 | 7:30 | 5.2114 | 30
2020-07-12 08:00 | 8:00 | 4.5209 | 30
2020-07-12 08:30 | 8:30 | 3.6088 | 30
2020-07-12 09:00 | 9:00 | 2.9846 | 30
2020-07-12 09:30 | 9:30 | 2.6942 | 30
2020-07-12 10:00 | 10:00 | 4.1205 | 30
2020-07-12 10:30 | 10:30 | 1.8178 | 30
2020-07-12 11:00 | 11:00 | 1.1506 | 30
2020-07-12 11:30 | 11:30 | 1.6923 | 30
2020-07-12 12:00 | 12:00 | 3.1441 | 30
2020-07-12 12:30 | 12:30 | 4.5109 | 30
2020-07-12 13:00 | 13:00 | 5.2513 | 30
2020-07-12 13:30 | 13:30 | 5.534 | 30
2020-07-12 14:00 | 14:00 | 5.7159 | 30
2020-07-12 14:30 | 14:30 | 5.5809 | 30
2020-07-12 15:00 | 15:00 | 5.9647 | 30
2020-07-12 15:30 | 15:30 | 6.4874 | 30
2020-07-12 16:00 | 16:00 | 7.4437 | 30
2020-07-12 16:30 | 16:30 | 8.2496 | 30
2020-07-12 17:00 | 17:00 | 9.284 | 30
2020-07-12 17:30 | 17:30 | 9.9343 | 30
2020-07-12 18:00 | 18:00 | 10.0318 | 30
2020-07-12 18:30 | 18:30 | 9.7656 | 30
2020-07-12 19:00 | 19:00 | 9.4228 | 30
2020-07-12 19:30 | 19:30 | 9.0339 | 30
2020-07-12 20:00 | 20:00 | 8.699 | 30
2020-07-12 20:30 | 20:30 | 8.3133 | 30
2020-07-12 21:00 | 21:00 | 7.9796 | 30
2020-07-12 21:30 | 21:30 | 7.6014 | 30
2020-07-12 22:00 | 22:00 | 6.8048 | 30
2020-07-12 22:30 | 22:30 | 6.8071 | 30
2020-07-12 23:00 | 23:00 | 6.5514 | 30
2020-07-12 23:30 | 23:30 | 5.9553 | 30
2020-07-13 | 0:00 | 5.4316 | 30
2020-07-13 00:30 | 0:30 | 5.0221 | 30
2020-07-13 01:00 | 1:00 | 4.8196 | 30
2020-07-13 01:30 | 1:30 | 4.6215 | 30
2020-07-13 02:00 | 2:00 | 4.5736 | 30
2020-07-13 02:30 | 2:30 | 4.788 | 30
2020-07-13 03:00 | 3:00 | 4.7032 | 30
2020-07-13 03:30 | 3:30 | 4.9763 | 30
2020-07-13 04:00 | 4:00 | 5.2709 | 30
2020-07-13 04:30 | 4:30 | 5.5226 | 30
2020-07-13 05:00 | 5:00 | 6.0681 | 30
2020-07-13 05:30 | 5:30 | 6.5772 | 30
2020-07-13 06:00 | 6:00 | 7.2026 | 30
2020-07-13 06:30 | 6:30 | 7.7914 | 30
2020-07-13 07:00 | 7:00 | 7.8336 | 30
2020-07-13 07:30 | 7:30 | 7.7081 | 30
2020-07-13 08:00 | 8:00 | 7.3431 | 30
2020-07-13 08:30 | 8:30 | 6.7804 | 30
2020-07-13 09:00 | 9:00 | 6.3384 | 30
2020-07-13 09:30 | 9:30 | 5.6463 | 30
2020-07-13 10:00 | 10:00 | 4.371 | 30
2020-07-13 10:30 | 10:30 | 2.8045 | 30
2020-07-13 11:00 | 11:00 | 1.7386 | 30
2020-07-13 11:30 | 11:30 | 0.92429 | 30
2020-07-13 12:00 | 12:00 | 1.4721 | 30
2020-07-13 12:30 | 12:30 | 0.89755 | 30
2020-07-13 13:00 | 13:00 | 1.3477 | 30
2020-07-13 13:30 | 13:30 | 1.1128 | 30
2020-07-13 14:00 | 14:00 | 2.0851 | 30
2020-07-13 14:30 | 14:30 | 2.5811 | 30
2020-07-13 15:00 | 15:00 | 3.6706 | 30
2020-07-13 15:30 | 15:30 | 4.9284 | 30
2020-07-13 16:00 | 16:00 | 6.2169 | 30
2020-07-13 16:30 | 16:30 | 7.6555 | 30
2020-07-13 17:00 | 17:00 | 9.0305 | 30
2020-07-13 17:30 | 17:30 | 10.4451 | 30
2020-07-13 18:00 | 18:00 | 10.891 | 30
2020-07-13 18:30 | 18:30 | 11.0301 | 30
2020-07-13 19:00 | 19:00 | 10.9698 | 30
2020-07-13 19:30 | 19:30 | 10.727 | 30
2020-07-13 20:00 | 20:00 | 10.4245 | 30
2020-07-13 20:30 | 20:30 | 9.9931 | 30
2020-07-13 21:00 | 21:00 | 9.3553 | 30
2020-07-13 21:30 | 21:30 | 8.7017 | 30
2020-07-13 22:00 | 22:00 | 7.7968 | 30
2020-07-13 22:30 | 22:30 | 7.7255 | 30
2020-07-13 23:00 | 23:00 | 7.3037 | 30
2020-07-13 23:30 | 23:30 | 6.6753 | 30
2020-07-14 | 0:00 | 5.9626 | 30
2020-07-14 00:30 | 0:30 | 5.6723 | 30
2020-07-14 01:00 | 1:00 | 5.4005 | 30
2020-07-14 01:30 | 1:30 | 5.3104 | 30
2020-07-14 02:00 | 2:00 | 5.2097 | 30
2020-07-14 02:30 | 2:30 | 5.1908 | 30
2020-07-14 03:00 | 3:00 | 5.2056 | 30
2020-07-14 03:30 | 3:30 | 5.2925 | 30
2020-07-14 04:00 | 4:00 | 5.4364 | 30
2020-07-14 04:30 | 4:30 | 5.8387 | 30
2020-07-14 05:00 | 5:00 | 6.5178 | 30
2020-07-14 05:30 | 5:30 | 7.1397 | 30
2020-07-14 06:00 | 6:00 | 7.9116 | 30
2020-07-14 06:30 | 6:30 | 8.6917 | 30
2020-07-14 07:00 | 7:00 | 8.9125 | 30
2020-07-14 07:30 | 7:30 | 8.0461 | 30
2020-07-14 08:00 | 8:00 | 6.3304 | 30
2020-07-14 08:30 | 8:30 | 4.8425 | 30
2020-07-14 09:00 | 9:00 | 3.7197 | 30
2020-07-14 09:30 | 9:30 | 2.4003 | 30
2020-07-14 10:00 | 10:00 | 1.482 | 30
2020-07-14 10:30 | 10:30 | 0.88299 | 30
2020-07-14 11:00 | 11:00 | 0.64066 | 30
2020-07-14 11:30 | 11:30 | 0.70483 | 30
2020-07-14 12:00 | 12:00 | 0.69327 | 30
2020-07-14 12:30 | 12:30 | 0.83532 | 30
2020-07-14 13:00 | 13:00 | 0.91482 | 30
2020-07-14 13:30 | 13:30 | 0.9388 | 30
2020-07-14 14:00 | 14:00 | 1.1899 | 30
2020-07-14 14:30 | 14:30 | 1.8842 | 30
2020-07-14 15:00 | 15:00 | 2.8759 | 30
2020-07-14 15:30 | 15:30 | 4.1862 | 30
2020-07-14 16:00 | 16:00 | 5.8019 | 30
2020-07-14 16:30 | 16:30 | 7.4814 | 30
2020-07-14 17:00 | 17:00 | 9.4268 | 30
2020-07-14 17:30 | 17:30 | 11.5896 | 30
2020-07-14 18:00 | 18:00 | 12.4101 | 30
2020-07-14 18:30 | 18:30 | 12.6285 | 30
2020-07-14 19:00 | 19:00 | 12.5064 | 30
2020-07-14 19:30 | 19:30 | 12.2278 | 30
2020-07-14 20:00 | 20:00 | 11.8085 | 30
2020-07-14 20:30 | 20:30 | 11.1278 | 30
2020-07-14 21:00 | 21:00 | 10.3592 | 30
2020-07-14 21:30 | 21:30 | 9.503 | 30
2020-07-14 22:00 | 22:00 | 8.4282 | 30
2020-07-14 22:30 | 22:30 | 8.455 | 30
2020-07-14 23:00 | 23:00 | 8.0085 | 30
2020-07-14 23:30 | 23:30 | 7.3613 | 30
2020-07-15 | 0:00 | 6.7442 | 30
2020-07-15 00:30 | 0:30 | 6.1062 | 30
2020-07-15 01:00 | 1:00 | 5.778 | 30
2020-07-15 01:30 | 1:30 | 5.5881 | 30
2020-07-15 02:00 | 2:00 | 5.4831 | 30
2020-07-15 02:30 | 2:30 | 5.5342 | 30
2020-07-15 03:00 | 3:00 | 5.8097 | 30
2020-07-15 03:30 | 3:30 | 6.0715 | 30
2020-07-15 04:00 | 4:00 | 6.5541 | 30
2020-07-15 04:30 | 4:30 | 7.1705 | 30
2020-07-15 05:00 | 5:00 | 7.9317 | 30
2020-07-15 05:30 | 5:30 | 8.7626 | 30
2020-07-15 06:00 | 6:00 | 9.8468 | 30
2020-07-15 06:30 | 6:30 | 10.969 | 30
2020-07-15 07:00 | 7:00 | 11.2268 | 30
2020-07-15 07:30 | 7:30 | 9.8591 | 30
2020-07-15 08:00 | 8:00 | 8.2657 | 30
2020-07-15 08:30 | 8:30 | 6.4852 | 30
2020-07-15 09:00 | 9:00 | 4.7637 | 30
2020-07-15 09:30 | 9:30 | 3.5132 | 30
2020-07-15 10:00 | 10:00 | 2.5642 | 30
2020-07-15 10:30 | 10:30 | 1.4685 | 30
2020-07-15 11:00 | 11:00 | 0.96003 | 30
2020-07-15 11:30 | 11:30 | 0.60627 | 30
2020-07-15 12:00 | 12:00 | 0.54996 | 30
2020-07-15 12:30 | 12:30 | 0.54801 | 30
2020-07-15 13:00 | 13:00 | 0.7947 | 30
2020-07-15 13:30 | 13:30 | 1.0275 | 30
2020-07-15 14:00 | 14:00 | 1.2012 | 30
2020-07-15 14:30 | 14:30 | 1.7685 | 30
2020-07-15 15:00 | 15:00 | 2.7211 | 30
2020-07-15 15:30 | 15:30 | 3.7833 | 30
2020-07-15 16:00 | 16:00 | 5.0717 | 30
2020-07-15 16:30 | 16:30 | 6.6704 | 30
2020-07-15 17:00 | 17:00 | 8.3 | 30
2020-07-15 17:30 | 17:30 | 9.8586 | 30
2020-07-15 18:00 | 18:00 | 10.6773 | 30
2020-07-15 18:30 | 18:30 | 10.7919 | 30
2020-07-15 19:00 | 19:00 | 10.7731 | 30
2020-07-15 19:30 | 19:30 | 10.6441 | 30
2020-07-15 20:00 | 20:00 | 10.6305 | 30
2020-07-15 20:30 | 20:30 | 10.2698 | 30
2020-07-15 21:00 | 21:00 | 9.8653 | 30
2020-07-15 21:30 | 21:30 | 9.0458 | 30
2020-07-15 22:00 | 22:00 | 8.26 | 30
2020-07-15 22:30 | 22:30 | 8.1414 | 30
2020-07-15 23:00 | 23:00 | 7.6775 | 30
2020-07-15 23:30 | 23:30 | 6.925 | 30
2020-07-16 | 0:00 | 6.2426 | 30
2020-07-16 00:30 | 0:30 | 5.8237 | 30
2020-07-16 01:00 | 1:00 | 5.5941 | 30
2020-07-16 01:30 | 1:30 | 5.3587 | 30
2020-07-16 02:00 | 2:00 | 5.3293 | 30
2020-07-16 02:30 | 2:30 | 5.2734 | 30
2020-07-16 03:00 | 3:00 | 5.3212 | 30
2020-07-16 03:30 | 3:30 | 5.3843 | 30
2020-07-16 04:00 | 4:00 | 5.6668 | 30
2020-07-16 04:30 | 4:30 | 5.9864 | 30
2020-07-16 05:00 | 5:00 | 6.7168 | 30
2020-07-16 05:30 | 5:30 | 7.6351 | 30
2020-07-16 06:00 | 6:00 | 8.6128 | 30
2020-07-16 06:30 | 6:30 | 9.6099 | 30
2020-07-16 07:00 | 7:00 | 10.1595 | 30
2020-07-16 07:30 | 7:30 | 9.3923 | 30
2020-07-16 08:00 | 8:00 | 7.8429 | 30
2020-07-16 08:30 | 8:30 | 5.9644 | 30
2020-07-16 09:00 | 9:00 | 4.6416 | 30
2020-07-16 09:30 | 9:30 | 3.2952 | 30
2020-07-16 10:00 | 10:00 | 2.2964 | 30
2020-07-16 10:30 | 10:30 | 1.3777 | 30
2020-07-16 11:00 | 11:00 | 0.77688 | 30
2020-07-16 11:30 | 11:30 | 0.55621 | 30
2020-07-16 12:00 | 12:00 | 0.50466 | 30
2020-07-16 12:30 | 12:30 | 0.69302 | 30
2020-07-16 13:00 | 13:00 | 0.73098 | 30
2020-07-16 13:30 | 13:30 | 0.74541 | 30
2020-07-16 14:00 | 14:00 | 1.2553 | 30
2020-07-16 14:30 | 14:30 | 1.8868 | 30
2020-07-16 15:00 | 15:00 | 2.8706 | 30
2020-07-16 15:30 | 15:30 | 4.0176 | 30
2020-07-16 16:00 | 16:00 | 5.3481 | 30
2020-07-16 16:30 | 16:30 | 6.8454 | 30
2020-07-16 17:00 | 17:00 | 8.4779 | 30
2020-07-16 17:30 | 17:30 | 10.1993 | 30
2020-07-16 18:00 | 18:00 | 10.9133 | 30
2020-07-16 18:30 | 18:30 | 11.4925 | 30
2020-07-16 19:00 | 19:00 | 11.6523 | 30
2020-07-16 19:30 | 19:30 | 11.7234 | 30
2020-07-16 20:00 | 20:00 | 11.5477 | 30
2020-07-16 20:30 | 20:30 | 11.1916 | 30
2020-07-16 21:00 | 21:00 | 10.9191 | 30
2020-07-16 21:30 | 21:30 | 10.1877 | 30
2020-07-16 22:00 | 22:00 | 9.5744 | 30
2020-07-16 22:30 | 22:30 | 9.2699 | 30
2020-07-16 23:00 | 23:00 | 8.4938 | 30
2020-07-16 23:30 | 23:30 | 7.6899 | 30
2020-07-17 | 0:00 | 6.8888 | 30
2020-07-17 00:30 | 0:30 | 6.4784 | 30
2020-07-17 01:00 | 1:00 | 6.2386 | 30
2020-07-17 01:30 | 1:30 | 5.841 | 30
2020-07-17 02:00 | 2:00 | 5.4045 | 30
2020-07-17 02:30 | 2:30 | 5.589 | 30
2020-07-17 03:00 | 3:00 | 5.6347 | 30
2020-07-17 03:30 | 3:30 | 5.8023 | 30
2020-07-17 04:00 | 4:00 | 5.9914 | 30
2020-07-17 04:30 | 4:30 | 6.2045 | 30
2020-07-17 05:00 | 5:00 | 7.4206 | 30
2020-07-17 05:30 | 5:30 | 8.3918 | 30
2020-07-17 06:00 | 6:00 | 9.3724 | 30
2020-07-17 06:30 | 6:30 | 10.529 | 30
2020-07-17 07:00 | 7:00 | 10.919 | 30
2020-07-17 07:30 | 7:30 | 9.9658 | 30
2020-07-17 08:00 | 8:00 | 8.0055 | 30
2020-07-17 08:30 | 8:30 | 6.1782 | 30
2020-07-17 09:00 | 9:00 | 4.5839 | 30
2020-07-17 09:30 | 9:30 | 3.0998 | 30
2020-07-17 10:00 | 10:00 | 1.8587 | 30
2020-07-17 10:30 | 10:30 | 1.0392 | 30
2020-07-17 11:00 | 11:00 | 0.68369 | 30
2020-07-17 11:30 | 11:30 | 0.76146 | 30
2020-07-17 12:00 | 12:00 | 0.79124 | 30
2020-07-17 12:30 | 12:30 | 0.89119 | 30
2020-07-17 13:00 | 13:00 | 0.83542 | 30
2020-07-17 13:30 | 13:30 | 0.85449 | 30
2020-07-17 14:00 | 14:00 | 1.312 | 30
2020-07-17 14:30 | 14:30 | 1.8578 | 30
2020-07-17 15:00 | 15:00 | 2.6407 | 30
2020-07-17 15:30 | 15:30 | 4.2434 | 30
2020-07-17 16:00 | 16:00 | 5.5544 | 30
2020-07-17 16:30 | 16:30 | 6.3052 | 30
2020-07-17 17:00 | 17:00 | 7.5111 | 30
2020-07-17 17:30 | 17:30 | 8.8919 | 30
2020-07-17 18:00 | 18:00 | 9.4209 | 30
2020-07-17 18:30 | 18:30 | 9.6412 | 30
2020-07-17 19:00 | 19:00 | 9.8677 | 30
2020-07-17 19:30 | 19:30 | 9.9944 | 30
2020-07-17 20:00 | 20:00 | 9.9832 | 30
2020-07-17 20:30 | 20:30 | 9.6459 | 30
2020-07-17 21:00 | 21:00 | 9.5127 | 30
2020-07-17 21:30 | 21:30 | 9.248 | 30
2020-07-17 22:00 | 22:00 | 8.5912 | 30
2020-07-17 22:30 | 22:30 | 8.6479 | 30
2020-07-17 23:00 | 23:00 | 8.31 | 30
2020-07-17 23:30 | 23:30 | 7.4975 | 30
2020-07-18 | 0:00 | 6.9005 | 30
2020-07-18 00:30 | 0:30 | 6.4006 | 30
2020-07-18 01:00 | 1:00 | 6.0445 | 30
2020-07-18 01:30 | 1:30 | 5.8662 | 30
2020-07-18 02:00 | 2:00 | 5.6465 | 30
2020-07-18 02:30 | 2:30 | 5.6269 | 30
2020-07-18 03:00 | 3:00 | 5.5893 | 30
2020-07-18 03:30 | 3:30 | 5.4794 | 30
2020-07-18 04:00 | 4:00 | 5.5623 | 30
2020-07-18 04:30 | 4:30 | 5.7454 | 30
2020-07-18 05:00 | 5:00 | 6.0464 | 30
2020-07-18 05:30 | 5:30 | 6.4464 | 30
2020-07-18 06:00 | 6:00 | 7.0315 | 30
2020-07-18 06:30 | 6:30 | 7.4896 | 30
2020-07-18 07:00 | 7:00 | 7.9882 | 30
2020-07-18 07:30 | 7:30 | 7.4204 | 30
2020-07-18 08:00 | 8:00 | 7.6389 | 30
2020-07-18 08:30 | 8:30 | 6.9169 | 30
2020-07-18 09:00 | 9:00 | 5.5371 | 30
2020-07-18 09:30 | 9:30 | 4.3952 | 30
2020-07-18 10:00 | 10:00 | 3.2712 | 30
2020-07-18 10:30 | 10:30 | 2.4244 | 30
2020-07-18 11:00 | 11:00 | 1.4105 | 30
2020-07-18 11:30 | 11:30 | 1.1001 | 30
2020-07-18 12:00 | 12:00 | 0.76882 | 30
2020-07-18 12:30 | 12:30 | 0.95831 | 30
2020-07-18 13:00 | 13:00 | 1.1115 | 30
2020-07-18 13:30 | 13:30 | 1.2622 | 30
2020-07-18 14:00 | 14:00 | 1.6277 | 30
2020-07-18 14:30 | 14:30 | 2.0712 | 30
2020-07-18 15:00 | 15:00 | 2.8366 | 30
2020-07-18 15:30 | 15:30 | 3.8263 | 30
2020-07-18 16:00 | 16:00 | 4.923 | 30
2020-07-18 16:30 | 16:30 | 6.12 | 30
2020-07-18 17:00 | 17:00 | 7.5429 | 30
2020-07-18 17:30 | 17:30 | 8.4644 | 30
2020-07-18 18:00 | 18:00 | 9.035 | 30
2020-07-18 18:30 | 18:30 | 9.1404 | 30
2020-07-18 19:00 | 19:00 | 9.0522 | 30
2020-07-18 19:30 | 19:30 | 8.9086 | 30
2020-07-18 20:00 | 20:00 | 8.926 | 30
2020-07-18 20:30 | 20:30 | 8.6596 | 30
2020-07-18 21:00 | 21:00 | 8.3691 | 30
2020-07-18 21:30 | 21:30 | 8.3597 | 30
2020-07-18 22:00 | 22:00 | 7.9916 | 30
2020-07-18 22:30 | 22:30 | 8.1177 | 30
2020-07-18 23:00 | 23:00 | 7.9233 | 30
2020-07-18 23:30 | 23:30 | 7.2643 | 30
2020-07-19 | 0:00 | 6.5915 | 30
2020-07-19 00:30 | 0:30 | 6.139 | 30
2020-07-19 01:00 | 1:00 | 5.8929 | 30
2020-07-19 01:30 | 1:30 | 5.6195 | 30
2020-07-19 02:00 | 2:00 | 5.3488 | 30
2020-07-19 02:30 | 2:30 | 5.1444 | 30
2020-07-19 03:00 | 3:00 | 5.0989 | 30
2020-07-19 03:30 | 3:30 | 5.0339 | 30
2020-07-19 04:00 | 4:00 | 5.0106 | 30
2020-07-19 04:30 | 4:30 | 5.1889 | 30
2020-07-19 05:00 | 5:00 | 5.3916 | 30
2020-07-19 05:30 | 5:30 | 5.6262 | 30
2020-07-19 06:00 | 6:00 | 5.98 | 30
2020-07-19 06:30 | 6:30 | 6.5042 | 30
2020-07-19 07:00 | 7:00 | 6.9128 | 30
2020-07-19 07:30 | 7:30 | 6.6909 | 30
2020-07-19 08:00 | 8:00 | 6.1849 | 30
2020-07-19 08:30 | 8:30 | 5.3294 | 30
2020-07-19 09:00 | 9:00 | 4.1372 | 30
2020-07-19 09:30 | 9:30 | 3.0271 | 30
2020-07-19 10:00 | 10:00 | 2.0924 | 30
2020-07-19 10:30 | 10:30 | 1.3605 | 30
2020-07-19 11:00 | 11:00 | 1.0572 | 30
2020-07-19 11:30 | 11:30 | 0.85206 | 30
2020-07-19 12:00 | 12:00 | 0.86226 | 30
2020-07-19 12:30 | 12:30 | 0.82039 | 30
2020-07-19 13:00 | 13:00 | 0.91503 | 30
2020-07-19 13:30 | 13:30 | 1.0857 | 30
2020-07-19 14:00 | 14:00 | 1.6318 | 30
2020-07-19 14:30 | 14:30 | 2.2924 | 30
2020-07-19 15:00 | 15:00 | 3.2147 | 30
2020-07-19 15:30 | 15:30 | 4.3239 | 30
2020-07-19 16:00 | 16:00 | 5.7261 | 30
2020-07-19 16:30 | 16:30 | 7.068 | 30
2020-07-19 17:00 | 17:00 | 8.3703 | 30
2020-07-19 17:30 | 17:30 | 9.594 | 30
2020-07-19 18:00 | 18:00 | 9.9769 | 30
2020-07-19 18:30 | 18:30 | 9.8396 | 30
2020-07-19 19:00 | 19:00 | 9.7656 | 30
2020-07-19 19:30 | 19:30 | 9.4186 | 30
2020-07-19 20:00 | 20:00 | 9.2121 | 30
2020-07-19 20:30 | 20:30 | 8.7626 | 30
2020-07-19 21:00 | 21:00 | 8.4103 | 30
2020-07-19 21:30 | 21:30 | 7.9729 | 30
2020-07-19 22:00 | 22:00 | 7.2827 | 30
2020-07-19 22:30 | 22:30 | 7.1764 | 30
2020-07-19 23:00 | 23:00 | 6.8088 | 30
2020-07-19 23:30 | 23:30 | 6.1564 | 30
2020-07-20 | 0:00 | 6.0543 | 30
2020-07-20 00:30 | 0:30 | 5.7357 | 30
2020-07-20 01:00 | 1:00 | 5.5144 | 30
2020-07-20 01:30 | 1:30 | 5.0225 | 30
2020-07-20 02:00 | 2:00 | 4.858 | 30
2020-07-20 02:30 | 2:30 | 4.8312 | 30
2020-07-20 03:00 | 3:00 | 4.8554 | 30
2020-07-20 03:30 | 3:30 | 4.8084 | 30
2020-07-20 04:00 | 4:00 | 4.7739 | 30
2020-07-20 04:30 | 4:30 | 5.0868 | 30
2020-07-20 05:00 | 5:00 | 5.7191 | 30
2020-07-20 05:30 | 5:30 | 6.41 | 30
2020-07-20 06:00 | 6:00 | 7.1888 | 30
2020-07-20 06:30 | 6:30 | 8.1999 | 30
2020-07-20 07:00 | 7:00 | 8.6518 | 30
2020-07-20 07:30 | 7:30 | 7.9892 | 30
2020-07-20 08:00 | 8:00 | 6.6236 | 30
2020-07-20 08:30 | 8:30 | 4.9877 | 30
2020-07-20 09:00 | 9:00 | 3.2473 | 30
2020-07-20 09:30 | 9:30 | 1.9861 | 30
2020-07-20 10:00 | 10:00 | 1.2836 | 30
2020-07-20 10:30 | 10:30 | 0.77768 | 30
2020-07-20 11:00 | 11:00 | 0.82871 | 30
2020-07-20 11:30 | 11:30 | 1.0325 | 30
2020-07-20 12:00 | 12:00 | 1.0852 | 30
2020-07-20 12:30 | 12:30 | 0.94141 | 30
2020-07-20 13:00 | 13:00 | 0.83463 | 30
2020-07-20 13:30 | 13:30 | 0.70867 | 30
2020-07-20 14:00 | 14:00 | 1.0146 | 30
2020-07-20 14:30 | 14:30 | 1.6804 | 30
2020-07-20 15:00 | 15:00 | 2.461 | 30
2020-07-20 15:30 | 15:30 | 3.7835 | 30
2020-07-20 16:00 | 16:00 | 5.1598 | 30
2020-07-20 16:30 | 16:30 | 6.6933 | 30
2020-07-20 17:00 | 17:00 | 8.4048 | 30
2020-07-20 17:30 | 17:30 | 9.8504 | 30
2020-07-20 18:00 | 18:00 | 10.3305 | 30
2020-07-20 18:30 | 18:30 | 10.4478 | 30
2020-07-20 19:00 | 19:00 | 10.2798 | 30
2020-07-20 19:30 | 19:30 | 9.8804 | 30
2020-07-20 20:00 | 20:00 | 9.5031 | 30
2020-07-20 20:30 | 20:30 | 8.869 | 30
2020-07-20 21:00 | 21:00 | 8.321 | 30
2020-07-20 21:30 | 21:30 | 7.8181 | 30
2020-07-20 22:00 | 22:00 | 7.0772 | 30
2020-07-20 22:30 | 22:30 | 7.0884 | 30
2020-07-20 23:00 | 23:00 | 6.7514 | 30
2020-07-20 23:30 | 23:30 | 6.0212 | 30
2020-07-21 | 0:00 | 5.5418 | 30
2020-07-21 00:30 | 0:30 | 5.1796 | 30
2020-07-21 01:00 | 1:00 | 4.9731 | 30
2020-07-21 01:30 | 1:30 | 5.0577 | 30
2020-07-21 02:00 | 2:00 | 4.9017 | 30
2020-07-21 02:30 | 2:30 | 4.8745 | 30
2020-07-21 03:00 | 3:00 | 4.851 | 30
2020-07-21 03:30 | 3:30 | 4.8694 | 30
2020-07-21 04:00 | 4:00 | 5.113 | 30
2020-07-21 04:30 | 4:30 | 5.3749 | 30
2020-07-21 05:00 | 5:00 | 5.9452 | 30
2020-07-21 05:30 | 5:30 | 6.6342 | 30
2020-07-21 06:00 | 6:00 | 7.364 | 30
2020-07-21 06:30 | 6:30 | 8.1485 | 30
2020-07-21 07:00 | 7:00 | 8.5628 | 30
2020-07-21 07:30 | 7:30 | 8.3593 | 30
2020-07-21 08:00 | 8:00 | 7.4773 | 30
2020-07-21 08:30 | 8:30 | 6.3825 | 30
2020-07-21 09:00 | 9:00 | 5.7186 | 30
2020-07-21 09:30 | 9:30 | 3.8306 | 30
2020-07-21 10:00 | 10:00 | 2.0014 | 30
2020-07-21 10:30 | 10:30 | 1.1823 | 30
2020-07-21 11:00 | 11:00 | 0.74299 | 30
2020-07-21 11:30 | 11:30 | 0.77114 | 30
2020-07-21 12:00 | 12:00 | 1.5486 | 30
2020-07-21 12:30 | 12:30 | 1.7919 | 30
2020-07-21 13:00 | 13:00 | 1.6078 | 30
2020-07-21 13:30 | 13:30 | 1.5281 | 30
2020-07-21 14:00 | 14:00 | 1.9864 | 30
2020-07-21 14:30 | 14:30 | 2.4992 | 30
2020-07-21 15:00 | 15:00 | 4.0684 | 30
2020-07-21 15:30 | 15:30 | 5.1564 | 30
2020-07-21 16:00 | 16:00 | 6.129 | 30
2020-07-21 16:30 | 16:30 | 7.2306 | 30
2020-07-21 17:00 | 17:00 | 8.7921 | 30
2020-07-21 17:30 | 17:30 | 10.1392 | 30
2020-07-21 18:00 | 18:00 | 10.481 | 30
2020-07-21 18:30 | 18:30 | 10.6488 | 30
2020-07-21 19:00 | 19:00 | 10.7412 | 30
2020-07-21 19:30 | 19:30 | 10.5285 | 30
2020-07-21 20:00 | 20:00 | 10.1411 | 30
2020-07-21 20:30 | 20:30 | 9.5832 | 30
2020-07-21 21:00 | 21:00 | 8.9597 | 30
2020-07-21 21:30 | 21:30 | 8.39 | 30
2020-07-21 22:00 | 22:00 | 7.2406 | 30
2020-07-21 22:30 | 22:30 | 7.3478 | 30
2020-07-21 23:00 | 23:00 | 7.0925 | 30
2020-07-21 23:30 | 23:30 | 6.2269 | 30
2020-07-22 | 0:00 | 5.6818 | 30
2020-07-22 00:30 | 0:30 | 5.3297 | 30
2020-07-22 01:00 | 1:00 | 5.0651 | 30
2020-07-22 01:30 | 1:30 | 4.8212 | 30
2020-07-22 02:00 | 2:00 | 4.7009 | 30
2020-07-22 02:30 | 2:30 | 4.5836 | 30
2020-07-22 03:00 | 3:00 | 4.563 | 30
2020-07-22 03:30 | 3:30 | 4.6177 | 30
2020-07-22 04:00 | 4:00 | 4.7726 | 30
2020-07-22 04:30 | 4:30 | 5.0731 | 30
2020-07-22 05:00 | 5:00 | 5.5023 | 30
2020-07-22 05:30 | 5:30 | 6.1225 | 30
2020-07-22 06:00 | 6:00 | 6.9181 | 30
2020-07-22 06:30 | 6:30 | 7.7084 | 30
2020-07-22 07:00 | 7:00 | 8.1857 | 30
2020-07-22 07:30 | 7:30 | 8.2927 | 30
2020-07-22 08:00 | 8:00 | 7.5221 | 30
2020-07-22 08:30 | 8:30 | 7.2531 | 30
2020-07-22 09:00 | 9:00 | 6.7465 | 30
2020-07-22 09:30 | 9:30 | 6.4544 | 30
2020-07-22 10:00 | 10:00 | 6.3421 | 30
2020-07-22 10:30 | 10:30 | 6.0981 | 30
2020-07-22 11:00 | 11:00 | 5.6977 | 30
2020-07-22 11:30 | 11:30 | 4.2946 | 30
2020-07-22 12:00 | 12:00 | 4.9055 | 30
2020-07-22 12:30 | 12:30 | 5.144 | 30
2020-07-22 13:00 | 13:00 | 4.0796 | 30
2020-07-22 13:30 | 13:30 | 4.0422 | 30
2020-07-22 14:00 | 14:00 | 4.2291 | 30
2020-07-22 14:30 | 14:30 | 4.7898 | 30
2020-07-22 15:00 | 15:00 | 4.332 | 30
2020-07-22 15:30 | 15:30 | 5.6249 | 30
2020-07-22 16:00 | 16:00 | 6.7767 | 30
2020-07-22 16:30 | 16:30 | 7.9952 | 30
2020-07-22 17:00 | 17:00 | 9.388 | 30
2020-07-22 17:30 | 17:30 | 10.8201 | 30
2020-07-22 18:00 | 18:00 | 11.2578 | 30
2020-07-22 18:30 | 18:30 | 11.3123 | 30
2020-07-22 19:00 | 19:00 | 11.0485 | 30
2020-07-22 19:30 | 19:30 | 10.6597 | 30
2020-07-22 20:00 | 20:00 | 10.4692 | 30
2020-07-22 20:30 | 20:30 | 10.0481 | 30
2020-07-22 21:00 | 21:00 | 9.1525 | 30
2020-07-22 21:30 | 21:30 | 8.4103 | 30
2020-07-22 22:00 | 22:00 | 7.5396 | 30
2020-07-22 22:30 | 22:30 | 7.2294 | 30
2020-07-22 23:00 | 23:00 | 6.8563 | 30
2020-07-22 23:30 | 23:30 | 6.2351 | 30
2020-07-23 | 0:00 | 5.7284 | 30
2020-07-23 00:30 | 0:30 | 5.3685 | 30
2020-07-23 01:00 | 1:00 | 5.1359 | 30
2020-07-23 01:30 | 1:30 | 4.8615 | 30
2020-07-23 02:00 | 2:00 | 4.6255 | 30
2020-07-23 02:30 | 2:30 | 4.5195 | 30
2020-07-23 03:00 | 3:00 | 4.4799 | 30
2020-07-23 03:30 | 3:30 | 4.4771 | 30
2020-07-23 04:00 | 4:00 | 4.6923 | 30
2020-07-23 04:30 | 4:30 | 5.0101 | 30
2020-07-23 05:00 | 5:00 | 5.5068 | 30
2020-07-23 05:30 | 5:30 | 6.058 | 30
2020-07-23 06:00 | 6:00 | 6.7146 | 30
2020-07-23 06:30 | 6:30 | 7.5782 | 30
2020-07-23 07:00 | 7:00 | 8.0459 | 30
2020-07-23 07:30 | 7:30 | 8.0576 | 30
2020-07-23 08:00 | 8:00 | 7.3623 | 30
2020-07-23 08:30 | 8:30 | 6.9962 | 30
2020-07-23 09:00 | 9:00 | 6.7962 | 30
2020-07-23 09:30 | 9:30 | 6.4452 | 30
2020-07-23 10:00 | 10:00 | 6.2693 | 30
2020-07-23 10:30 | 10:30 | 5.9669 | 30
2020-07-23 11:00 | 11:00 | 5.8829 | 30
2020-07-23 11:30 | 11:30 | 5.0767 | 30
2020-07-23 12:00 | 12:00 | 5.3312 | 30
2020-07-23 12:30 | 12:30 | 5.3593 | 30
2020-07-23 13:00 | 13:00 | 5.4599 | 30
2020-07-23 13:30 | 13:30 | 5.9204 | 30
2020-07-23 14:00 | 14:00 | 6.2654 | 30
2020-07-23 14:30 | 14:30 | 6.4188 | 30
2020-07-23 15:00 | 15:00 | 6.6047 | 30
2020-07-23 15:30 | 15:30 | 7.3465 | 30
2020-07-23 16:00 | 16:00 | 7.982 | 30
2020-07-23 16:30 | 16:30 | 8.9066 | 30
2020-07-23 17:00 | 17:00 | 10.1367 | 30
2020-07-23 17:30 | 17:30 | 11.0323 | 30
2020-07-23 18:00 | 18:00 | 11.4629 | 30
2020-07-23 18:30 | 18:30 | 11.4986 | 30
2020-07-23 19:00 | 19:00 | 11.3068 | 30
2020-07-23 19:30 | 19:30 | 11.1042 | 30
2020-07-23 20:00 | 20:00 | 10.7361 | 30
2020-07-23 20:30 | 20:30 | 10.2201 | 30
2020-07-23 21:00 | 21:00 | 9.5177 | 30
2020-07-23 21:30 | 21:30 | 8.825 | 30
2020-07-23 22:00 | 22:00 | 7.9045 | 30
2020-07-23 22:30 | 22:30 | 7.7474 | 30
2020-07-23 23:00 | 23:00 | 7.2245 | 30
2020-07-23 23:30 | 23:30 | 6.5342 | 30
2020-07-24 | 0:00 | 6.024 | 30
2020-07-24 00:30 | 0:30 | 5.6822 | 30
2020-07-24 01:00 | 1:00 | 5.307 | 30
2020-07-24 01:30 | 1:30 | 4.7166 | 30
2020-07-24 02:00 | 2:00 | 4.574 | 30
2020-07-24 02:30 | 2:30 | 4.4483 | 30
2020-07-24 03:00 | 3:00 | 4.7879 | 30
2020-07-24 03:30 | 3:30 | 4.8053 | 30
2020-07-24 04:00 | 4:00 | 4.8748 | 30
2020-07-24 04:30 | 4:30 | 5.0887 | 30
2020-07-24 05:00 | 5:00 | 5.4683 | 30
2020-07-24 05:30 | 5:30 | 5.8367 | 30
2020-07-24 06:00 | 6:00 | 6.2523 | 30
2020-07-24 06:30 | 6:30 | 6.8906 | 30
2020-07-24 07:00 | 7:00 | 7.9448 | 30
2020-07-24 07:30 | 7:30 | 8.1116 | 30
2020-07-24 08:00 | 8:00 | 7.9241 | 30
2020-07-24 08:30 | 8:30 | 6.8024 | 30
2020-07-24 09:00 | 9:00 | 5.2491 | 30
2020-07-24 09:30 | 9:30 | 5.103 | 30
2020-07-24 10:00 | 10:00 | 4.6496 | 30
2020-07-24 10:30 | 10:30 | 4.6029 | 30
2020-07-24 11:00 | 11:00 | 3.7105 | 30
2020-07-24 11:30 | 11:30 | 3.1102 | 30
2020-07-24 12:00 | 12:00 | 3.9215 | 30
2020-07-24 12:30 | 12:30 | 3.2277 | 30
2020-07-24 13:00 | 13:00 | 3.5191 | 30
2020-07-24 13:30 | 13:30 | 4.1198 | 30
2020-07-24 14:00 | 14:00 | 4.6439 | 30
2020-07-24 14:30 | 14:30 | 4.2579 | 30
2020-07-24 15:00 | 15:00 | 4.8995 | 30
2020-07-24 15:30 | 15:30 | 5.5221 | 30
2020-07-24 16:00 | 16:00 | 6.4904 | 30
2020-07-24 16:30 | 16:30 | 7.6509 | 30
2020-07-24 17:00 | 17:00 | 8.4729 | 30
2020-07-24 17:30 | 17:30 | 9.3227 | 30
2020-07-24 18:00 | 18:00 | 9.7766 | 30
2020-07-24 18:30 | 18:30 | 9.993 | 30
2020-07-24 19:00 | 19:00 | 9.8992 | 30
2020-07-24 19:30 | 19:30 | 9.6471 | 30
2020-07-24 20:00 | 20:00 | 9.3941 | 30
2020-07-24 20:30 | 20:30 | 8.8433 | 30
2020-07-24 21:00 | 21:00 | 8.2554 | 30
2020-07-24 21:30 | 21:30 | 7.7525 | 30
2020-07-24 22:00 | 22:00 | 7.0902 | 30
2020-07-24 22:30 | 22:30 | 7.0902 | 30
2020-07-24 23:00 | 23:00 | 6.7456 | 30
2020-07-24 23:30 | 23:30 | 6.1565 | 30
2020-07-25 | 0:00 | 5.7752 | 30
2020-07-25 00:30 | 0:30 | 5.2135 | 30
2020-07-25 01:00 | 1:00 | 4.9265 | 30
2020-07-25 01:30 | 1:30 | 4.6513 | 30
2020-07-25 02:00 | 2:00 | 4.4615 | 30
2020-07-25 02:30 | 2:30 | 4.3655 | 30
2020-07-25 03:00 | 3:00 | 4.3762 | 30
2020-07-25 03:30 | 3:30 | 4.4279 | 30
2020-07-25 04:00 | 4:00 | 4.47 | 30
2020-07-25 04:30 | 4:30 | 4.4465 | 30
2020-07-25 05:00 | 5:00 | 4.6055 | 30
2020-07-25 05:30 | 5:30 | 4.6976 | 30
2020-07-25 06:00 | 6:00 | 5.062 | 30
2020-07-25 06:30 | 6:30 | 5.2849 | 30
2020-07-25 07:00 | 7:00 | 5.6846 | 30
2020-07-25 07:30 | 7:30 | 6.3318 | 30
2020-07-25 08:00 | 8:00 | 5.5224 | 30
2020-07-25 08:30 | 8:30 | 4.9276 | 30
2020-07-25 09:00 | 9:00 | 6.232 | 30
2020-07-25 09:30 | 9:30 | 6.7012 | 30
2020-07-25 10:00 | 10:00 | 7.5602 | 30
2020-07-25 10:30 | 10:30 | 7.334 | 30
2020-07-25 11:00 | 11:00 | 5.9716 | 30
2020-07-25 11:30 | 11:30 | 5.775 | 30
2020-07-25 12:00 | 12:00 | 4.7181 | 30
2020-07-25 12:30 | 12:30 | 4.3039 | 30
2020-07-25 13:00 | 13:00 | 4.32 | 30
2020-07-25 13:30 | 13:30 | 3.6259 | 30
2020-07-25 14:00 | 14:00 | 2.8527 | 30
2020-07-25 14:30 | 14:30 | 4.5915 | 30
2020-07-25 15:00 | 15:00 | 5.4901 | 30
2020-07-25 15:30 | 15:30 | 6.4008 | 30
2020-07-25 16:00 | 16:00 | 6.8545 | 30
2020-07-25 16:30 | 16:30 | 7.4307 | 30
2020-07-25 17:00 | 17:00 | 8.141 | 30
2020-07-25 17:30 | 17:30 | 8.9336 | 30
2020-07-25 18:00 | 18:00 | 9.4278 | 30
2020-07-25 18:30 | 18:30 | 9.4616 | 30
2020-07-25 19:00 | 19:00 | 9.0533 | 30
2020-07-25 19:30 | 19:30 | 8.8753 | 30
2020-07-25 20:00 | 20:00 | 8.639 | 30
2020-07-25 20:30 | 20:30 | 8.4704 | 30
2020-07-25 21:00 | 21:00 | 8.0182 | 30
2020-07-25 21:30 | 21:30 | 7.5972 | 30
2020-07-25 22:00 | 22:00 | 7.1282 | 30
2020-07-25 22:30 | 22:30 | 7.2028 | 30
2020-07-25 23:00 | 23:00 | 6.8431 | 30
2020-07-25 23:30 | 23:30 | 6.1342 | 30
2020-07-26 | 0:00 | 5.6602 | 30
2020-07-26 00:30 | 0:30 | 5.3411 | 30
2020-07-26 01:00 | 1:00 | 4.9306 | 30
2020-07-26 01:30 | 1:30 | 4.6454 | 30
2020-07-26 02:00 | 2:00 | 4.4629 | 30
2020-07-26 02:30 | 2:30 | 4.3282 | 30
2020-07-26 03:00 | 3:00 | 4.2945 | 30
2020-07-26 03:30 | 3:30 | 4.3535 | 30
2020-07-26 04:00 | 4:00 | 4.3452 | 30
2020-07-26 04:30 | 4:30 | 4.3878 | 30
2020-07-26 05:00 | 5:00 | 4.4307 | 30
2020-07-26 05:30 | 5:30 | 4.5158 | 30
2020-07-26 06:00 | 6:00 | 4.782 | 30
2020-07-26 06:30 | 6:30 | 4.9266 | 30
2020-07-26 07:00 | 7:00 | 5.2881 | 30
2020-07-26 07:30 | 7:30 | 5.8168 | 30
2020-07-26 08:00 | 8:00 | 5.5602 | 30
2020-07-26 08:30 | 8:30 | 5.7328 | 30
2020-07-26 09:00 | 9:00 | 5.65 | 30
2020-07-26 09:30 | 9:30 | 6.008 | 30
2020-07-26 10:00 | 10:00 | 5.686 | 30
2020-07-26 10:30 | 10:30 | 4.3555 | 30
2020-07-26 11:00 | 11:00 | 4.4994 | 30
2020-07-26 11:30 | 11:30 | 3.5502 | 30
2020-07-26 12:00 | 12:00 | 4.1495 | 30
2020-07-26 12:30 | 12:30 | 4.2858 | 30
2020-07-26 13:00 | 13:00 | 3.9619 | 30
2020-07-26 13:30 | 13:30 | 1.8069 | 30
2020-07-26 14:00 | 14:00 | 2.2872 | 30
2020-07-26 14:30 | 14:30 | 2.7648 | 30
2020-07-26 15:00 | 15:00 | 3.7411 | 30
2020-07-26 15:30 | 15:30 | 4.7945 | 30
2020-07-26 16:00 | 16:00 | 7.2787 | 30
2020-07-26 16:30 | 16:30 | 8.7954 | 30
2020-07-26 17:00 | 17:00 | 8.7742 | 30
2020-07-26 17:30 | 17:30 | 9.0464 | 30
2020-07-26 18:00 | 18:00 | 9.1103 | 30
2020-07-26 18:30 | 18:30 | 9.0963 | 30
2020-07-26 19:00 | 19:00 | 8.8679 | 30
2020-07-26 19:30 | 19:30 | 8.8662 | 30
2020-07-26 20:00 | 20:00 | 9.4698 | 30
2020-07-26 20:30 | 20:30 | 8.6795 | 30
2020-07-26 21:00 | 21:00 | 8.1041 | 30
2020-07-26 21:30 | 21:30 | 7.5993 | 30
2020-07-26 22:00 | 22:00 | 6.9145 | 30
2020-07-26 22:30 | 22:30 | 6.8125 | 30
2020-07-26 23:00 | 23:00 | 6.3844 | 30
2020-07-26 23:30 | 23:30 | 5.7702 | 30
2020-07-27 | 0:00 | 5.3671 | 30
2020-07-27 00:30 | 0:30 | 4.9349 | 30
2020-07-27 01:00 | 1:00 | 4.8877 | 30
2020-07-27 01:30 | 1:30 | 4.6995 | 30
2020-07-27 02:00 | 2:00 | 4.5458 | 30
2020-07-27 02:30 | 2:30 | 4.5027 | 30
2020-07-27 03:00 | 3:00 | 4.4844 | 30
2020-07-27 03:30 | 3:30 | 4.5462 | 30
2020-07-27 04:00 | 4:00 | 4.6317 | 30
2020-07-27 04:30 | 4:30 | 5.0413 | 30
2020-07-27 05:00 | 5:00 | 5.5711 | 30
2020-07-27 05:30 | 5:30 | 6.1694 | 30
2020-07-27 06:00 | 6:00 | 6.9878 | 30
2020-07-27 06:30 | 6:30 | 7.6358 | 30
2020-07-27 07:00 | 7:00 | 7.7291 | 30
2020-07-27 07:30 | 7:30 | 6.8623 | 30
2020-07-27 08:00 | 8:00 | 5.3133 | 30
2020-07-27 08:30 | 8:30 | 4.0858 | 30
2020-07-27 09:00 | 9:00 | 2.7497 | 30
2020-07-27 09:30 | 9:30 | 1.6297 | 30
2020-07-27 10:00 | 10:00 | 1.3754 | 30
2020-07-27 10:30 | 10:30 | 1.6783 | 30
2020-07-27 11:00 | 11:00 | 2.23 | 30
2020-07-27 11:30 | 11:30 | 1.6108 | 30
2020-07-27 12:00 | 12:00 | 0.86007 | 30
2020-07-27 12:30 | 12:30 | 1.171 | 30
2020-07-27 13:00 | 13:00 | 1.1816 | 30
2020-07-27 13:30 | 13:30 | 1.3493 | 30
2020-07-27 14:00 | 14:00 | 2.3686 | 30
2020-07-27 14:30 | 14:30 | 3.3763 | 30
2020-07-27 15:00 | 15:00 | 4.1914 | 30
2020-07-27 15:30 | 15:30 | 4.481 | 30
2020-07-27 16:00 | 16:00 | 5.9259 | 30
2020-07-27 16:30 | 16:30 | 7.2379 | 30
2020-07-27 17:00 | 17:00 | 8.7852 | 30
2020-07-27 17:30 | 17:30 | 10.2032 | 30
2020-07-27 18:00 | 18:00 | 10.6021 | 30
2020-07-27 18:30 | 18:30 | 10.5884 | 30
2020-07-27 19:00 | 19:00 | 10.7373 | 30
2020-07-27 19:30 | 19:30 | 10.2043 | 30
2020-07-27 20:00 | 20:00 | 9.9083 | 30
2020-07-27 20:30 | 20:30 | 9.1111 | 30
2020-07-27 21:00 | 21:00 | 8.5437 | 30
2020-07-27 21:30 | 21:30 | 7.9006 | 30
2020-07-27 22:00 | 22:00 | 7.1438 | 30
2020-07-27 22:30 | 22:30 | 7.049 | 30
2020-07-27 23:00 | 23:00 | 6.5933 | 30
2020-07-27 23:30 | 23:30 | 5.9638 | 30
2020-07-28 | 0:00 | 5.5533 | 30
2020-07-28 00:30 | 0:30 | 5.0501 | 30
2020-07-28 01:00 | 1:00 | 4.784 | 30
2020-07-28 01:30 | 1:30 | 4.5314 | 30
2020-07-28 02:00 | 2:00 | 4.4353 | 30
2020-07-28 02:30 | 2:30 | 4.3904 | 30
2020-07-28 03:00 | 3:00 | 4.3867 | 30
2020-07-28 03:30 | 3:30 | 4.418 | 30
2020-07-28 04:00 | 4:00 | 4.7166 | 30
2020-07-28 04:30 | 4:30 | 5.0288 | 30
2020-07-28 05:00 | 5:00 | 5.5392 | 30
2020-07-28 05:30 | 5:30 | 6.1262 | 30
2020-07-28 06:00 | 6:00 | 7.0083 | 30
2020-07-28 06:30 | 6:30 | 7.8418 | 30
2020-07-28 07:00 | 7:00 | 7.9665 | 30
2020-07-28 07:30 | 7:30 | 7.4504 | 30
2020-07-28 08:00 | 8:00 | 5.472 | 30
2020-07-28 08:30 | 8:30 | 3.8894 | 30
2020-07-28 09:00 | 9:00 | 2.5184 | 30
2020-07-28 09:30 | 9:30 | 1.6013 | 30
2020-07-28 10:00 | 10:00 | 0.8954 | 30
2020-07-28 10:30 | 10:30 | 0.88352 | 30
2020-07-28 11:00 | 11:00 | 1.047 | 30
2020-07-28 11:30 | 11:30 | 1.3655 | 30
2020-07-28 12:00 | 12:00 | 1.4238 | 30
2020-07-28 12:30 | 12:30 | 1.2948 | 30
2020-07-28 13:00 | 13:00 | 1.31 | 30
2020-07-28 13:30 | 13:30 | 1.0285 | 30
2020-07-28 14:00 | 14:00 | 1.0083 | 30
2020-07-28 14:30 | 14:30 | 1.3894 | 30
2020-07-28 15:00 | 15:00 | 2.3214 | 30
2020-07-28 15:30 | 15:30 | 3.4481 | 30
2020-07-28 16:00 | 16:00 | 4.8141 | 30
2020-07-28 16:30 | 16:30 | 6.4171 | 30
2020-07-28 17:00 | 17:00 | 7.9421 | 30
2020-07-28 17:30 | 17:30 | 9.3998 | 30
2020-07-28 18:00 | 18:00 | 10.2444 | 30
2020-07-28 18:30 | 18:30 | 10.5468 | 30
2020-07-28 19:00 | 19:00 | 10.5827 | 30
2020-07-28 19:30 | 19:30 | 10.3387 | 30
2020-07-28 20:00 | 20:00 | 10.0605 | 30
2020-07-28 20:30 | 20:30 | 9.6332 | 30
2020-07-28 21:00 | 21:00 | 9.0676 | 30
2020-07-28 21:30 | 21:30 | 8.2425 | 30
2020-07-28 22:00 | 22:00 | 7.3701 | 30
2020-07-28 22:30 | 22:30 | 7.4819 | 30
2020-07-28 23:00 | 23:00 | 7.0281 | 30
2020-07-28 23:30 | 23:30 | 6.2329 | 30
2020-07-29 | 0:00 | 5.7769 | 30
2020-07-29 00:30 | 0:30 | 5.4515 | 30
2020-07-29 01:00 | 1:00 | 5.1221 | 30
2020-07-29 01:30 | 1:30 | 4.9664 | 30
2020-07-29 02:00 | 2:00 | 4.869 | 30
2020-07-29 02:30 | 2:30 | 4.8063 | 30
2020-07-29 03:00 | 3:00 | 4.7988 | 30
2020-07-29 03:30 | 3:30 | 4.9365 | 30
2020-07-29 04:00 | 4:00 | 5.1521 | 30
2020-07-29 04:30 | 4:30 | 5.6414 | 30
2020-07-29 05:00 | 5:00 | 6.4352 | 30
2020-07-29 05:30 | 5:30 | 7.1789 | 30
2020-07-29 06:00 | 6:00 | 7.8225 | 30
2020-07-29 06:30 | 6:30 | 8.6491 | 30
2020-07-29 07:00 | 7:00 | 8.782 | 30
2020-07-29 07:30 | 7:30 | 8.1992 | 30
2020-07-29 08:00 | 8:00 | 6.4155 | 30
2020-07-29 08:30 | 8:30 | 4.7275 | 30
2020-07-29 09:00 | 9:00 | 3.3977 | 30
2020-07-29 09:30 | 9:30 | 2.1157 | 30
2020-07-29 10:00 | 10:00 | 1.2745 | 30
2020-07-29 10:30 | 10:30 | 0.77016 | 30
2020-07-29 11:00 | 11:00 | 0.5609 | 30
2020-07-29 11:30 | 11:30 | 0.71264 | 30
2020-07-29 12:00 | 12:00 | 0.89478 | 30
2020-07-29 12:30 | 12:30 | 0.85638 | 30
2020-07-29 13:00 | 13:00 | 0.9358 | 30
2020-07-29 13:30 | 13:30 | 0.9187 | 30
2020-07-29 14:00 | 14:00 | 1.1369 | 30
2020-07-29 14:30 | 14:30 | 1.856 | 30
2020-07-29 15:00 | 15:00 | 3.0593 | 30
2020-07-29 15:30 | 15:30 | 3.8877 | 30
2020-07-29 16:00 | 16:00 | 4.7798 | 30
2020-07-29 16:30 | 16:30 | 5.8154 | 30
2020-07-29 17:00 | 17:00 | 7.481 | 30
2020-07-29 17:30 | 17:30 | 9.3798 | 30
2020-07-29 18:00 | 18:00 | 10.2169 | 30
2020-07-29 18:30 | 18:30 | 10.4525 | 30
2020-07-29 19:00 | 19:00 | 10.5556 | 30
2020-07-29 19:30 | 19:30 | 10.7911 | 30
2020-07-29 20:00 | 20:00 | 10.8616 | 30
2020-07-29 20:30 | 20:30 | 10.3995 | 30
2020-07-29 21:00 | 21:00 | 9.9673 | 30
2020-07-29 21:30 | 21:30 | 9.4527 | 30
2020-07-29 22:00 | 22:00 | 8.5544 | 30
2020-07-29 22:30 | 22:30 | 8.5009 | 30
2020-07-29 23:00 | 23:00 | 8.0436 | 30
2020-07-29 23:30 | 23:30 | 6.2939 | 30
2020-07-30 | 0:00 | 5.5488 | 30
2020-07-30 00:30 | 0:30 | 5.15 | 30
2020-07-30 01:00 | 1:00 | 5.0414 | 30
2020-07-30 01:30 | 1:30 | 4.96 | 30
2020-07-30 02:00 | 2:00 | 4.8348 | 30
2020-07-30 02:30 | 2:30 | 4.9758 | 30
2020-07-30 03:00 | 3:00 | 5.09 | 30
2020-07-30 03:30 | 3:30 | 5.2496 | 30
2020-07-30 04:00 | 4:00 | 5.4118 | 30
2020-07-30 04:30 | 4:30 | 5.7182 | 30
2020-07-30 05:00 | 5:00 | 6.3225 | 30
2020-07-30 05:30 | 5:30 | 6.8942 | 30
2020-07-30 06:00 | 6:00 | 7.7101 | 30
2020-07-30 06:30 | 6:30 | 8.4409 | 30
2020-07-30 07:00 | 7:00 | 8.4881 | 30
2020-07-30 07:30 | 7:30 | 7.6252 | 30
2020-07-30 08:00 | 8:00 | 5.983 | 30
2020-07-30 08:30 | 8:30 | 4.192 | 30
2020-07-30 09:00 | 9:00 | 2.8028 | 30
2020-07-30 09:30 | 9:30 | 1.6297 | 30
2020-07-30 10:00 | 10:00 | 1.0427 | 30
2020-07-30 10:30 | 10:30 | 0.73639 | 30
2020-07-30 11:00 | 11:00 | 1.0601 | 30
2020-07-30 11:30 | 11:30 | 1.2034 | 30
2020-07-30 12:00 | 12:00 | 0.98539 | 30
2020-07-30 12:30 | 12:30 | 0.84697 | 30
2020-07-30 13:00 | 13:00 | 0.96152 | 30
2020-07-30 13:30 | 13:30 | 1.1651 | 30
2020-07-30 14:00 | 14:00 | 1.8598 | 30
2020-07-30 14:30 | 14:30 | 2.3678 | 30
2020-07-30 15:00 | 15:00 | 2.9247 | 30
2020-07-30 15:30 | 15:30 | 3.2418 | 30
2020-07-30 16:00 | 16:00 | 4.2268 | 30
2020-07-30 16:30 | 16:30 | 5.6972 | 30
2020-07-30 17:00 | 17:00 | 7.3068 | 30
2020-07-30 17:30 | 17:30 | 8.8245 | 30
2020-07-30 18:00 | 18:00 | 9.5565 | 30
2020-07-30 18:30 | 18:30 | 9.8353 | 30
2020-07-30 19:00 | 19:00 | 9.3879 | 30
2020-07-30 19:30 | 19:30 | 9.4195 | 30
2020-07-30 20:00 | 20:00 | 9.2638 | 30
2020-07-30 20:30 | 20:30 | 8.851 | 30
2020-07-30 21:00 | 21:00 | 8.5022 | 30
2020-07-30 21:30 | 21:30 | 8.039 | 30
2020-07-30 22:00 | 22:00 | 7.3593 | 30
2020-07-30 22:30 | 22:30 | 7.3008 | 30
2020-07-30 23:00 | 23:00 | 6.8719 | 30
2020-07-30 23:30 | 23:30 | 6.1721 | 30
2020-07-31 | 0:00 | 5.7266 | 30
2020-07-31 00:30 | 0:30 | 5.2832 | 30
2020-07-31 01:00 | 1:00 | 5.1375 | 30
2020-07-31 01:30 | 1:30 | 5.0202 | 30
2020-07-31 02:00 | 2:00 | 4.8427 | 30
2020-07-31 02:30 | 2:30 | 4.7031 | 30
2020-07-31 03:00 | 3:00 | 4.6895 | 30
2020-07-31 03:30 | 3:30 | 4.7161 | 30
2020-07-31 04:00 | 4:00 | 4.9328 | 30
2020-07-31 04:30 | 4:30 | 5.2304 | 30
2020-07-31 05:00 | 5:00 | 5.7032 | 30
2020-07-31 05:30 | 5:30 | 6.3625 | 30
2020-07-31 06:00 | 6:00 | 7.1655 | 30
2020-07-31 06:30 | 6:30 | 7.8865 | 30
2020-07-31 07:00 | 7:00 | 7.9882 | 30
2020-07-31 07:30 | 7:30 | 7.0577 | 30
2020-07-31 08:00 | 8:00 | 5.38 | 30
2020-07-31 08:30 | 8:30 | 4.3907 | 30
2020-07-31 09:00 | 9:00 | 3.1764 | 30
2020-07-31 09:30 | 9:30 | 2.1855 | 30
2020-07-31 10:00 | 10:00 | 1.4319 | 30
2020-07-31 10:30 | 10:30 | 0.85962 | 30
2020-07-31 11:00 | 11:00 | 0.67328 | 30
2020-07-31 11:30 | 11:30 | 0.56761 | 30
2020-07-31 12:00 | 12:00 | 0.59042 | 30
2020-07-31 12:30 | 12:30 | 0.65067 | 30
2020-07-31 13:00 | 13:00 | 0.64949 | 30
2020-07-31 13:30 | 13:30 | 1.0907 | 30
2020-07-31 14:00 | 14:00 | 1.5464 | 30
2020-07-31 14:30 | 14:30 | 2.2214 | 30
2020-07-31 15:00 | 15:00 | 2.923 | 30
2020-07-31 15:30 | 15:30 | 4.1227 | 30
2020-07-31 16:00 | 16:00 | 5.6486 | 30
2020-07-31 16:30 | 16:30 | 6.9525 | 30
2020-07-31 17:00 | 17:00 | 8.2045 | 30
2020-07-31 17:30 | 17:30 | 9.6124 | 30
2020-07-31 18:00 | 18:00 | 10.5136 | 30
2020-07-31 18:30 | 18:30 | 10.4413 | 30
2020-07-31 19:00 | 19:00 | 10.2128 | 30
2020-07-31 19:30 | 19:30 | 9.9237 | 30
2020-07-31 20:00 | 20:00 | 9.7805 | 30
2020-07-31 20:30 | 20:30 | 9.4518 | 30
2020-07-31 21:00 | 21:00 | 9.1665 | 30
2020-07-31 21:30 | 21:30 | 8.8619 | 30
2020-07-31 22:00 | 22:00 | 8.2969 | 30
2020-07-31 22:30 | 22:30 | 8.2416 | 30
2020-07-31 23:00 | 23:00 | 7.6384 | 30
2020-07-31 23:30 | 23:30 | 7.0102 | 30
2020-08-01 | 0:00 | 6.084 | 30
2020-08-01 00:30 | 0:30 | 5.6382 | 30
2020-08-01 01:00 | 1:00 | 5.1993 | 30
2020-08-01 01:30 | 1:30 | 5.0315 | 30
2020-08-01 02:00 | 2:00 | 4.8108 | 30
2020-08-01 02:30 | 2:30 | 4.5689 | 30
2020-08-01 03:00 | 3:00 | 4.5347 | 30
2020-08-01 03:30 | 3:30 | 4.5459 | 30
2020-08-01 04:00 | 4:00 | 4.7772 | 30
2020-08-01 04:30 | 4:30 | 4.9042 | 30
2020-08-01 05:00 | 5:00 | 5.0081 | 30
2020-08-01 05:30 | 5:30 | 5.374 | 30
2020-08-01 06:00 | 6:00 | 5.77 | 30
2020-08-01 06:30 | 6:30 | 6.2188 | 30
2020-08-01 07:00 | 7:00 | 6.4282 | 30
2020-08-01 07:30 | 7:30 | 6.2549 | 30
2020-08-01 08:00 | 8:00 | 5.2337 | 30
2020-08-01 08:30 | 8:30 | 4.0432 | 30
2020-08-01 09:00 | 9:00 | 3.1355 | 30
2020-08-01 09:30 | 9:30 | 2.6223 | 30
2020-08-01 10:00 | 10:00 | 1.6649 | 30
2020-08-01 10:30 | 10:30 | 1.2351 | 30
2020-08-01 11:00 | 11:00 | 0.82277 | 30
2020-08-01 11:30 | 11:30 | 0.73101 | 30
2020-08-01 12:00 | 12:00 | 0.96881 | 30
2020-08-01 12:30 | 12:30 | 1.0829 | 30
2020-08-01 13:00 | 13:00 | 0.99981 | 30
2020-08-01 13:30 | 13:30 | 1.1025 | 30
2020-08-01 14:00 | 14:00 | 1.6031 | 30
2020-08-01 14:30 | 14:30 | 2.6642 | 30
2020-08-01 15:00 | 15:00 | 3.5624 | 30
2020-08-01 15:30 | 15:30 | 3.9901 | 30
2020-08-01 16:00 | 16:00 | 5.2106 | 30
2020-08-01 16:30 | 16:30 | 6.325 | 30
2020-08-01 17:00 | 17:00 | 7.3613 | 30
2020-08-01 17:30 | 17:30 | 8.5449 | 30
2020-08-01 18:00 | 18:00 | 9.1186 | 30
2020-08-01 18:30 | 18:30 | 9.1186 | 30
2020-08-01 19:00 | 19:00 | 8.9545 | 30
2020-08-01 19:30 | 19:30 | 8.8019 | 30
2020-08-01 20:00 | 20:00 | 8.6943 | 30
2020-08-01 20:30 | 20:30 | 8.4171 | 30
2020-08-01 21:00 | 21:00 | 7.9757 | 30
2020-08-01 21:30 | 21:30 | 7.5566 | 30
2020-08-01 22:00 | 22:00 | 6.9589 | 30
2020-08-01 22:30 | 22:30 | 7.0466 | 30
2020-08-01 23:00 | 23:00 | 7.0047 | 30
2020-08-01 23:30 | 23:30 | 6.4464 | 30
2020-08-02 | 0:00 | 5.869 | 30
2020-08-02 00:30 | 0:30 | 5.5847 | 30
2020-08-02 01:00 | 1:00 | 5.2546 | 30
2020-08-02 01:30 | 1:30 | 5.044 | 30
2020-08-02 02:00 | 2:00 | 4.8769 | 30
2020-08-02 02:30 | 2:30 | 4.6462 | 30
2020-08-02 03:00 | 3:00 | 4.5461 | 30
2020-08-02 03:30 | 3:30 | 4.6519 | 30
2020-08-02 04:00 | 4:00 | 4.7013 | 30
2020-08-02 04:30 | 4:30 | 4.8205 | 30
2020-08-02 05:00 | 5:00 | 5.0455 | 30
2020-08-02 05:30 | 5:30 | 5.2743 | 30
2020-08-02 06:00 | 6:00 | 5.7244 | 30
2020-08-02 06:30 | 6:30 | 6.0285 | 30
2020-08-02 07:00 | 7:00 | 5.9389 | 30
2020-08-02 07:30 | 7:30 | 5.6063 | 30
2020-08-02 08:00 | 8:00 | 5.0168 | 30
2020-08-02 08:30 | 8:30 | 4.2399 | 30
2020-08-02 09:00 | 9:00 | 3.1578 | 30
2020-08-02 09:30 | 9:30 | 2.1259 | 30
2020-08-02 10:00 | 10:00 | 1.3743 | 30
2020-08-02 10:30 | 10:30 | 0.93456 | 30
2020-08-02 11:00 | 11:00 | 0.85025 | 30
2020-08-02 11:30 | 11:30 | 0.88882 | 30
2020-08-02 12:00 | 12:00 | 1.0625 | 30
2020-08-02 12:30 | 12:30 | 0.94301 | 30
2020-08-02 13:00 | 13:00 | 1.0616 | 30
2020-08-02 13:30 | 13:30 | 1.2231 | 30
2020-08-02 14:00 | 14:00 | 1.5632 | 30
2020-08-02 14:30 | 14:30 | 2.0048 | 30
2020-08-02 15:00 | 15:00 | 3.449 | 30
2020-08-02 15:30 | 15:30 | 4.321 | 30
2020-08-02 16:00 | 16:00 | 5.3894 | 30
2020-08-02 16:30 | 16:30 | 6.8026 | 30
2020-08-02 17:00 | 17:00 | 8.2463 | 30
2020-08-02 17:30 | 17:30 | 9.4327 | 30
2020-08-02 18:00 | 18:00 | 10.0196 | 30
2020-08-02 18:30 | 18:30 | 9.8028 | 30
2020-08-02 19:00 | 19:00 | 9.6635 | 30
2020-08-02 19:30 | 19:30 | 9.2148 | 30
2020-08-02 20:00 | 20:00 | 8.9256 | 30
2020-08-02 20:30 | 20:30 | 8.7034 | 30
2020-08-02 21:00 | 21:00 | 8.3708 | 30
2020-08-02 21:30 | 21:30 | 7.8043 | 30
2020-08-02 22:00 | 22:00 | 7.0607 | 30
2020-08-02 22:30 | 22:30 | 6.9853 | 30
2020-08-02 23:00 | 23:00 | 6.7349 | 30
2020-08-02 23:30 | 23:30 | 6.0649 | 30
2020-08-03 | 0:00 | 5.5373 | 30
2020-08-03 00:30 | 0:30 | 5.1108 | 30
2020-08-03 01:00 | 1:00 | 4.8994 | 30
2020-08-03 01:30 | 1:30 | 4.7767 | 30
2020-08-03 02:00 | 2:00 | 4.6842 | 30
2020-08-03 02:30 | 2:30 | 4.6214 | 30
2020-08-03 03:00 | 3:00 | 4.6626 | 30
2020-08-03 03:30 | 3:30 | 4.6795 | 30
2020-08-03 04:00 | 4:00 | 4.739 | 30
2020-08-03 04:30 | 4:30 | 5.0815 | 30
2020-08-03 05:00 | 5:00 | 5.6461 | 30
2020-08-03 05:30 | 5:30 | 6.2601 | 30
2020-08-03 06:00 | 6:00 | 7.0362 | 30
2020-08-03 06:30 | 6:30 | 7.7823 | 30
2020-08-03 07:00 | 7:00 | 8.1357 | 30
2020-08-03 07:30 | 7:30 | 8.0209 | 30
2020-08-03 08:00 | 8:00 | 6.0279 | 30
2020-08-03 08:30 | 8:30 | 5.2132 | 30
2020-08-03 09:00 | 9:00 | 4.1182 | 30
2020-08-03 09:30 | 9:30 | 4.3189 | 30
2020-08-03 10:00 | 10:00 | 2.7934 | 30
2020-08-03 10:30 | 10:30 | 2.3018 | 30
2020-08-03 11:00 | 11:00 | 1.544 | 30
2020-08-03 11:30 | 11:30 | 1.062 | 30
2020-08-03 12:00 | 12:00 | 1.7799 | 30
2020-08-03 12:30 | 12:30 | 1.3002 | 30
2020-08-03 13:00 | 13:00 | 1.2941 | 30
2020-08-03 13:30 | 13:30 | 2.855 | 30
2020-08-03 14:00 | 14:00 | 2.435 | 30
2020-08-03 14:30 | 14:30 | 2.2255 | 30
2020-08-03 15:00 | 15:00 | 2.7043 | 30
2020-08-03 15:30 | 15:30 | 4.0447 | 30
2020-08-03 16:00 | 16:00 | 5.4742 | 30
2020-08-03 16:30 | 16:30 | 6.4492 | 30
2020-08-03 17:00 | 17:00 | 8.1121 | 30
2020-08-03 17:30 | 17:30 | 9.6849 | 30
2020-08-03 18:00 | 18:00 | 10.3624 | 30
2020-08-03 18:30 | 18:30 | 10.2461 | 30
2020-08-03 19:00 | 19:00 | 10.1021 | 30
2020-08-03 19:30 | 19:30 | 9.9439 | 30
2020-08-03 20:00 | 20:00 | 9.7118 | 30
2020-08-03 20:30 | 20:30 | 9.3685 | 30
2020-08-03 21:00 | 21:00 | 8.9321 | 30
2020-08-03 21:30 | 21:30 | 8.4414 | 30
2020-08-03 22:00 | 22:00 | 7.5875 | 30
2020-08-03 22:30 | 22:30 | 7.519 | 30
2020-08-03 23:00 | 23:00 | 7.0934 | 30
2020-08-03 23:30 | 23:30 | 6.3611 | 30
2020-08-04 | 0:00 | 5.746 | 30
2020-08-04 00:30 | 0:30 | 5.3492 | 30
2020-08-04 01:00 | 1:00 | 5.1123 | 30
2020-08-04 01:30 | 1:30 | 4.9257 | 30
2020-08-04 02:00 | 2:00 | 4.89 | 30
2020-08-04 02:30 | 2:30 | 4.7058 | 30
2020-08-04 03:00 | 3:00 | 4.6984 | 30
2020-08-04 03:30 | 3:30 | 4.7771 | 30
2020-08-04 04:00 | 4:00 | 4.9106 | 30
2020-08-04 04:30 | 4:30 | 5.137 | 30
2020-08-04 05:00 | 5:00 | 5.4974 | 30
2020-08-04 05:30 | 5:30 | 6.1363 | 30
2020-08-04 06:00 | 6:00 | 6.7026 | 30
2020-08-04 06:30 | 6:30 | 7.3009 | 30
2020-08-04 07:00 | 7:00 | 7.7579 | 30
2020-08-04 07:30 | 7:30 | 7.5141 | 30
2020-08-04 08:00 | 8:00 | 6.7158 | 30
2020-08-04 08:30 | 8:30 | 5.9541 | 30
2020-08-04 09:00 | 9:00 | 5.4522 | 30
2020-08-04 09:30 | 9:30 | 4.7005 | 30
2020-08-04 10:00 | 10:00 | 3.8195 | 30
2020-08-04 10:30 | 10:30 | 2.1199 | 30
2020-08-04 11:00 | 11:00 | 0.73785 | 30
2020-08-04 11:30 | 11:30 | 0.94582 | 30
2020-08-04 12:00 | 12:00 | 1.0102 | 30
2020-08-04 12:30 | 12:30 | 1.1386 | 30
2020-08-04 13:00 | 13:00 | 2.4457 | 30
2020-08-04 13:30 | 13:30 | 2.8653 | 30
2020-08-04 14:00 | 14:00 | 2.682 | 30
2020-08-04 14:30 | 14:30 | 1.8177 | 30
2020-08-04 15:00 | 15:00 | 2.7233 | 30
2020-08-04 15:30 | 15:30 | 4.0452 | 30
2020-08-04 16:00 | 16:00 | 5.2844 | 30
2020-08-04 16:30 | 16:30 | 6.0629 | 30
2020-08-04 17:00 | 17:00 | 7.6912 | 30
2020-08-04 17:30 | 17:30 | 9.296 | 30
2020-08-04 18:00 | 18:00 | 10.1167 | 30
2020-08-04 18:30 | 18:30 | 10.2524 | 30
2020-08-04 19:00 | 19:00 | 10.1811 | 30
2020-08-04 19:30 | 19:30 | 9.8293 | 30
2020-08-04 20:00 | 20:00 | 9.555 | 30
2020-08-04 20:30 | 20:30 | 8.8646 | 30
2020-08-04 21:00 | 21:00 | 8.4562 | 30
2020-08-04 21:30 | 21:30 | 8.0006 | 30
2020-08-04 22:00 | 22:00 | 7.193 | 30
2020-08-04 22:30 | 22:30 | 7.1355 | 30
2020-08-04 23:00 | 23:00 | 6.7618 | 30
2020-08-04 23:30 | 23:30 | 6.0961 | 30
2020-08-05 | 0:00 | 5.6225 | 30
2020-08-05 00:30 | 0:30 | 5.4467 | 30
2020-08-05 01:00 | 1:00 | 5.0639 | 30
2020-08-05 01:30 | 1:30 | 4.9524 | 30
2020-08-05 02:00 | 2:00 | 4.8258 | 30
2020-08-05 02:30 | 2:30 | 4.6812 | 30
2020-08-05 03:00 | 3:00 | 4.6087 | 30
2020-08-05 03:30 | 3:30 | 4.6855 | 30
2020-08-05 04:00 | 4:00 | 4.8977 | 30
2020-08-05 04:30 | 4:30 | 5.1989 | 30
2020-08-05 05:00 | 5:00 | 5.9676 | 30
2020-08-05 05:30 | 5:30 | 6.8275 | 30
2020-08-05 06:00 | 6:00 | 7.752 | 30
2020-08-05 06:30 | 6:30 | 8.5311 | 30
2020-08-05 07:00 | 7:00 | 8.3394 | 30
2020-08-05 07:30 | 7:30 | 7.5497 | 30
2020-08-05 08:00 | 8:00 | 5.871 | 30
2020-08-05 08:30 | 8:30 | 4.2989 | 30
2020-08-05 09:00 | 9:00 | 2.8959 | 30
2020-08-05 09:30 | 9:30 | 1.7539 | 30
2020-08-05 10:00 | 10:00 | 1.0347 | 30
2020-08-05 10:30 | 10:30 | 0.75993 | 30
2020-08-05 11:00 | 11:00 | 1.1069 | 30
2020-08-05 11:30 | 11:30 | 1.221 | 30
2020-08-05 12:00 | 12:00 | 1.2602 | 30
2020-08-05 12:30 | 12:30 | 1.3718 | 30
2020-08-05 13:00 | 13:00 | 1.3094 | 30
2020-08-05 13:30 | 13:30 | 0.92982 | 30
2020-08-05 14:00 | 14:00 | 0.87496 | 30
2020-08-05 14:30 | 14:30 | 1.9488 | 30
2020-08-05 15:00 | 15:00 | 3.0244 | 30
2020-08-05 15:30 | 15:30 | 3.6589 | 30
2020-08-05 16:00 | 16:00 | 4.6367 | 30
2020-08-05 16:30 | 16:30 | 5.9993 | 30
2020-08-05 17:00 | 17:00 | 7.4933 | 30
2020-08-05 17:30 | 17:30 | 8.7468 | 30
2020-08-05 18:00 | 18:00 | 9.5085 | 30
2020-08-05 18:30 | 18:30 | 9.7149 | 30
2020-08-05 19:00 | 19:00 | 9.6084 | 30
2020-08-05 19:30 | 19:30 | 9.3486 | 30
2020-08-05 20:00 | 20:00 | 8.998 | 30
2020-08-05 20:30 | 20:30 | 8.6661 | 30
2020-08-05 21:00 | 21:00 | 8.1219 | 30
2020-08-05 21:30 | 21:30 | 7.4981 | 30
2020-08-05 22:00 | 22:00 | 6.6994 | 30
2020-08-05 22:30 | 22:30 | 6.7736 | 30
2020-08-05 23:00 | 23:00 | 6.4946 | 30
2020-08-05 23:30 | 23:30 | 5.8828 | 30
2020-08-06 | 0:00 | 5.422 | 30
2020-08-06 00:30 | 0:30 | 5.1892 | 30
2020-08-06 01:00 | 1:00 | 5.0321 | 30
2020-08-06 01:30 | 1:30 | 4.8596 | 30
2020-08-06 02:00 | 2:00 | 4.804 | 30
2020-08-06 02:30 | 2:30 | 4.8484 | 30
2020-08-06 03:00 | 3:00 | 4.9211 | 30
2020-08-06 03:30 | 3:30 | 4.9688 | 30
2020-08-06 04:00 | 4:00 | 5.1418 | 30
2020-08-06 04:30 | 4:30 | 5.5117 | 30
2020-08-06 05:00 | 5:00 | 6.1637 | 30
2020-08-06 05:30 | 5:30 | 6.8499 | 30
2020-08-06 06:00 | 6:00 | 7.7814 | 30
2020-08-06 06:30 | 6:30 | 8.5492 | 30
2020-08-06 07:00 | 7:00 | 8.3745 | 30
2020-08-06 07:30 | 7:30 | 7.4708 | 30
2020-08-06 08:00 | 8:00 | 5.877 | 30
2020-08-06 08:30 | 8:30 | 4.098 | 30
2020-08-06 09:00 | 9:00 | 2.8834 | 30
2020-08-06 09:30 | 9:30 | 1.7375 | 30
2020-08-06 10:00 | 10:00 | 1.044 | 30
2020-08-06 10:30 | 10:30 | 0.56976 | 30
2020-08-06 11:00 | 11:00 | 0.826 | 30
2020-08-06 11:30 | 11:30 | 1.1825 | 30
2020-08-06 12:00 | 12:00 | 1.2306 | 30
2020-08-06 12:30 | 12:30 | 1.1691 | 30
2020-08-06 13:00 | 13:00 | 1.1903 | 30
2020-08-06 13:30 | 13:30 | 1.1327 | 30
2020-08-06 14:00 | 14:00 | 0.77157 | 30
2020-08-06 14:30 | 14:30 | 1.2608 | 30
2020-08-06 15:00 | 15:00 | 2.3829 | 30
2020-08-06 15:30 | 15:30 | 3.4895 | 30
2020-08-06 16:00 | 16:00 | 4.7942 | 30
2020-08-06 16:30 | 16:30 | 6.1463 | 30
2020-08-06 17:00 | 17:00 | 7.5888 | 30
2020-08-06 17:30 | 17:30 | 8.7914 | 30
2020-08-06 18:00 | 18:00 | 9.4875 | 30
2020-08-06 18:30 | 18:30 | 9.4869 | 30
2020-08-06 19:00 | 19:00 | 9.3047 | 30
2020-08-06 19:30 | 19:30 | 9.1342 | 30
2020-08-06 20:00 | 20:00 | 8.9818 | 30
2020-08-06 20:30 | 20:30 | 8.5222 | 30
2020-08-06 21:00 | 21:00 | 8.0088 | 30
2020-08-06 21:30 | 21:30 | 7.3972 | 30
2020-08-06 22:00 | 22:00 | 6.866 | 30
2020-08-06 22:30 | 22:30 | 6.8185 | 30
2020-08-06 23:00 | 23:00 | 6.3955 | 30
2020-08-06 23:30 | 23:30 | 5.6211 | 30
2020-08-07 | 0:00 | 5.2107 | 30
2020-08-07 00:30 | 0:30 | 4.8849 | 30
2020-08-07 01:00 | 1:00 | 4.4949 | 30
2020-08-07 01:30 | 1:30 | 4.2178 | 30
2020-08-07 02:00 | 2:00 | 4.1312 | 30
2020-08-07 02:30 | 2:30 | 4.0525 | 30
2020-08-07 03:00 | 3:00 | 4.0898 | 30
2020-08-07 03:30 | 3:30 | 4.234 | 30
2020-08-07 04:00 | 4:00 | 4.5747 | 30
2020-08-07 04:30 | 4:30 | 4.6805 | 30
2020-08-07 05:00 | 5:00 | 5.1181 | 30
2020-08-07 05:30 | 5:30 | 5.7185 | 30
2020-08-07 06:00 | 6:00 | 6.244 | 30
2020-08-07 06:30 | 6:30 | 6.8554 | 30
2020-08-07 07:00 | 7:00 | 7.5286 | 30
2020-08-07 07:30 | 7:30 | 7.1427 | 30
2020-08-07 08:00 | 8:00 | 5.7558 | 30
2020-08-07 08:30 | 8:30 | 2.951 | 30
2020-08-07 09:00 | 9:00 | 2.6348 | 30
2020-08-07 09:30 | 9:30 | 2.1618 | 30
2020-08-07 10:00 | 10:00 | 2.3348 | 30
2020-08-07 10:30 | 10:30 | 2.5747 | 30
2020-08-07 11:00 | 11:00 | 1.9615 | 30
2020-08-07 11:30 | 11:30 | 1.2514 | 30
2020-08-07 12:00 | 12:00 | 2.8003 | 30
2020-08-07 12:30 | 12:30 | 4.5821 | 30
2020-08-07 13:00 | 13:00 | 6.1748 | 30
2020-08-07 13:30 | 13:30 | 6.7632 | 30
2020-08-07 14:00 | 14:00 | 6.7029 | 30
2020-08-07 14:30 | 14:30 | 6.1666 | 30
2020-08-07 15:00 | 15:00 | 6.7668 | 30
2020-08-07 15:30 | 15:30 | 6.9427 | 30
2020-08-07 16:00 | 16:00 | 7.499 | 30
2020-08-07 16:30 | 16:30 | 8.0082 | 30
2020-08-07 17:00 | 17:00 | 8.6459 | 30
2020-08-07 17:30 | 17:30 | 9.388 | 30
2020-08-07 18:00 | 18:00 | 9.879 | 30
2020-08-07 18:30 | 18:30 | 9.9161 | 30
2020-08-07 19:00 | 19:00 | 9.7544 | 30
2020-08-07 19:30 | 19:30 | 9.4618 | 30
2020-08-07 20:00 | 20:00 | 9.2873 | 30
2020-08-07 20:30 | 20:30 | 8.75 | 30
2020-08-07 21:00 | 21:00 | 8.413 | 30
2020-08-07 21:30 | 21:30 | 7.9153 | 30
2020-08-07 22:00 | 22:00 | 7.2896 | 30
2020-08-07 22:30 | 22:30 | 7.2081 | 30
2020-08-07 23:00 | 23:00 | 6.7466 | 30
2020-08-07 23:30 | 23:30 | 5.9892 | 30
2020-08-08 | 0:00 | 5.3028 | 30
2020-08-08 00:30 | 0:30 | 4.9928 | 30
2020-08-08 01:00 | 1:00 | 4.6715 | 30
2020-08-08 01:30 | 1:30 | 4.4494 | 30
2020-08-08 02:00 | 2:00 | 4.2625 | 30
2020-08-08 02:30 | 2:30 | 4.1689 | 30
2020-08-08 03:00 | 3:00 | 4.2586 | 30
2020-08-08 03:30 | 3:30 | 4.2753 | 30
2020-08-08 04:00 | 4:00 | 4.3044 | 30
2020-08-08 04:30 | 4:30 | 4.3755 | 30
2020-08-08 05:00 | 5:00 | 4.4733 | 30
2020-08-08 05:30 | 5:30 | 4.691 | 30
2020-08-08 06:00 | 6:00 | 5.063 | 30
2020-08-08 06:30 | 6:30 | 5.3115 | 30
2020-08-08 07:00 | 7:00 | 5.4321 | 30
2020-08-08 07:30 | 7:30 | 5.6749 | 30
2020-08-08 08:00 | 8:00 | 5.2981 | 30
2020-08-08 08:30 | 8:30 | 5.2056 | 30
2020-08-08 09:00 | 9:00 | 5.1283 | 30
2020-08-08 09:30 | 9:30 | 5.2427 | 30
2020-08-08 10:00 | 10:00 | 4.7934 | 30
2020-08-08 10:30 | 10:30 | 2.8173 | 30
2020-08-08 11:00 | 11:00 | 1.8104 | 30
2020-08-08 11:30 | 11:30 | 1.6831 | 30
2020-08-08 12:00 | 12:00 | 1.2133 | 30
2020-08-08 12:30 | 12:30 | 3.1587 | 30
2020-08-08 13:00 | 13:00 | 2.3994 | 30
2020-08-08 13:30 | 13:30 | 1.1773 | 30
2020-08-08 14:00 | 14:00 | 1.0928 | 30
2020-08-08 14:30 | 14:30 | 1.4847 | 30
2020-08-08 15:00 | 15:00 | 2.4805 | 30
2020-08-08 15:30 | 15:30 | 3.1847 | 30
2020-08-08 16:00 | 16:00 | 4.7917 | 30
2020-08-08 16:30 | 16:30 | 5.7624 | 30
2020-08-08 17:00 | 17:00 | 6.917 | 30
2020-08-08 17:30 | 17:30 | 7.8203 | 30
2020-08-08 18:00 | 18:00 | 8.359 | 30
2020-08-08 18:30 | 18:30 | 8.2992 | 30
2020-08-08 19:00 | 19:00 | 8.1393 | 30
2020-08-08 19:30 | 19:30 | 8.0091 | 30
2020-08-08 20:00 | 20:00 | 7.8422 | 30
2020-08-08 20:30 | 20:30 | 7.8434 | 30
2020-08-08 21:00 | 21:00 | 7.5058 | 30
2020-08-08 21:30 | 21:30 | 7.1968 | 30
2020-08-08 22:00 | 22:00 | 6.6633 | 30
2020-08-08 22:30 | 22:30 | 7.0216 | 30
2020-08-08 23:00 | 23:00 | 7.0223 | 30
2020-08-08 23:30 | 23:30 | 6.5454 | 30
2020-08-09 | 0:00 | 5.9566 | 30
2020-08-09 00:30 | 0:30 | 5.5692 | 30
2020-08-09 01:00 | 1:00 | 5.4018 | 30
2020-08-09 01:30 | 1:30 | 5.1785 | 30
2020-08-09 02:00 | 2:00 | 5.0115 | 30
2020-08-09 02:30 | 2:30 | 4.9887 | 30
2020-08-09 03:00 | 3:00 | 5.0382 | 30
2020-08-09 03:30 | 3:30 | 4.9203 | 30
2020-08-09 04:00 | 4:00 | 4.9953 | 30
2020-08-09 04:30 | 4:30 | 5.0629 | 30
2020-08-09 05:00 | 5:00 | 5.2117 | 30
2020-08-09 05:30 | 5:30 | 5.4206 | 30
2020-08-09 06:00 | 6:00 | 5.7603 | 30
2020-08-09 06:30 | 6:30 | 6.0179 | 30
2020-08-09 07:00 | 7:00 | 5.9037 | 30
2020-08-09 07:30 | 7:30 | 5.4921 | 30
2020-08-09 08:00 | 8:00 | 4.8107 | 30
2020-08-09 08:30 | 8:30 | 3.9516 | 30
2020-08-09 09:00 | 9:00 | 3.0414 | 30
2020-08-09 09:30 | 9:30 | 2.1017 | 30
2020-08-09 10:00 | 10:00 | 1.1279 | 30
2020-08-09 10:30 | 10:30 | 0.92363 | 30
2020-08-09 11:00 | 11:00 | 0.95222 | 30
2020-08-09 11:30 | 11:30 | 1.1267 | 30
2020-08-09 12:00 | 12:00 | 1.2362 | 30
2020-08-09 12:30 | 12:30 | 1.3294 | 30
2020-08-09 13:00 | 13:00 | 1.2689 | 30
2020-08-09 13:30 | 13:30 | 1.3788 | 30
2020-08-09 14:00 | 14:00 | 1.2851 | 30
2020-08-09 14:30 | 14:30 | 1.5915 | 30
2020-08-09 15:00 | 15:00 | 2.4524 | 30
2020-08-09 15:30 | 15:30 | 3.8594 | 30
2020-08-09 16:00 | 16:00 | 5.4256 | 30
2020-08-09 16:30 | 16:30 | 7.3882 | 30
2020-08-09 17:00 | 17:00 | 9.1549 | 30
2020-08-09 17:30 | 17:30 | 10.5033 | 30
2020-08-09 18:00 | 18:00 | 11.0073 | 30
2020-08-09 18:30 | 18:30 | 11.0085 | 30
2020-08-09 19:00 | 19:00 | 10.8448 | 30
2020-08-09 19:30 | 19:30 | 10.6371 | 30
2020-08-09 20:00 | 20:00 | 10.6369 | 30
2020-08-09 20:30 | 20:30 | 10.2292 | 30
2020-08-09 21:00 | 21:00 | 9.5745 | 30
2020-08-09 21:30 | 21:30 | 8.9587 | 30
2020-08-09 22:00 | 22:00 | 8.1343 | 30
2020-08-09 22:30 | 22:30 | 8.0491 | 30
2020-08-09 23:00 | 23:00 | 7.6198 | 30
2020-08-09 23:30 | 23:30 | 6.8489 | 30
2020-08-10 | 0:00 | 6.2425 | 30
2020-08-10 00:30 | 0:30 | 5.5907 | 30
2020-08-10 01:00 | 1:00 | 5.2916 | 30
2020-08-10 01:30 | 1:30 | 5.0933 | 30
2020-08-10 02:00 | 2:00 | 4.9547 | 30
2020-08-10 02:30 | 2:30 | 5.0855 | 30
2020-08-10 03:00 | 3:00 | 5.5957 | 30
2020-08-10 03:30 | 3:30 | 5.5775 | 30
2020-08-10 04:00 | 4:00 | 5.8169 | 30
2020-08-10 04:30 | 4:30 | 6.283 | 30
2020-08-10 05:00 | 5:00 | 6.9515 | 30
2020-08-10 05:30 | 5:30 | 7.5908 | 30
2020-08-10 06:00 | 6:00 | 8.4336 | 30
2020-08-10 06:30 | 6:30 | 9.0828 | 30
2020-08-10 07:00 | 7:00 | 9.2999 | 30
2020-08-10 07:30 | 7:30 | 8.4548 | 30
2020-08-10 08:00 | 8:00 | 6.1643 | 30
2020-08-10 08:30 | 8:30 | 4.3887 | 30
2020-08-10 09:00 | 9:00 | 5.8758 | 30
2020-08-10 09:30 | 9:30 | 5.8129 | 30
2020-08-10 10:00 | 10:00 | 2.9796 | 30
2020-08-10 10:30 | 10:30 | 4.4395 | 30
2020-08-10 11:00 | 11:00 | 5.6686 | 30
2020-08-10 11:30 | 11:30 | 1.7977 | 30
2020-08-10 12:00 | 12:00 | 0.62998 | 30
2020-08-10 12:30 | 12:30 | 0.73762 | 30
2020-08-10 13:00 | 13:00 | 0.94476 | 30
2020-08-10 13:30 | 13:30 | 0.90904 | 30
2020-08-10 14:00 | 14:00 | 1.2474 | 30
2020-08-10 14:30 | 14:30 | 1.8907 | 30
2020-08-10 15:00 | 15:00 | 2.8847 | 30
2020-08-10 15:30 | 15:30 | 4.2605 | 30
2020-08-10 16:00 | 16:00 | 5.7443 | 30
2020-08-10 16:30 | 16:30 | 7.4112 | 30
2020-08-10 17:00 | 17:00 | 9.3102 | 30
2020-08-10 17:30 | 17:30 | 11.1656 | 30
2020-08-10 18:00 | 18:00 | 12.0444 | 30
2020-08-10 18:30 | 18:30 | 11.9063 | 30
2020-08-10 19:00 | 19:00 | 11.7104 | 30
2020-08-10 19:30 | 19:30 | 11.1217 | 30
2020-08-10 20:00 | 20:00 | 10.8347 | 30
2020-08-10 20:30 | 20:30 | 10.3822 | 30
2020-08-10 21:00 | 21:00 | 9.6309 | 30
2020-08-10 21:30 | 21:30 | 8.842 | 30
2020-08-10 22:00 | 22:00 | 8.0922 | 30
2020-08-10 22:30 | 22:30 | 7.7904 | 30
2020-08-10 23:00 | 23:00 | 7.409 | 30
2020-08-10 23:30 | 23:30 | 6.6783 | 30
2020-08-11 | 0:00 | 6.0727 | 30
2020-08-11 00:30 | 0:30 | 5.6305 | 30
2020-08-11 01:00 | 1:00 | 5.337 | 30
2020-08-11 01:30 | 1:30 | 5.19 | 30
2020-08-11 02:00 | 2:00 | 5.2229 | 30
2020-08-11 02:30 | 2:30 | 5.1473 | 30
2020-08-11 03:00 | 3:00 | 5.19 | 30
2020-08-11 03:30 | 3:30 | 5.3423 | 30
2020-08-11 04:00 | 4:00 | 5.4433 | 30
2020-08-11 04:30 | 4:30 | 5.927 | 30
2020-08-11 05:00 | 5:00 | 6.6955 | 30
2020-08-11 05:30 | 5:30 | 7.3682 | 30
2020-08-11 06:00 | 6:00 | 8.2219 | 30
2020-08-11 06:30 | 6:30 | 8.9744 | 30
2020-08-11 07:00 | 7:00 | 8.8141 | 30
2020-08-11 07:30 | 7:30 | 7.5087 | 30
2020-08-11 08:00 | 8:00 | 5.4852 | 30
2020-08-11 08:30 | 8:30 | 3.8692 | 30
2020-08-11 09:00 | 9:00 | 2.349 | 30
2020-08-11 09:30 | 9:30 | 1.3611 | 30
2020-08-11 10:00 | 10:00 | 0.85557 | 30
2020-08-11 10:30 | 10:30 | 1.1088 | 30
2020-08-11 11:00 | 11:00 | 1.3864 | 30
2020-08-11 11:30 | 11:30 | 1.2934 | 30
2020-08-11 12:00 | 12:00 | 1.7675 | 30
2020-08-11 12:30 | 12:30 | 1.548 | 30
2020-08-11 13:00 | 13:00 | 1.1266 | 30
2020-08-11 13:30 | 13:30 | 1.0639 | 30
2020-08-11 14:00 | 14:00 | 1.6591 | 30
2020-08-11 14:30 | 14:30 | 2.3869 | 30
2020-08-11 15:00 | 15:00 | 2.9981 | 30
2020-08-11 15:30 | 15:30 | 4.1413 | 30
2020-08-11 16:00 | 16:00 | 5.3777 | 30
2020-08-11 16:30 | 16:30 | 6.2041 | 30
2020-08-11 17:00 | 17:00 | 7.6748 | 30
2020-08-11 17:30 | 17:30 | 9.1377 | 30
2020-08-11 18:00 | 18:00 | 10.0329 | 30
2020-08-11 18:30 | 18:30 | 10.1492 | 30
2020-08-11 19:00 | 19:00 | 10.0193 | 30
2020-08-11 19:30 | 19:30 | 9.9723 | 30
2020-08-11 20:00 | 20:00 | 9.3987 | 30
2020-08-11 20:30 | 20:30 | 8.7471 | 30
2020-08-11 21:00 | 21:00 | 8.2735 | 30
2020-08-11 21:30 | 21:30 | 7.7189 | 30
2020-08-11 22:00 | 22:00 | 6.9724 | 30
2020-08-11 22:30 | 22:30 | 7.0076 | 30
2020-08-11 23:00 | 23:00 | 6.6066 | 30
2020-08-11 23:30 | 23:30 | 5.9122 | 30
2020-08-12 | 0:00 | 5.354 | 30
2020-08-12 00:30 | 0:30 | 4.9603 | 30
2020-08-12 01:00 | 1:00 | 4.6879 | 30
2020-08-12 01:30 | 1:30 | 4.5545 | 30
2020-08-12 02:00 | 2:00 | 4.6242 | 30
2020-08-12 02:30 | 2:30 | 4.6285 | 30
2020-08-12 03:00 | 3:00 | 4.5867 | 30
2020-08-12 03:30 | 3:30 | 4.6009 | 30
2020-08-12 04:00 | 4:00 | 4.8365 | 30
2020-08-12 04:30 | 4:30 | 5.0932 | 30
2020-08-12 05:00 | 5:00 | 5.7179 | 30
2020-08-12 05:30 | 5:30 | 6.512 | 30
2020-08-12 06:00 | 6:00 | 7.3227 | 30
2020-08-12 06:30 | 6:30 | 7.9941 | 30
2020-08-12 07:00 | 7:00 | 8.139 | 30
2020-08-12 07:30 | 7:30 | 7.052 | 30
2020-08-12 08:00 | 8:00 | 5.2417 | 30
2020-08-12 08:30 | 8:30 | 3.5726 | 30
2020-08-12 09:00 | 9:00 | 2.379 | 30
2020-08-12 09:30 | 9:30 | 1.431 | 30
2020-08-12 10:00 | 10:00 | 1.2518 | 30
2020-08-12 10:30 | 10:30 | 0.83325 | 30
2020-08-12 11:00 | 11:00 | 1.035 | 30
2020-08-12 11:30 | 11:30 | 0.91915 | 30
2020-08-12 12:00 | 12:00 | 0.94557 | 30
2020-08-12 12:30 | 12:30 | 1.3444 | 30
2020-08-12 13:00 | 13:00 | 1.2391 | 30
2020-08-12 13:30 | 13:30 | 1.5347 | 30
2020-08-12 14:00 | 14:00 | 1.9395 | 30
2020-08-12 14:30 | 14:30 | 2.2303 | 30
2020-08-12 15:00 | 15:00 | 3.32 | 30
2020-08-12 15:30 | 15:30 | 3.7567 | 30
2020-08-12 16:00 | 16:00 | 4.7195 | 30
2020-08-12 16:30 | 16:30 | 5.9792 | 30
2020-08-12 17:00 | 17:00 | 7.371 | 30
2020-08-12 17:30 | 17:30 | 8.816 | 30
2020-08-12 18:00 | 18:00 | 9.5448 | 30
2020-08-12 18:30 | 18:30 | 9.7408 | 30
2020-08-12 19:00 | 19:00 | 9.553 | 30
2020-08-12 19:30 | 19:30 | 9.4297 | 30
2020-08-12 20:00 | 20:00 | 9.2893 | 30
2020-08-12 20:30 | 20:30 | 8.8936 | 30
2020-08-12 21:00 | 21:00 | 8.4644 | 30
2020-08-12 21:30 | 21:30 | 7.8308 | 30
2020-08-12 22:00 | 22:00 | 7.0887 | 30
2020-08-12 22:30 | 22:30 | 7.1185 | 30
2020-08-12 23:00 | 23:00 | 6.7542 | 30
2020-08-12 23:30 | 23:30 | 6.035 | 30
2020-08-13 | 0:00 | 5.6566 | 30
2020-08-13 00:30 | 0:30 | 5.229 | 30
2020-08-13 01:00 | 1:00 | 4.9238 | 30
2020-08-13 01:30 | 1:30 | 4.8058 | 30
2020-08-13 02:00 | 2:00 | 4.7715 | 30
2020-08-13 02:30 | 2:30 | 4.6786 | 30
2020-08-13 03:00 | 3:00 | 4.6328 | 30
2020-08-13 03:30 | 3:30 | 4.7462 | 30
2020-08-13 04:00 | 4:00 | 4.9893 | 30
2020-08-13 04:30 | 4:30 | 5.0863 | 30
2020-08-13 05:00 | 5:00 | 5.4481 | 30
2020-08-13 05:30 | 5:30 | 6.0429 | 30
2020-08-13 06:00 | 6:00 | 6.8227 | 30
2020-08-13 06:30 | 6:30 | 7.4096 | 30
2020-08-13 07:00 | 7:00 | 7.7566 | 30
2020-08-13 07:30 | 7:30 | 7.2772 | 30
2020-08-13 08:00 | 8:00 | 6.3428 | 30
2020-08-13 08:30 | 8:30 | 5.0436 | 30
2020-08-13 09:00 | 9:00 | 3.1174 | 30
2020-08-13 09:30 | 9:30 | 1.3222 | 30
2020-08-13 10:00 | 10:00 | 0.71638 | 30
2020-08-13 10:30 | 10:30 | 0.83483 | 30
2020-08-13 11:00 | 11:00 | 1.1722 | 30
2020-08-13 11:30 | 11:30 | 1.3581 | 30
2020-08-13 12:00 | 12:00 | 1.4943 | 30
2020-08-13 12:30 | 12:30 | 1.4841 | 30
2020-08-13 13:00 | 13:00 | 1.2296 | 30
2020-08-13 13:30 | 13:30 | 1.0265 | 30
2020-08-13 14:00 | 14:00 | 0.80951 | 30
2020-08-13 14:30 | 14:30 | 1.1923 | 30
2020-08-13 15:00 | 15:00 | 2.1922 | 30
2020-08-13 15:30 | 15:30 | 3.6445 | 30
2020-08-13 16:00 | 16:00 | 4.927 | 30
2020-08-13 16:30 | 16:30 | 6.0179 | 30
2020-08-13 17:00 | 17:00 | 6.931 | 30
2020-08-13 17:30 | 17:30 | 8.0083 | 30
2020-08-13 18:00 | 18:00 | 8.7626 | 30
2020-08-13 18:30 | 18:30 | 8.8018 | 30
2020-08-13 19:00 | 19:00 | 8.6419 | 30
2020-08-13 19:30 | 19:30 | 8.4764 | 30
2020-08-13 20:00 | 20:00 | 8.263 | 30
2020-08-13 20:30 | 20:30 | 7.8873 | 30
2020-08-13 21:00 | 21:00 | 7.579 | 30
2020-08-13 21:30 | 21:30 | 7.0822 | 30
2020-08-13 22:00 | 22:00 | 6.6869 | 30
2020-08-13 22:30 | 22:30 | 6.7985 | 30
2020-08-13 23:00 | 23:00 | 6.4606 | 30
2020-08-13 23:30 | 23:30 | 5.6814 | 30
2020-08-14 | 0:00 | 5.0139 | 30
2020-08-14 00:30 | 0:30 | 4.5961 | 30
2020-08-14 01:00 | 1:00 | 4.3837 | 30
2020-08-14 01:30 | 1:30 | 4.2323 | 30
2020-08-14 02:00 | 2:00 | 4.0856 | 30
2020-08-14 02:30 | 2:30 | 3.9587 | 30
2020-08-14 03:00 | 3:00 | 3.9442 | 30
2020-08-14 03:30 | 3:30 | 3.9152 | 30
2020-08-14 04:00 | 4:00 | 4.0545 | 30
2020-08-14 04:30 | 4:30 | 4.1648 | 30
2020-08-14 05:00 | 5:00 | 4.3155 | 30
2020-08-14 05:30 | 5:30 | 5.4786 | 30
2020-08-14 06:00 | 6:00 | 6.1487 | 30
2020-08-14 06:30 | 6:30 | 6.4473 | 30
2020-08-14 07:00 | 7:00 | 6.5503 | 30
2020-08-14 07:30 | 7:30 | 6.7511 | 30
2020-08-14 08:00 | 8:00 | 6.6787 | 30
2020-08-14 08:30 | 8:30 | 6.2825 | 30
2020-08-14 09:00 | 9:00 | 5.7422 | 30
2020-08-14 09:30 | 9:30 | 5.5461 | 30
2020-08-14 10:00 | 10:00 | 4.6061 | 30
2020-08-14 10:30 | 10:30 | 2.1818 | 30
2020-08-14 11:00 | 11:00 | 0.97475 | 30
2020-08-14 11:30 | 11:30 | 0.9684 | 30
2020-08-14 12:00 | 12:00 | 0.87991 | 30
2020-08-14 12:30 | 12:30 | 0.91545 | 30
2020-08-14 13:00 | 13:00 | 0.98388 | 30
2020-08-14 13:30 | 13:30 | 0.87849 | 30
2020-08-14 14:00 | 14:00 | 1.3145 | 30
2020-08-14 14:30 | 14:30 | 2.4064 | 30
2020-08-14 15:00 | 15:00 | 3.1275 | 30
2020-08-14 15:30 | 15:30 | 4.1498 | 30
2020-08-14 16:00 | 16:00 | 5.1191 | 30
2020-08-14 16:30 | 16:30 | 6.3404 | 30
2020-08-14 17:00 | 17:00 | 7.1959 | 30
2020-08-14 17:30 | 17:30 | 7.8264 | 30
2020-08-14 18:00 | 18:00 | 8.2137 | 30
2020-08-14 18:30 | 18:30 | 8.1838 | 30
2020-08-14 19:00 | 19:00 | 7.9766 | 30
2020-08-14 19:30 | 19:30 | 7.7221 | 30
2020-08-14 20:00 | 20:00 | 7.5675 | 30
2020-08-14 20:30 | 20:30 | 7.3036 | 30
2020-08-14 21:00 | 21:00 | 7.0212 | 30
2020-08-14 21:30 | 21:30 | 6.684 | 30
2020-08-14 22:00 | 22:00 | 6.2532 | 30
2020-08-14 22:30 | 22:30 | 6.4878 | 30
2020-08-14 23:00 | 23:00 | 6.2163 | 30
2020-08-14 23:30 | 23:30 | 5.7203 | 30
2020-08-15 | 0:00 | 5.2402 | 30
2020-08-15 00:30 | 0:30 | 4.8597 | 30
2020-08-15 01:00 | 1:00 | 4.5334 | 30
2020-08-15 01:30 | 1:30 | 4.3298 | 30
2020-08-15 02:00 | 2:00 | 4.174 | 30
2020-08-15 02:30 | 2:30 | 4.1495 | 30
2020-08-15 03:00 | 3:00 | 4.0991 | 30
2020-08-15 03:30 | 3:30 | 4.1202 | 30
2020-08-15 04:00 | 4:00 | 4.1757 | 30
2020-08-15 04:30 | 4:30 | 4.2389 | 30
2020-08-15 05:00 | 5:00 | 4.3146 | 30
2020-08-15 05:30 | 5:30 | 4.5652 | 30
2020-08-15 06:00 | 6:00 | 4.8164 | 30
2020-08-15 06:30 | 6:30 | 5.1442 | 30
2020-08-15 07:00 | 7:00 | 5.3537 | 30
2020-08-15 07:30 | 7:30 | 5.0943 | 30
2020-08-15 08:00 | 8:00 | 5.6307 | 30
2020-08-15 08:30 | 8:30 | 4.5405 | 30
2020-08-15 09:00 | 9:00 | 5.0527 | 30
2020-08-15 09:30 | 9:30 | 2.6776 | 30
2020-08-15 10:00 | 10:00 | 4.3525 | 30
2020-08-15 10:30 | 10:30 | 3.0976 | 30
2020-08-15 11:00 | 11:00 | 3.0007 | 30
2020-08-15 11:30 | 11:30 | 1.0607 | 30
2020-08-15 12:00 | 12:00 | 4.218 | 30
2020-08-15 12:30 | 12:30 | 4.2834 | 30
2020-08-15 13:00 | 13:00 | 0.85445 | 30
2020-08-15 13:30 | 13:30 | 0.76231 | 30
2020-08-15 14:00 | 14:00 | 1.9311 | 30
2020-08-15 14:30 | 14:30 | 3.7163 | 30
2020-08-15 15:00 | 15:00 | 5.0761 | 30
2020-08-15 15:30 | 15:30 | 5.3557 | 30
2020-08-15 16:00 | 16:00 | 5.0294 | 30
2020-08-15 16:30 | 16:30 | 6.3323 | 30
2020-08-15 17:00 | 17:00 | 7.1126 | 30
2020-08-15 17:30 | 17:30 | 7.9279 | 30
2020-08-15 18:00 | 18:00 | 8.3824 | 30
2020-08-15 18:30 | 18:30 | 8.5379 | 30
2020-08-15 19:00 | 19:00 | 8.1344 | 30
2020-08-15 19:30 | 19:30 | 7.9034 | 30
2020-08-15 20:00 | 20:00 | 7.9511 | 30
2020-08-15 20:30 | 20:30 | 7.6921 | 30
2020-08-15 21:00 | 21:00 | 7.4413 | 30
2020-08-15 21:30 | 21:30 | 7.2576 | 30
2020-08-15 22:00 | 22:00 | 6.8663 | 30
2020-08-15 22:30 | 22:30 | 7.0878 | 30
2020-08-15 23:00 | 23:00 | 6.8735 | 30
2020-08-15 23:30 | 23:30 | 6.2231 | 30
2020-08-16 | 0:00 | 5.7148 | 30
2020-08-16 00:30 | 0:30 | 5.3445 | 30
2020-08-16 01:00 | 1:00 | 5.1202 | 30
2020-08-16 01:30 | 1:30 | 4.9172 | 30
2020-08-16 02:00 | 2:00 | 4.7543 | 30
2020-08-16 02:30 | 2:30 | 4.8174 | 30
2020-08-16 03:00 | 3:00 | 4.8933 | 30
2020-08-16 03:30 | 3:30 | 4.9017 | 30
2020-08-16 04:00 | 4:00 | 5.1918 | 30
2020-08-16 04:30 | 4:30 | 5.2922 | 30
2020-08-16 05:00 | 5:00 | 5.3703 | 30
2020-08-16 05:30 | 5:30 | 5.5317 | 30
2020-08-16 06:00 | 6:00 | 5.7795 | 30
2020-08-16 06:30 | 6:30 | 5.8164 | 30
2020-08-16 07:00 | 7:00 | 5.5843 | 30
2020-08-16 07:30 | 7:30 | 5.0856 | 30
2020-08-16 08:00 | 8:00 | 4.0655 | 30
2020-08-16 08:30 | 8:30 | 3.1976 | 30
2020-08-16 09:00 | 9:00 | 2.153 | 30
2020-08-16 09:30 | 9:30 | 1.4362 | 30
2020-08-16 10:00 | 10:00 | 1.1109 | 30
2020-08-16 10:30 | 10:30 | 0.87111 | 30
2020-08-16 11:00 | 11:00 | 0.85215 | 30
2020-08-16 11:30 | 11:30 | 0.90614 | 30
2020-08-16 12:00 | 12:00 | 1.1804 | 30
2020-08-16 12:30 | 12:30 | 1.2357 | 30
2020-08-16 13:00 | 13:00 | 1.0699 | 30
2020-08-16 13:30 | 13:30 | 0.97062 | 30
2020-08-16 14:00 | 14:00 | 1.1271 | 30
2020-08-16 14:30 | 14:30 | 1.5873 | 30
2020-08-16 15:00 | 15:00 | 2.4259 | 30
2020-08-16 15:30 | 15:30 | 3.9231 | 30
2020-08-16 16:00 | 16:00 | 5.4424 | 30
2020-08-16 16:30 | 16:30 | 6.9462 | 30
2020-08-16 17:00 | 17:00 | 8.4306 | 30
2020-08-16 17:30 | 17:30 | 9.3328 | 30
2020-08-16 18:00 | 18:00 | 10.0428 | 30
2020-08-16 18:30 | 18:30 | 10.2252 | 30
2020-08-16 19:00 | 19:00 | 9.9749 | 30
2020-08-16 19:30 | 19:30 | 9.6648 | 30
2020-08-16 20:00 | 20:00 | 9.4799 | 30
2020-08-16 20:30 | 20:30 | 8.8727 | 30
2020-08-16 21:00 | 21:00 | 8.5105 | 30
2020-08-16 21:30 | 21:30 | 7.5153 | 30
2020-08-16 22:00 | 22:00 | 6.6562 | 30
2020-08-16 22:30 | 22:30 | 6.5996 | 30
2020-08-16 23:00 | 23:00 | 6.2992 | 30
2020-08-16 23:30 | 23:30 | 5.7153 | 30
2020-08-17 | 0:00 | 5.2497 | 30
2020-08-17 00:30 | 0:30 | 4.8899 | 30
2020-08-17 01:00 | 1:00 | 4.6186 | 30
2020-08-17 01:30 | 1:30 | 4.4035 | 30
2020-08-17 02:00 | 2:00 | 4.2642 | 30
2020-08-17 02:30 | 2:30 | 4.4638 | 30
2020-08-17 03:00 | 3:00 | 4.8524 | 30
2020-08-17 03:30 | 3:30 | 5.1708 | 30
2020-08-17 04:00 | 4:00 | 5.9366 | 30
2020-08-17 04:30 | 4:30 | 6.4581 | 30
2020-08-17 05:00 | 5:00 | 6.9939 | 30
2020-08-17 05:30 | 5:30 | 7.6516 | 30
2020-08-17 06:00 | 6:00 | 7.3261 | 30
2020-08-17 06:30 | 6:30 | 7.8373 | 30
2020-08-17 07:00 | 7:00 | 7.5265 | 30
2020-08-17 07:30 | 7:30 | 6.2888 | 30
2020-08-17 08:00 | 8:00 | 4.5523 | 30
2020-08-17 08:30 | 8:30 | 2.9599 | 30
2020-08-17 09:00 | 9:00 | 1.6884 | 30
2020-08-17 09:30 | 9:30 | 0.97286 | 30
2020-08-17 10:00 | 10:00 | 0.54974 | 30
2020-08-17 10:30 | 10:30 | 0.95643 | 30
2020-08-17 11:00 | 11:00 | 1.205 | 30
2020-08-17 11:30 | 11:30 | 1.4719 | 30
2020-08-17 12:00 | 12:00 | 2.0311 | 30
2020-08-17 12:30 | 12:30 | 2.1843 | 30
2020-08-17 13:00 | 13:00 | 1.9829 | 30
2020-08-17 13:30 | 13:30 | 1.619 | 30
2020-08-17 14:00 | 14:00 | 1.094 | 30
2020-08-17 14:30 | 14:30 | 0.96245 | 30
2020-08-17 15:00 | 15:00 | 1.9321 | 30
2020-08-17 15:30 | 15:30 | 3.0978 | 30
2020-08-17 16:00 | 16:00 | 4.5504 | 30
2020-08-17 16:30 | 16:30 | 6.1617 | 30
2020-08-17 17:00 | 17:00 | 7.6567 | 30
2020-08-17 17:30 | 17:30 | 9.1773 | 30
2020-08-17 18:00 | 18:00 | 10.2913 | 30
2020-08-17 18:30 | 18:30 | 10.5502 | 30
2020-08-17 19:00 | 19:00 | 10.261 | 30
2020-08-17 19:30 | 19:30 | 10.0426 | 30
2020-08-17 20:00 | 20:00 | 9.8715 | 30
2020-08-17 20:30 | 20:30 | 9.4195 | 30
2020-08-17 21:00 | 21:00 | 9.0752 | 30
2020-08-17 21:30 | 21:30 | 8.4335 | 30
2020-08-17 22:00 | 22:00 | 7.7031 | 30
2020-08-17 22:30 | 22:30 | 7.6415 | 30
2020-08-17 23:00 | 23:00 | 7.4181 | 30
2020-08-17 23:30 | 23:30 | 7.0262 | 30
2020-08-18 | 0:00 | 6.4897 | 30
2020-08-18 00:30 | 0:30 | 6.3676 | 30
2020-08-18 01:00 | 1:00 | 6.1475 | 30
2020-08-18 01:30 | 1:30 | 5.9662 | 30
2020-08-18 02:00 | 2:00 | 5.7999 | 30
2020-08-18 02:30 | 2:30 | 5.7763 | 30
2020-08-18 03:00 | 3:00 | 5.8346 | 30
2020-08-18 03:30 | 3:30 | 5.9019 | 30
2020-08-18 04:00 | 4:00 | 6.0584 | 30
2020-08-18 04:30 | 4:30 | 6.4757 | 30
2020-08-18 05:00 | 5:00 | 7.1077 | 30
2020-08-18 05:30 | 5:30 | 7.8788 | 30
2020-08-18 06:00 | 6:00 | 8.5558 | 30
2020-08-18 06:30 | 6:30 | 9.1752 | 30
2020-08-18 07:00 | 7:00 | 9.4614 | 30
2020-08-18 07:30 | 7:30 | 8.2216 | 30
2020-08-18 08:00 | 8:00 | 5.6471 | 30
2020-08-18 08:30 | 8:30 | 3.7364 | 30
2020-08-18 09:00 | 9:00 | 2.2974 | 30
2020-08-18 09:30 | 9:30 | 1.1901 | 30
2020-08-18 10:00 | 10:00 | 0.86865 | 30
2020-08-18 10:30 | 10:30 | 0.92358 | 30
2020-08-18 11:00 | 11:00 | 1.2466 | 30
2020-08-18 11:30 | 11:30 | 1.7614 | 30
2020-08-18 12:00 | 12:00 | 1.9204 | 30
2020-08-18 12:30 | 12:30 | 1.9907 | 30
2020-08-18 13:00 | 13:00 | 1.766 | 30
2020-08-18 13:30 | 13:30 | 1.2249 | 30
2020-08-18 14:00 | 14:00 | 1.8375 | 30
2020-08-18 14:30 | 14:30 | 4.1146 | 30
2020-08-18 15:00 | 15:00 | 4.984 | 30
2020-08-18 15:30 | 15:30 | 4.2335 | 30
2020-08-18 16:00 | 16:00 | 4.276 | 30
2020-08-18 16:30 | 16:30 | 6 | 30
2020-08-18 17:00 | 17:00 | 7.6456 | 30
2020-08-18 17:30 | 17:30 | 9.2261 | 30
2020-08-18 18:00 | 18:00 | 10.0642 | 30
2020-08-18 18:30 | 18:30 | 10.2173 | 30
2020-08-18 19:00 | 19:00 | 10.0471 | 30
2020-08-18 19:30 | 19:30 | 9.7349 | 30
2020-08-18 20:00 | 20:00 | 9.206 | 30
2020-08-18 20:30 | 20:30 | 8.6453 | 30
2020-08-18 21:00 | 21:00 | 8.1509 | 30
2020-08-18 21:30 | 21:30 | 7.8841 | 30
2020-08-18 22:00 | 22:00 | 7.0608 | 30
2020-08-18 22:30 | 22:30 | 6.7601 | 30
2020-08-18 23:00 | 23:00 | 6.359 | 30
2020-08-18 23:30 | 23:30 | 5.6766 | 30
2020-08-19 | 0:00 | 5.1964 | 30
2020-08-19 00:30 | 0:30 | 4.8145 | 30
2020-08-19 01:00 | 1:00 | 4.6407 | 30
2020-08-19 01:30 | 1:30 | 4.4341 | 30
2020-08-19 02:00 | 2:00 | 4.271 | 30
2020-08-19 02:30 | 2:30 | 4.2058 | 30
2020-08-19 03:00 | 3:00 | 4.5063 | 30
2020-08-19 03:30 | 3:30 | 4.6763 | 30
2020-08-19 04:00 | 4:00 | 4.7078 | 30
2020-08-19 04:30 | 4:30 | 5.0123 | 30
2020-08-19 05:00 | 5:00 | 5.4518 | 30
2020-08-19 05:30 | 5:30 | 6.0418 | 30
2020-08-19 06:00 | 6:00 | 6.7281 | 30
2020-08-19 06:30 | 6:30 | 7.0687 | 30
2020-08-19 07:00 | 7:00 | 6.8456 | 30
2020-08-19 07:30 | 7:30 | 5.5885 | 30
2020-08-19 08:00 | 8:00 | 4.2791 | 30
2020-08-19 08:30 | 8:30 | 2.7242 | 30
2020-08-19 09:00 | 9:00 | 2.7591 | 30
2020-08-19 09:30 | 9:30 | 1.2531 | 30
2020-08-19 10:00 | 10:00 | 0.6517 | 30
2020-08-19 10:30 | 10:30 | 0.67637 | 30
2020-08-19 11:00 | 11:00 | 1.0974 | 30
2020-08-19 11:30 | 11:30 | 1.1924 | 30
2020-08-19 12:00 | 12:00 | 1.1291 | 30
2020-08-19 12:30 | 12:30 | 1.1721 | 30
2020-08-19 13:00 | 13:00 | 1.0016 | 30
2020-08-19 13:30 | 13:30 | 0.69864 | 30
2020-08-19 14:00 | 14:00 | 0.57916 | 30
2020-08-19 14:30 | 14:30 | 1.2844 | 30
2020-08-19 15:00 | 15:00 | 2.2958 | 30
2020-08-19 15:30 | 15:30 | 2.7351 | 30
2020-08-19 16:00 | 16:00 | 4.3221 | 30
2020-08-19 16:30 | 16:30 | 5.7477 | 30
2020-08-19 17:00 | 17:00 | 7.074 | 30
2020-08-19 17:30 | 17:30 | 8.2723 | 30
2020-08-19 18:00 | 18:00 | 9.2744 | 30
2020-08-19 18:30 | 18:30 | 9.335 | 30
2020-08-19 19:00 | 19:00 | 9.0899 | 30
2020-08-19 19:30 | 19:30 | 8.4594 | 30
2020-08-19 20:00 | 20:00 | 8.3219 | 30
2020-08-19 20:30 | 20:30 | 8.0778 | 30
2020-08-19 21:00 | 21:00 | 7.7511 | 30
2020-08-19 21:30 | 21:30 | 7.2827 | 30
2020-08-19 22:00 | 22:00 | 6.7282 | 30
2020-08-19 22:30 | 22:30 | 6.6698 | 30
2020-08-19 23:00 | 23:00 | 6.1958 | 30
2020-08-19 23:30 | 23:30 | 5.6436 | 30
2020-08-20 | 0:00 | 5.0938 | 30
2020-08-20 00:30 | 0:30 | 4.7754 | 30
2020-08-20 01:00 | 1:00 | 4.5781 | 30
2020-08-20 01:30 | 1:30 | 4.4601 | 30
2020-08-20 02:00 | 2:00 | 4.4518 | 30
2020-08-20 02:30 | 2:30 | 4.2999 | 30
2020-08-20 03:00 | 3:00 | 4.3051 | 30
2020-08-20 03:30 | 3:30 | 4.3204 | 30
2020-08-20 04:00 | 4:00 | 4.7082 | 30
2020-08-20 04:30 | 4:30 | 5.1446 | 30
2020-08-20 05:00 | 5:00 | 5.5481 | 30
2020-08-20 05:30 | 5:30 | 6.1072 | 30
2020-08-20 06:00 | 6:00 | 6.7954 | 30
2020-08-20 06:30 | 6:30 | 7.2957 | 30
2020-08-20 07:00 | 7:00 | 6.8324 | 30
2020-08-20 07:30 | 7:30 | 5.6246 | 30
2020-08-20 08:00 | 8:00 | 4.165 | 30
2020-08-20 08:30 | 8:30 | 2.8714 | 30
2020-08-20 09:00 | 9:00 | 1.7972 | 30
2020-08-20 09:30 | 9:30 | 0.93605 | 30
2020-08-20 10:00 | 10:00 | 0.89291 | 30
2020-08-20 10:30 | 10:30 | 1.3884 | 30
2020-08-20 11:00 | 11:00 | 1.569 | 30
2020-08-20 11:30 | 11:30 | 1.7227 | 30
2020-08-20 12:00 | 12:00 | 1.8339 | 30
2020-08-20 12:30 | 12:30 | 1.74 | 30
2020-08-20 13:00 | 13:00 | 1.532 | 30
2020-08-20 13:30 | 13:30 | 1.2374 | 30
2020-08-20 14:00 | 14:00 | 0.85922 | 30
2020-08-20 14:30 | 14:30 | 1.0159 | 30
2020-08-20 15:00 | 15:00 | 1.8293 | 30
2020-08-20 15:30 | 15:30 | 3.0105 | 30
2020-08-20 16:00 | 16:00 | 5.0536 | 30
2020-08-20 16:30 | 16:30 | 6.7835 | 30
2020-08-20 17:00 | 17:00 | 8.164 | 30
2020-08-20 17:30 | 17:30 | 9.583 | 30
2020-08-20 18:00 | 18:00 | 10.6284 | 30
2020-08-20 18:30 | 18:30 | 10.7443 | 30
2020-08-20 19:00 | 19:00 | 10.4542 | 30
2020-08-20 19:30 | 19:30 | 10.2887 | 30
2020-08-20 20:00 | 20:00 | 10.1859 | 30
2020-08-20 20:30 | 20:30 | 9.8408 | 30
2020-08-20 21:00 | 21:00 | 9.057 | 30
2020-08-20 21:30 | 21:30 | 8.5081 | 30
2020-08-20 22:00 | 22:00 | 7.5366 | 30
2020-08-20 22:30 | 22:30 | 7.7175 | 30
2020-08-20 23:00 | 23:00 | 7.4425 | 30
2020-08-20 23:30 | 23:30 | 6.8046 | 30
2020-08-21 | 0:00 | 6.2855 | 30
2020-08-21 00:30 | 0:30 | 5.3854 | 30
2020-08-21 01:00 | 1:00 | 5.4381 | 30
2020-08-21 01:30 | 1:30 | 5.1971 | 30
2020-08-21 02:00 | 2:00 | 5.2131 | 30
2020-08-21 02:30 | 2:30 | 5.933 | 30
2020-08-21 03:00 | 3:00 | 5.9925 | 30
2020-08-21 03:30 | 3:30 | 5.9972 | 30
2020-08-21 04:00 | 4:00 | 6.1387 | 30
2020-08-21 04:30 | 4:30 | 6.6165 | 30
2020-08-21 05:00 | 5:00 | 7.2632 | 30
2020-08-21 05:30 | 5:30 | 7.8715 | 30
2020-08-21 06:00 | 6:00 | 8.6015 | 30
2020-08-21 06:30 | 6:30 | 9.0622 | 30
2020-08-21 07:00 | 7:00 | 8.7761 | 30
2020-08-21 07:30 | 7:30 | 7.5614 | 30
2020-08-21 08:00 | 8:00 | 5.8465 | 30
2020-08-21 08:30 | 8:30 | 3.6271 | 30
2020-08-21 09:00 | 9:00 | 1.7424 | 30
2020-08-21 09:30 | 9:30 | 0.91487 | 30
2020-08-21 10:00 | 10:00 | 1.3561 | 30
2020-08-21 10:30 | 10:30 | 1.8515 | 30
2020-08-21 11:00 | 11:00 | 1.866 | 30
2020-08-21 11:30 | 11:30 | 1.1627 | 30
2020-08-21 12:00 | 12:00 | 1.2319 | 30
2020-08-21 12:30 | 12:30 | 2.1566 | 30
2020-08-21 13:00 | 13:00 | 1.8319 | 30
2020-08-21 13:30 | 13:30 | 1.9238 | 30
2020-08-21 14:00 | 14:00 | 1.3134 | 30
2020-08-21 14:30 | 14:30 | 1.2093 | 30
2020-08-21 15:00 | 15:00 | 1.9074 | 30
2020-08-21 15:30 | 15:30 | 2.6555 | 30
2020-08-21 16:00 | 16:00 | 3.7751 | 30
2020-08-21 16:30 | 16:30 | 5.1701 | 30
2020-08-21 17:00 | 17:00 | 6.5267 | 30
2020-08-21 17:30 | 17:30 | 7.7493 | 30
2020-08-21 18:00 | 18:00 | 8.6291 | 30
2020-08-21 18:30 | 18:30 | 8.8467 | 30
2020-08-21 19:00 | 19:00 | 8.7498 | 30
2020-08-21 19:30 | 19:30 | 8.7176 | 30
2020-08-21 20:00 | 20:00 | 8.6664 | 30
2020-08-21 20:30 | 20:30 | 8.5467 | 30
2020-08-21 21:00 | 21:00 | 8.6372 | 30
2020-08-21 21:30 | 21:30 | 8.5068 | 30
2020-08-21 22:00 | 22:00 | 7.7463 | 30
2020-08-21 22:30 | 22:30 | 7.8329 | 30
2020-08-21 23:00 | 23:00 | 7.5455 | 30
2020-08-21 23:30 | 23:30 | 6.7943 | 30
2020-08-22 | 0:00 | 6.1309 | 30
2020-08-22 00:30 | 0:30 | 5.3992 | 30
2020-08-22 01:00 | 1:00 | 5.5164 | 30
2020-08-22 01:30 | 1:30 | 5.2623 | 30
2020-08-22 02:00 | 2:00 | 5.1433 | 30
2020-08-22 02:30 | 2:30 | 5.1464 | 30
2020-08-22 03:00 | 3:00 | 5.2621 | 30
2020-08-22 03:30 | 3:30 | 5.2593 | 30
2020-08-22 04:00 | 4:00 | 5.2891 | 30
2020-08-22 04:30 | 4:30 | 5.4269 | 30
2020-08-22 05:00 | 5:00 | 6.0601 | 30
2020-08-22 05:30 | 5:30 | 5.5816 | 30
2020-08-22 06:00 | 6:00 | 7.1196 | 30
2020-08-22 06:30 | 6:30 | 7.5003 | 30
2020-08-22 07:00 | 7:00 | 8.1763 | 30
2020-08-22 07:30 | 7:30 | 7.3405 | 30
2020-08-22 08:00 | 8:00 | 5.7669 | 30
2020-08-22 08:30 | 8:30 | 4.4953 | 30
2020-08-22 09:00 | 9:00 | 5.5588 | 30
2020-08-22 09:30 | 9:30 | 5.675 | 30
2020-08-22 10:00 | 10:00 | 5.8185 | 30
2020-08-22 10:30 | 10:30 | 4.6168 | 30
2020-08-22 11:00 | 11:00 | 1.501 | 30
2020-08-22 11:30 | 11:30 | 1.4309 | 30
2020-08-22 12:00 | 12:00 | 1.205 | 30
2020-08-22 12:30 | 12:30 | 1.0921 | 30
2020-08-22 13:00 | 13:00 | 0.81298 | 30
2020-08-22 13:30 | 13:30 | 0.98969 | 30
2020-08-22 14:00 | 14:00 | 2.7025 | 30
2020-08-22 14:30 | 14:30 | 2.2585 | 30
2020-08-22 15:00 | 15:00 | 3.51 | 30
2020-08-22 15:30 | 15:30 | 4.6174 | 30
2020-08-22 16:00 | 16:00 | 5.4583 | 30
2020-08-22 16:30 | 16:30 | 6.8603 | 30
2020-08-22 17:00 | 17:00 | 7.8545 | 30
2020-08-22 17:30 | 17:30 | 8.8551 | 30
2020-08-22 18:00 | 18:00 | 9.4557 | 30
2020-08-22 18:30 | 18:30 | 9.632 | 30
2020-08-22 19:00 | 19:00 | 9.3725 | 30
2020-08-22 19:30 | 19:30 | 9.1363 | 30
2020-08-22 20:00 | 20:00 | 9.0393 | 30
2020-08-22 20:30 | 20:30 | 8.6168 | 30
2020-08-22 21:00 | 21:00 | 8.2069 | 30
2020-08-22 21:30 | 21:30 | 8.0391 | 30
2020-08-22 22:00 | 22:00 | 7.4455 | 30
2020-08-22 22:30 | 22:30 | 7.5567 | 30
2020-08-22 23:00 | 23:00 | 7.229 | 30
2020-08-22 23:30 | 23:30 | 6.6505 | 30
2020-08-23 | 0:00 | 6.0176 | 30
2020-08-23 00:30 | 0:30 | 5.6303 | 30
2020-08-23 01:00 | 1:00 | 5.3289 | 30
2020-08-23 01:30 | 1:30 | 5.0865 | 30
2020-08-23 02:00 | 2:00 | 4.8289 | 30
2020-08-23 02:30 | 2:30 | 4.7286 | 30
2020-08-23 03:00 | 3:00 | 4.7347 | 30
2020-08-23 03:30 | 3:30 | 4.6109 | 30
2020-08-23 04:00 | 4:00 | 4.4796 | 30
2020-08-23 04:30 | 4:30 | 4.5941 | 30
2020-08-23 05:00 | 5:00 | 4.6585 | 30
2020-08-23 05:30 | 5:30 | 5.0345 | 30
2020-08-23 06:00 | 6:00 | 5.4964 | 30
2020-08-23 06:30 | 6:30 | 5.4735 | 30
2020-08-23 07:00 | 7:00 | 5.0457 | 30
2020-08-23 07:30 | 7:30 | 4.5823 | 30
2020-08-23 08:00 | 8:00 | 3.8991 | 30
2020-08-23 08:30 | 8:30 | 3.1183 | 30
2020-08-23 09:00 | 9:00 | 2.2229 | 30
2020-08-23 09:30 | 9:30 | 1.4133 | 30
2020-08-23 10:00 | 10:00 | 0.94275 | 30
2020-08-23 10:30 | 10:30 | 0.84663 | 30
2020-08-23 11:00 | 11:00 | 1.0367 | 30
2020-08-23 11:30 | 11:30 | 1.2157 | 30
2020-08-23 12:00 | 12:00 | 1.2636 | 30
2020-08-23 12:30 | 12:30 | 1.5745 | 30
2020-08-23 13:00 | 13:00 | 1.5087 | 30
2020-08-23 13:30 | 13:30 | 1.3641 | 30
2020-08-23 14:00 | 14:00 | 1.1386 | 30
2020-08-23 14:30 | 14:30 | 1.3204 | 30
2020-08-23 15:00 | 15:00 | 2.2202 | 30
2020-08-23 15:30 | 15:30 | 3.3248 | 30
2020-08-23 16:00 | 16:00 | 4.836 | 30
2020-08-23 16:30 | 16:30 | 6.4431 | 30
2020-08-23 17:00 | 17:00 | 8.1504 | 30
2020-08-23 17:30 | 17:30 | 9.7804 | 30
2020-08-23 18:00 | 18:00 | 10.8409 | 30
2020-08-23 18:30 | 18:30 | 11.0392 | 30
2020-08-23 19:00 | 19:00 | 10.5802 | 30
2020-08-23 19:30 | 19:30 | 10.4187 | 30
2020-08-23 20:00 | 20:00 | 10.1382 | 30
2020-08-23 20:30 | 20:30 | 9.6733 | 30
2020-08-23 21:00 | 21:00 | 9.2312 | 30
2020-08-23 21:30 | 21:30 | 8.62 | 30
2020-08-23 22:00 | 22:00 | 7.9428 | 30
2020-08-23 22:30 | 22:30 | 7.7058 | 30
2020-08-23 23:00 | 23:00 | 7.4401 | 30
2020-08-23 23:30 | 23:30 | 6.9515 | 30
2020-08-24 | 0:00 | 6.2976 | 30
2020-08-24 00:30 | 0:30 | 5.7856 | 30
2020-08-24 01:00 | 1:00 | 5.4234 | 30
2020-08-24 01:30 | 1:30 | 5.3098 | 30
2020-08-24 02:00 | 2:00 | 5.5929 | 30
2020-08-24 02:30 | 2:30 | 4.8728 | 30
2020-08-24 03:00 | 3:00 | 5.9547 | 30
2020-08-24 03:30 | 3:30 | 6.1902 | 30
2020-08-24 04:00 | 4:00 | 6.4157 | 30
2020-08-24 04:30 | 4:30 | 6.9952 | 30
2020-08-24 05:00 | 5:00 | 7.7211 | 30
2020-08-24 05:30 | 5:30 | 8.4726 | 30
2020-08-24 06:00 | 6:00 | 9.3894 | 30
2020-08-24 06:30 | 6:30 | 9.8745 | 30
2020-08-24 07:00 | 7:00 | 8.4696 | 30
2020-08-24 07:30 | 7:30 | 7.4941 | 30
2020-08-24 08:00 | 8:00 | 6.3775 | 30
2020-08-24 08:30 | 8:30 | 4.5893 | 30
2020-08-24 09:00 | 9:00 | 3.1926 | 30
2020-08-24 09:30 | 9:30 | 2.0215 | 30
2020-08-24 10:00 | 10:00 | 0.92014 | 30
2020-08-24 10:30 | 10:30 | 1.4558 | 30
2020-08-24 11:00 | 11:00 | 1.6775 | 30
2020-08-24 11:30 | 11:30 | 1.6721 | 30
2020-08-24 12:00 | 12:00 | 1.7567 | 30
2020-08-24 12:30 | 12:30 | 1.8889 | 30
2020-08-24 13:00 | 13:00 | 1.8903 | 30
2020-08-24 13:30 | 13:30 | 1.5949 | 30
2020-08-24 14:00 | 14:00 | 1.175 | 30
2020-08-24 14:30 | 14:30 | 0.98243 | 30
2020-08-24 15:00 | 15:00 | 1.6043 | 30
2020-08-24 15:30 | 15:30 | 2.8286 | 30
2020-08-24 16:00 | 16:00 | 4.2503 | 30
2020-08-24 16:30 | 16:30 | 5.8309 | 30
2020-08-24 17:00 | 17:00 | 7.5248 | 30
2020-08-24 17:30 | 17:30 | 8.949 | 30
2020-08-24 18:00 | 18:00 | 10.1068 | 30
2020-08-24 18:30 | 18:30 | 10.4822 | 30
2020-08-24 19:00 | 19:00 | 10.6609 | 30
2020-08-24 19:30 | 19:30 | 10.3707 | 30
2020-08-24 20:00 | 20:00 | 10.1854 | 30
2020-08-24 20:30 | 20:30 | 9.8714 | 30
2020-08-24 21:00 | 21:00 | 9.3887 | 30
2020-08-24 21:30 | 21:30 | 8.7252 | 30
2020-08-24 22:00 | 22:00 | 7.8235 | 30
2020-08-24 22:30 | 22:30 | 7.8396 | 30
2020-08-24 23:00 | 23:00 | 7.3812 | 30
2020-08-24 23:30 | 23:30 | 6.6664 | 30
2020-08-25 | 0:00 | 6.1062 | 30
2020-08-25 00:30 | 0:30 | 5.6871 | 30
2020-08-25 01:00 | 1:00 | 5.432 | 30
2020-08-25 01:30 | 1:30 | 5.2741 | 30
2020-08-25 02:00 | 2:00 | 5.1716 | 30
2020-08-25 02:30 | 2:30 | 5.0946 | 30
2020-08-25 03:00 | 3:00 | 5.1514 | 30
2020-08-25 03:30 | 3:30 | 5.2607 | 30
2020-08-25 04:00 | 4:00 | 5.4084 | 30
2020-08-25 04:30 | 4:30 | 6.0357 | 30
2020-08-25 05:00 | 5:00 | 6.7337 | 30
2020-08-25 05:30 | 5:30 | 7.6059 | 30
2020-08-25 06:00 | 6:00 | 8.669 | 30
2020-08-25 06:30 | 6:30 | 9.4859 | 30
2020-08-25 07:00 | 7:00 | 10.2984 | 30
2020-08-25 07:30 | 7:30 | 7.6692 | 30
2020-08-25 08:00 | 8:00 | 5.1199 | 30
2020-08-25 08:30 | 8:30 | 3.2313 | 30
2020-08-25 09:00 | 9:00 | 1.8276 | 30
2020-08-25 09:30 | 9:30 | 1.0113 | 30
2020-08-25 10:00 | 10:00 | 0.95718 | 30
2020-08-25 10:30 | 10:30 | 1.4784 | 30
2020-08-25 11:00 | 11:00 | 1.6252 | 30
2020-08-25 11:30 | 11:30 | 1.8469 | 30
2020-08-25 12:00 | 12:00 | 2.23 | 30
2020-08-25 12:30 | 12:30 | 2.0695 | 30
2020-08-25 13:00 | 13:00 | 1.6407 | 30
2020-08-25 13:30 | 13:30 | 1.49 | 30
2020-08-25 14:00 | 14:00 | 1.2522 | 30
2020-08-25 14:30 | 14:30 | 1.0597 | 30
2020-08-25 15:00 | 15:00 | 1.6332 | 30
2020-08-25 15:30 | 15:30 | 2.9977 | 30
2020-08-25 16:00 | 16:00 | 4.2861 | 30
2020-08-25 16:30 | 16:30 | 5.6454 | 30
2020-08-25 17:00 | 17:00 | 7.5888 | 30
2020-08-25 17:30 | 17:30 | 9.3672 | 30
2020-08-25 18:00 | 18:00 | 10.6663 | 30
2020-08-25 18:30 | 18:30 | 10.916 | 30
2020-08-25 19:00 | 19:00 | 10.9557 | 30
2020-08-25 19:30 | 19:30 | 10.7398 | 30
2020-08-25 20:00 | 20:00 | 10.6964 | 30
2020-08-25 20:30 | 20:30 | 10.101 | 30
2020-08-25 21:00 | 21:00 | 9.6915 | 30
2020-08-25 21:30 | 21:30 | 9.0363 | 30
2020-08-25 22:00 | 22:00 | 8.3175 | 30
2020-08-25 22:30 | 22:30 | 8.2705 | 30
2020-08-25 23:00 | 23:00 | 7.7357 | 30
2020-08-25 23:30 | 23:30 | 7.0336 | 30
2020-08-26 | 0:00 | 6.5112 | 30
2020-08-26 00:30 | 0:30 | 5.9964 | 30
2020-08-26 01:00 | 1:00 | 5.3579 | 30
2020-08-26 01:30 | 1:30 | 5.1678 | 30
2020-08-26 02:00 | 2:00 | 5.0664 | 30
2020-08-26 02:30 | 2:30 | 5.1604 | 30
2020-08-26 03:00 | 3:00 | 5.1787 | 30
2020-08-26 03:30 | 3:30 | 5.2846 | 30
2020-08-26 04:00 | 4:00 | 5.4682 | 30
2020-08-26 04:30 | 4:30 | 5.8201 | 30
2020-08-26 05:00 | 5:00 | 6.6003 | 30
2020-08-26 05:30 | 5:30 | 7.2817 | 30
2020-08-26 06:00 | 6:00 | 8.1008 | 30
2020-08-26 06:30 | 6:30 | 8.6597 | 30
2020-08-26 07:00 | 7:00 | 8.1538 | 30
2020-08-26 07:30 | 7:30 | 6.7519 | 30
2020-08-26 08:00 | 8:00 | 4.845 | 30
2020-08-26 08:30 | 8:30 | 3.077 | 30
2020-08-26 09:00 | 9:00 | 1.6414 | 30
2020-08-26 09:30 | 9:30 | 0.88144 | 30
2020-08-26 10:00 | 10:00 | 2.303 | 30
2020-08-26 10:30 | 10:30 | 2.0264 | 30
2020-08-26 11:00 | 11:00 | 2.4386 | 30
2020-08-26 11:30 | 11:30 | 3.0153 | 30
2020-08-26 12:00 | 12:00 | 1.4827 | 30
2020-08-26 12:30 | 12:30 | 1.4398 | 30
2020-08-26 13:00 | 13:00 | 1.7 | 30
2020-08-26 13:30 | 13:30 | 3.3617 | 30
2020-08-26 14:00 | 14:00 | 1.8455 | 30
2020-08-26 14:30 | 14:30 | 1.3568 | 30
2020-08-26 15:00 | 15:00 | 1.6162 | 30
2020-08-26 15:30 | 15:30 | 2.9151 | 30
2020-08-26 16:00 | 16:00 | 4.329 | 30
2020-08-26 16:30 | 16:30 | 6.1861 | 30
2020-08-26 17:00 | 17:00 | 8.2496 | 30
2020-08-26 17:30 | 17:30 | 9.8833 | 30
2020-08-26 18:00 | 18:00 | 10.5845 | 30
2020-08-26 18:30 | 18:30 | 10.7532 | 30
2020-08-26 19:00 | 19:00 | 10.6313 | 30
2020-08-26 19:30 | 19:30 | 10.3771 | 30
2020-08-26 20:00 | 20:00 | 10.1105 | 30
2020-08-26 20:30 | 20:30 | 9.4332 | 30
2020-08-26 21:00 | 21:00 | 9.1496 | 30
2020-08-26 21:30 | 21:30 | 8.5474 | 30
2020-08-26 22:00 | 22:00 | 7.3549 | 30
2020-08-26 22:30 | 22:30 | 7.3422 | 30
2020-08-26 23:00 | 23:00 | 6.879 | 30
2020-08-26 23:30 | 23:30 | 6.2073 | 30
2020-08-27 | 0:00 | 5.7214 | 30
2020-08-27 00:30 | 0:30 | 5.3089 | 30
2020-08-27 01:00 | 1:00 | 5.1814 | 30
2020-08-27 01:30 | 1:30 | 5.2478 | 30
2020-08-27 02:00 | 2:00 | 5.1677 | 30
2020-08-27 02:30 | 2:30 | 5.0267 | 30
2020-08-27 03:00 | 3:00 | 4.8721 | 30
2020-08-27 03:30 | 3:30 | 4.9728 | 30
2020-08-27 04:00 | 4:00 | 5.1239 | 30
2020-08-27 04:30 | 4:30 | 5.5198 | 30
2020-08-27 05:00 | 5:00 | 6.161 | 30
2020-08-27 05:30 | 5:30 | 6.7744 | 30
2020-08-27 06:00 | 6:00 | 7.8262 | 30
2020-08-27 06:30 | 6:30 | 8.1647 | 30
2020-08-27 07:00 | 7:00 | 7.5339 | 30
2020-08-27 07:30 | 7:30 | 5.9991 | 30
2020-08-27 08:00 | 8:00 | 4.2403 | 30
2020-08-27 08:30 | 8:30 | 2.4176 | 30
2020-08-27 09:00 | 9:00 | 1.4267 | 30
2020-08-27 09:30 | 9:30 | 0.83216 | 30
2020-08-27 10:00 | 10:00 | 1.339 | 30
2020-08-27 10:30 | 10:30 | 1.312 | 30
2020-08-27 11:00 | 11:00 | 1.0624 | 30
2020-08-27 11:30 | 11:30 | 1.008 | 30
2020-08-27 12:00 | 12:00 | 1.0883 | 30
2020-08-27 12:30 | 12:30 | 1.159 | 30
2020-08-27 13:00 | 13:00 | 2.3947 | 30
2020-08-27 13:30 | 13:30 | 1.0791 | 30
2020-08-27 14:00 | 14:00 | 1.0644 | 30
2020-08-27 14:30 | 14:30 | 1.6534 | 30
2020-08-27 15:00 | 15:00 | 2.4158 | 30
2020-08-27 15:30 | 15:30 | 3.5239 | 30
2020-08-27 16:00 | 16:00 | 4.5813 | 30
2020-08-27 16:30 | 16:30 | 5.9573 | 30
2020-08-27 17:00 | 17:00 | 7.3366 | 30
2020-08-27 17:30 | 17:30 | 8.7921 | 30
2020-08-27 18:00 | 18:00 | 9.8285 | 30
2020-08-27 18:30 | 18:30 | 10.11 | 30
2020-08-27 19:00 | 19:00 | 10.0259 | 30
2020-08-27 19:30 | 19:30 | 9.8668 | 30
2020-08-27 20:00 | 20:00 | 9.716 | 30
2020-08-27 20:30 | 20:30 | 9.4426 | 30
2020-08-27 21:00 | 21:00 | 9.0996 | 30
2020-08-27 21:30 | 21:30 | 8.5873 | 30
2020-08-27 22:00 | 22:00 | 7.5537 | 30
2020-08-27 22:30 | 22:30 | 7.6112 | 30
2020-08-27 23:00 | 23:00 | 7.1759 | 30
2020-08-27 23:30 | 23:30 | 6.4271 | 30
2020-08-28 | 0:00 | 5.9287 | 30
2020-08-28 00:30 | 0:30 | 5.4976 | 30
2020-08-28 01:00 | 1:00 | 5.3055 | 30
2020-08-28 01:30 | 1:30 | 4.9719 | 30
2020-08-28 02:00 | 2:00 | 4.779 | 30
2020-08-28 02:30 | 2:30 | 4.9171 | 30
2020-08-28 03:00 | 3:00 | 4.8463 | 30
2020-08-28 03:30 | 3:30 | 4.9941 | 30
2020-08-28 04:00 | 4:00 | 5.6273 | 30
2020-08-28 04:30 | 4:30 | 6.4376 | 30
2020-08-28 05:00 | 5:00 | 6.994 | 30
2020-08-28 05:30 | 5:30 | 6.824 | 30
2020-08-28 06:00 | 6:00 | 7.5045 | 30
2020-08-28 06:30 | 6:30 | 7.8535 | 30
2020-08-28 07:00 | 7:00 | 7.4327 | 30
2020-08-28 07:30 | 7:30 | 6.3114 | 30
2020-08-28 08:00 | 8:00 | 4.6432 | 30
2020-08-28 08:30 | 8:30 | 2.7621 | 30
2020-08-28 09:00 | 9:00 | 1.583 | 30
2020-08-28 09:30 | 9:30 | 0.8776 | 30
2020-08-28 10:00 | 10:00 | 0.91624 | 30
2020-08-28 10:30 | 10:30 | 1.4372 | 30
2020-08-28 11:00 | 11:00 | 1.7988 | 30
2020-08-28 11:30 | 11:30 | 1.9589 | 30
2020-08-28 12:00 | 12:00 | 2.1235 | 30
2020-08-28 12:30 | 12:30 | 2.1 | 30
2020-08-28 13:00 | 13:00 | 1.9326 | 30
2020-08-28 13:30 | 13:30 | 1.5098 | 30
2020-08-28 14:00 | 14:00 | 1.0956 | 30
2020-08-28 14:30 | 14:30 | 0.94685 | 30
2020-08-28 15:00 | 15:00 | 1.5546 | 30
2020-08-28 15:30 | 15:30 | 2.9271 | 30
2020-08-28 16:00 | 16:00 | 4.2534 | 30
2020-08-28 16:30 | 16:30 | 5.3937 | 30
2020-08-28 17:00 | 17:00 | 6.5406 | 30
2020-08-28 17:30 | 17:30 | 7.7222 | 30
2020-08-28 18:00 | 18:00 | 8.6397 | 30
2020-08-28 18:30 | 18:30 | 8.9332 | 30
2020-08-28 19:00 | 19:00 | 8.6665 | 30
2020-08-28 19:30 | 19:30 | 8.4335 | 30
2020-08-28 20:00 | 20:00 | 8.1177 | 30
2020-08-28 20:30 | 20:30 | 8.0413 | 30
2020-08-28 21:00 | 21:00 | 7.7721 | 30
2020-08-28 21:30 | 21:30 | 7.462 | 30
2020-08-28 22:00 | 22:00 | 6.8573 | 30
2020-08-28 22:30 | 22:30 | 6.9774 | 30
2020-08-28 23:00 | 23:00 | 6.7035 | 30
2020-08-28 23:30 | 23:30 | 5.9742 | 30
2020-08-29 | 0:00 | 5.2276 | 30
2020-08-29 00:30 | 0:30 | 4.8396 | 30
2020-08-29 01:00 | 1:00 | 4.5682 | 30
2020-08-29 01:30 | 1:30 | 4.4209 | 30
2020-08-29 02:00 | 2:00 | 4.2794 | 30
2020-08-29 02:30 | 2:30 | 4.2188 | 30
2020-08-29 03:00 | 3:00 | 4.3951 | 30
2020-08-29 03:30 | 3:30 | 4.4899 | 30
2020-08-29 04:00 | 4:00 | 4.6327 | 30
2020-08-29 04:30 | 4:30 | 4.7099 | 30
2020-08-29 05:00 | 5:00 | 4.875 | 30
2020-08-29 05:30 | 5:30 | 4.8266 | 30
2020-08-29 06:00 | 6:00 | 5.1423 | 30
2020-08-29 06:30 | 6:30 | 5.1107 | 30
2020-08-29 07:00 | 7:00 | 4.5719 | 30
2020-08-29 07:30 | 7:30 | 3.9719 | 30
2020-08-29 08:00 | 8:00 | 3.1192 | 30
2020-08-29 08:30 | 8:30 | 2.2678 | 30
2020-08-29 09:00 | 9:00 | 1.5316 | 30
2020-08-29 09:30 | 9:30 | 1.2561 | 30
2020-08-29 10:00 | 10:00 | 1.3506 | 30
2020-08-29 10:30 | 10:30 | 1.1838 | 30
2020-08-29 11:00 | 11:00 | 1.2553 | 30
2020-08-29 11:30 | 11:30 | 0.79158 | 30
2020-08-29 12:00 | 12:00 | 0.6983 | 30
2020-08-29 12:30 | 12:30 | 0.93888 | 30
2020-08-29 13:00 | 13:00 | 1.0962 | 30
2020-08-29 13:30 | 13:30 | 1.4155 | 30
2020-08-29 14:00 | 14:00 | 1.0807 | 30
2020-08-29 14:30 | 14:30 | 1.2149 | 30
2020-08-29 15:00 | 15:00 | 2.0407 | 30
2020-08-29 15:30 | 15:30 | 3.1122 | 30
2020-08-29 16:00 | 16:00 | 4.4042 | 30
2020-08-29 16:30 | 16:30 | 5.6638 | 30
2020-08-29 17:00 | 17:00 | 6.7975 | 30
2020-08-29 17:30 | 17:30 | 7.6766 | 30
2020-08-29 18:00 | 18:00 | 8.5818 | 30
2020-08-29 18:30 | 18:30 | 8.6163 | 30
2020-08-29 19:00 | 19:00 | 8.3183 | 30
2020-08-29 19:30 | 19:30 | 8.026 | 30
2020-08-29 20:00 | 20:00 | 7.9091 | 30
2020-08-29 20:30 | 20:30 | 7.7956 | 30
2020-08-29 21:00 | 21:00 | 7.4264 | 30
2020-08-29 21:30 | 21:30 | 7.2623 | 30
2020-08-29 22:00 | 22:00 | 7.2043 | 30
2020-08-29 22:30 | 22:30 | 7.5176 | 30
2020-08-29 23:00 | 23:00 | 7.1132 | 30
2020-08-29 23:30 | 23:30 | 6.6825 | 30
2020-08-30 | 0:00 | 6.3384 | 30
2020-08-30 00:30 | 0:30 | 5.9218 | 30
2020-08-30 01:00 | 1:00 | 5.678 | 30
2020-08-30 01:30 | 1:30 | 5.5568 | 30
2020-08-30 02:00 | 2:00 | 4.8724 | 30
2020-08-30 02:30 | 2:30 | 4.205 | 30
2020-08-30 03:00 | 3:00 | 4.2236 | 30
2020-08-30 03:30 | 3:30 | 4.4789 | 30
2020-08-30 04:00 | 4:00 | 4.4234 | 30
2020-08-30 04:30 | 4:30 | 4.5234 | 30
2020-08-30 05:00 | 5:00 | 4.6094 | 30
2020-08-30 05:30 | 5:30 | 4.7472 | 30
2020-08-30 06:00 | 6:00 | 5.0169 | 30
2020-08-30 06:30 | 6:30 | 5.1368 | 30
2020-08-30 07:00 | 7:00 | 4.9737 | 30
2020-08-30 07:30 | 7:30 | 4.2059 | 30
2020-08-30 08:00 | 8:00 | 4.1826 | 30
2020-08-30 08:30 | 8:30 | 3.9684 | 30
2020-08-30 09:00 | 9:00 | 3.8718 | 30
2020-08-30 09:30 | 9:30 | 3.5815 | 30
2020-08-30 10:00 | 10:00 | 3.7494 | 30
2020-08-30 10:30 | 10:30 | 4.8638 | 30
2020-08-30 11:00 | 11:00 | 3.6918 | 30
2020-08-30 11:30 | 11:30 | 2.881 | 30
2020-08-30 12:00 | 12:00 | 3.2645 | 30
2020-08-30 12:30 | 12:30 | 2.9133 | 30
2020-08-30 13:00 | 13:00 | 3.2587 | 30
2020-08-30 13:30 | 13:30 | 3.3908 | 30
2020-08-30 14:00 | 14:00 | 2.6399 | 30
2020-08-30 14:30 | 14:30 | 2.6576 | 30
2020-08-30 15:00 | 15:00 | 3.5606 | 30
2020-08-30 15:30 | 15:30 | 3.8636 | 30
2020-08-30 16:00 | 16:00 | 4.8371 | 30
2020-08-30 16:30 | 16:30 | 6.2925 | 30
2020-08-30 17:00 | 17:00 | 7.7008 | 30
2020-08-30 17:30 | 17:30 | 8.7903 | 30
2020-08-30 18:00 | 18:00 | 9.7283 | 30
2020-08-30 18:30 | 18:30 | 9.7552 | 30
2020-08-30 19:00 | 19:00 | 9.4017 | 30
2020-08-30 19:30 | 19:30 | 9.0469 | 30
2020-08-30 20:00 | 20:00 | 8.7384 | 30
2020-08-30 20:30 | 20:30 | 8.3654 | 30
2020-08-30 21:00 | 21:00 | 7.958 | 30
2020-08-30 21:30 | 21:30 | 7.4392 | 30
2020-08-30 22:00 | 22:00 | 6.8636 | 30
2020-08-30 22:30 | 22:30 | 6.8409 | 30
2020-08-30 23:00 | 23:00 | 6.3697 | 30
2020-08-30 23:30 | 23:30 | 5.7877 | 30
2020-08-31 | 0:00 | 5.4438 | 30
2020-08-31 00:30 | 0:30 | 5.0984 | 30
2020-08-31 01:00 | 1:00 | 4.7008 | 30
2020-08-31 01:30 | 1:30 | 4.4728 | 30
2020-08-31 02:00 | 2:00 | 4.4046 | 30
2020-08-31 02:30 | 2:30 | 4.3908 | 30
2020-08-31 03:00 | 3:00 | 4.3811 | 30
2020-08-31 03:30 | 3:30 | 4.3898 | 30
2020-08-31 04:00 | 4:00 | 4.8095 | 30
2020-08-31 04:30 | 4:30 | 5.1489 | 30
2020-08-31 05:00 | 5:00 | 5.7153 | 30
2020-08-31 05:30 | 5:30 | 6.225 | 30
2020-08-31 06:00 | 6:00 | 7.0187 | 30
2020-08-31 06:30 | 6:30 | 7.525 | 30
2020-08-31 07:00 | 7:00 | 7.1769 | 30
2020-08-31 07:30 | 7:30 | 5.8961 | 30
2020-08-31 08:00 | 8:00 | 4.1657 | 30
2020-08-31 08:30 | 8:30 | 2.3429 | 30
2020-08-31 09:00 | 9:00 | 1.2659 | 30
2020-08-31 09:30 | 9:30 | 0.76976 | 30
2020-08-31 10:00 | 10:00 | 0.89401 | 30
2020-08-31 10:30 | 10:30 | 1.3174 | 30
2020-08-31 11:00 | 11:00 | 1.6595 | 30
2020-08-31 11:30 | 11:30 | 1.9119 | 30
2020-08-31 12:00 | 12:00 | 1.8389 | 30
2020-08-31 12:30 | 12:30 | 1.911 | 30
2020-08-31 13:00 | 13:00 | 1.9096 | 30
2020-08-31 13:30 | 13:30 | 1.4421 | 30
2020-08-31 14:00 | 14:00 | 0.92197 | 30
2020-08-31 14:30 | 14:30 | 0.87238 | 30
2020-08-31 15:00 | 15:00 | 1.8969 | 30
2020-08-31 15:30 | 15:30 | 3.0637 | 30
2020-08-31 16:00 | 16:00 | 4.4957 | 30
2020-08-31 16:30 | 16:30 | 5.885 | 30
2020-08-31 17:00 | 17:00 | 7.1724 | 30
2020-08-31 17:30 | 17:30 | 8.4558 | 30
2020-08-31 18:00 | 18:00 | 9.4184 | 30
2020-08-31 18:30 | 18:30 | 9.6106 | 30
2020-08-31 19:00 | 19:00 | 9.1655 | 30
2020-08-31 19:30 | 19:30 | 8.6688 | 30
2020-08-31 20:00 | 20:00 | 8.4299 | 30
2020-08-31 20:30 | 20:30 | 8.1118 | 30
2020-08-31 21:00 | 21:00 | 7.496 | 30
2020-08-31 21:30 | 21:30 | 7.1471 | 30
2020-08-31 22:00 | 22:00 | 6.4892 | 30
2020-08-31 22:30 | 22:30 | 6.5709 | 30
2020-08-31 23:00 | 23:00 | 6.1029 | 30
2020-08-31 23:30 | 23:30 | 5.4264 | 30
2020-09-01 | 0:00 | 5.0038 | 30
2020-09-01 00:30 | 0:30 | 4.6759 | 30
2020-09-01 01:00 | 1:00 | 4.4821 | 30
2020-09-01 01:30 | 1:30 | 4.3839 | 30
2020-09-01 02:00 | 2:00 | 4.013 | 30
2020-09-01 02:30 | 2:30 | 3.9439 | 30
2020-09-01 03:00 | 3:00 | 3.8972 | 30
2020-09-01 03:30 | 3:30 | 4.0769 | 30
2020-09-01 04:00 | 4:00 | 4.4202 | 30
2020-09-01 04:30 | 4:30 | 4.8782 | 30
2020-09-01 05:00 | 5:00 | 5.3788 | 30
2020-09-01 05:30 | 5:30 | 5.6914 | 30
2020-09-01 06:00 | 6:00 | 6.3973 | 30
2020-09-01 06:30 | 6:30 | 6.3356 | 30
2020-09-01 07:00 | 7:00 | 5.9237 | 30
2020-09-01 07:30 | 7:30 | 4.7828 | 30
2020-09-01 08:00 | 8:00 | 3.3303 | 30
2020-09-01 08:30 | 8:30 | 2.2135 | 30
2020-09-01 09:00 | 9:00 | 1.2248 | 30
2020-09-01 09:30 | 9:30 | 0.67999 | 30
2020-09-01 10:00 | 10:00 | 0.79492 | 30
2020-09-01 10:30 | 10:30 | 1.3809 | 30
2020-09-01 11:00 | 11:00 | 1.7084 | 30
2020-09-01 11:30 | 11:30 | 2.2958 | 30
2020-09-01 12:00 | 12:00 | 2.0729 | 30
2020-09-01 12:30 | 12:30 | 1.2847 | 30
2020-09-01 13:00 | 13:00 | 0.82939 | 30
2020-09-01 13:30 | 13:30 | 1.3089 | 30
2020-09-01 14:00 | 14:00 | 0.97771 | 30
2020-09-01 14:30 | 14:30 | 1.0464 | 30
2020-09-01 15:00 | 15:00 | 1.7743 | 30
2020-09-01 15:30 | 15:30 | 3.0364 | 30
2020-09-01 16:00 | 16:00 | 4.8721 | 30
2020-09-01 16:30 | 16:30 | 5.8885 | 30
2020-09-01 17:00 | 17:00 | 7.1694 | 30
2020-09-01 17:30 | 17:30 | 8.3181 | 30
2020-09-01 18:00 | 18:00 | 9.238 | 30
2020-09-01 18:30 | 18:30 | 9.3469 | 30
2020-09-01 19:00 | 19:00 | 8.8909 | 30
2020-09-01 19:30 | 19:30 | 8.4804 | 30
2020-09-01 20:00 | 20:00 | 8.2566 | 30
2020-09-01 20:30 | 20:30 | 8.0771 | 30
2020-09-01 21:00 | 21:00 | 7.4691 | 30
2020-09-01 21:30 | 21:30 | 7.0189 | 30
2020-09-01 22:00 | 22:00 | 6.2987 | 30
2020-09-01 22:30 | 22:30 | 6.3585 | 30
2020-09-01 23:00 | 23:00 | 6.0265 | 30
2020-09-01 23:30 | 23:30 | 5.48 | 30
2020-09-02 | 0:00 | 4.8184 | 30
2020-09-02 00:30 | 0:30 | 4.4597 | 30
2020-09-02 01:00 | 1:00 | 4.2272 | 30
2020-09-02 01:30 | 1:30 | 4.1259 | 30
2020-09-02 02:00 | 2:00 | 4.0845 | 30
2020-09-02 02:30 | 2:30 | 4.0195 | 30
2020-09-02 03:00 | 3:00 | 3.9844 | 30
2020-09-02 03:30 | 3:30 | 4.0513 | 30
2020-09-02 04:00 | 4:00 | 4.1208 | 30
2020-09-02 04:30 | 4:30 | 4.4139 | 30
2020-09-02 05:00 | 5:00 | 4.846 | 30
2020-09-02 05:30 | 5:30 | 5.241 | 30
2020-09-02 06:00 | 6:00 | 5.7059 | 30
2020-09-02 06:30 | 6:30 | 5.7908 | 30
2020-09-02 07:00 | 7:00 | 5.1655 | 30
2020-09-02 07:30 | 7:30 | 4.4465 | 30
2020-09-02 08:00 | 8:00 | 3.3082 | 30
2020-09-02 08:30 | 8:30 | 1.82 | 30
2020-09-02 09:00 | 9:00 | 1.6155 | 30
2020-09-02 09:30 | 9:30 | 1.0878 | 30
2020-09-02 10:00 | 10:00 | 1.9842 | 30
2020-09-02 10:30 | 10:30 | 1.1732 | 30
2020-09-02 11:00 | 11:00 | 1.7948 | 30
2020-09-02 11:30 | 11:30 | 1.9285 | 30
2020-09-02 12:00 | 12:00 | 0.88532 | 30
2020-09-02 12:30 | 12:30 | 1.1294 | 30
2020-09-02 13:00 | 13:00 | 1.3148 | 30
2020-09-02 13:30 | 13:30 | 1.134 | 30
2020-09-02 14:00 | 14:00 | 1.599 | 30
2020-09-02 14:30 | 14:30 | 2.1218 | 30
2020-09-02 15:00 | 15:00 | 2.4918 | 30
2020-09-02 15:30 | 15:30 | 3.3479 | 30
2020-09-02 16:00 | 16:00 | 4.4516 | 30
2020-09-02 16:30 | 16:30 | 5.5816 | 30
2020-09-02 17:00 | 17:00 | 7.4152 | 30
2020-09-02 17:30 | 17:30 | 8.723 | 30
2020-09-02 18:00 | 18:00 | 9.4784 | 30
2020-09-02 18:30 | 18:30 | 9.816 | 30
2020-09-02 19:00 | 19:00 | 9.647 | 30
2020-09-02 19:30 | 19:30 | 9.2348 | 30
2020-09-02 20:00 | 20:00 | 8.9507 | 30
2020-09-02 20:30 | 20:30 | 8.478 | 30
2020-09-02 21:00 | 21:00 | 8.0376 | 30
2020-09-02 21:30 | 21:30 | 7.5092 | 30
2020-09-02 22:00 | 22:00 | 6.9941 | 30
2020-09-02 22:30 | 22:30 | 7.0266 | 30
2020-09-02 23:00 | 23:00 | 6.6074 | 30
2020-09-02 23:30 | 23:30 | 5.9164 | 30
2020-09-03 | 0:00 | 5.4755 | 30
2020-09-03 00:30 | 0:30 | 5.147 | 30
2020-09-03 01:00 | 1:00 | 4.8574 | 30
2020-09-03 01:30 | 1:30 | 4.6322 | 30
2020-09-03 02:00 | 2:00 | 4.6285 | 30
2020-09-03 02:30 | 2:30 | 4.5828 | 30
2020-09-03 03:00 | 3:00 | 4.6079 | 30
2020-09-03 03:30 | 3:30 | 4.5925 | 30
2020-09-03 04:00 | 4:00 | 4.7441 | 30
2020-09-03 04:30 | 4:30 | 5.0268 | 30
2020-09-03 05:00 | 5:00 | 5.5263 | 30
2020-09-03 05:30 | 5:30 | 5.8445 | 30
2020-09-03 06:00 | 6:00 | 6.3437 | 30
2020-09-03 06:30 | 6:30 | 6.3996 | 30
2020-09-03 07:00 | 7:00 | 6.2839 | 30
2020-09-03 07:30 | 7:30 | 6.1222 | 30
2020-09-03 08:00 | 8:00 | 3.8564 | 30
2020-09-03 08:30 | 8:30 | 1.9489 | 30
2020-09-03 09:00 | 9:00 | 0.85491 | 30
2020-09-03 09:30 | 9:30 | 0.91675 | 30
2020-09-03 10:00 | 10:00 | 1.0313 | 30
2020-09-03 10:30 | 10:30 | 0.90516 | 30
2020-09-03 11:00 | 11:00 | 1.175 | 30
2020-09-03 11:30 | 11:30 | 1.5251 | 30
2020-09-03 12:00 | 12:00 | 1.0844 | 30
2020-09-03 12:30 | 12:30 | 0.9447 | 30
2020-09-03 13:00 | 13:00 | 1.7819 | 30
2020-09-03 13:30 | 13:30 | 1.7949 | 30
2020-09-03 14:00 | 14:00 | 0.87381 | 30
2020-09-03 14:30 | 14:30 | 1.2474 | 30
2020-09-03 15:00 | 15:00 | 2.379 | 30
2020-09-03 15:30 | 15:30 | 3.0784 | 30
2020-09-03 16:00 | 16:00 | 4.3524 | 30
2020-09-03 16:30 | 16:30 | 5.6772 | 30
2020-09-03 17:00 | 17:00 | 6.4796 | 30
2020-09-03 17:30 | 17:30 | 7.551 | 30
2020-09-03 18:00 | 18:00 | 8.3674 | 30
2020-09-03 18:30 | 18:30 | 8.5356 | 30
2020-09-03 19:00 | 19:00 | 8.3256 | 30
2020-09-03 19:30 | 19:30 | 8.0615 | 30
2020-09-03 20:00 | 20:00 | 7.9444 | 30
2020-09-03 20:30 | 20:30 | 7.3817 | 30
2020-09-03 21:00 | 21:00 | 7.062 | 30
2020-09-03 21:30 | 21:30 | 6.7211 | 30
2020-09-03 22:00 | 22:00 | 6.0786 | 30
2020-09-03 22:30 | 22:30 | 6.1523 | 30
2020-09-03 23:00 | 23:00 | 5.8066 | 30
2020-09-03 23:30 | 23:30 | 5.2079 | 30
2020-09-04 | 0:00 | 4.778 | 30
2020-09-04 00:30 | 0:30 | 4.3806 | 30
2020-09-04 01:00 | 1:00 | 4.179 | 30
2020-09-04 01:30 | 1:30 | 4.1393 | 30
2020-09-04 02:00 | 2:00 | 4.1715 | 30
2020-09-04 02:30 | 2:30 | 4.0566 | 30
2020-09-04 03:00 | 3:00 | 4.0313 | 30
2020-09-04 03:30 | 3:30 | 4.0529 | 30
2020-09-04 04:00 | 4:00 | 4.098 | 30
2020-09-04 04:30 | 4:30 | 4.3184 | 30
2020-09-04 05:00 | 5:00 | 4.6543 | 30
2020-09-04 05:30 | 5:30 | 5.2689 | 30
2020-09-04 06:00 | 6:00 | 5.6638 | 30
2020-09-04 06:30 | 6:30 | 5.4493 | 30
2020-09-04 07:00 | 7:00 | 5.5964 | 30
2020-09-04 07:30 | 7:30 | 5.4102 | 30
2020-09-04 08:00 | 8:00 | 4.7155 | 30
2020-09-04 08:30 | 8:30 | 4.3656 | 30
2020-09-04 09:00 | 9:00 | 3.8318 | 30
2020-09-04 09:30 | 9:30 | 2.9634 | 30
2020-09-04 10:00 | 10:00 | 2.0047 | 30
2020-09-04 10:30 | 10:30 | 1.6423 | 30
2020-09-04 11:00 | 11:00 | 1.4112 | 30
2020-09-04 11:30 | 11:30 | 0.87475 | 30
2020-09-04 12:00 | 12:00 | 0.87699 | 30
2020-09-04 12:30 | 12:30 | 0.95628 | 30
2020-09-04 13:00 | 13:00 | 0.57669 | 30
2020-09-04 13:30 | 13:30 | 1.2256 | 30
2020-09-04 14:00 | 14:00 | 1.9682 | 30
2020-09-04 14:30 | 14:30 | 2.5041 | 30
2020-09-04 15:00 | 15:00 | 2.5209 | 30
2020-09-04 15:30 | 15:30 | 3.0348 | 30
2020-09-04 16:00 | 16:00 | 3.9506 | 30
2020-09-04 16:30 | 16:30 | 5.2214 | 30
2020-09-04 17:00 | 17:00 | 6.3292 | 30
2020-09-04 17:30 | 17:30 | 7.2378 | 30
2020-09-04 18:00 | 18:00 | 8.2334 | 30
2020-09-04 18:30 | 18:30 | 8.6248 | 30
2020-09-04 19:00 | 19:00 | 8.3316 | 30
2020-09-04 19:30 | 19:30 | 7.9522 | 30
2020-09-04 20:00 | 20:00 | 7.5231 | 30
2020-09-04 20:30 | 20:30 | 7.2836 | 30
2020-09-04 21:00 | 21:00 | 6.8563 | 30
2020-09-04 21:30 | 21:30 | 6.7924 | 30
2020-09-04 22:00 | 22:00 | 6.2035 | 30
2020-09-04 22:30 | 22:30 | 6.185 | 30
2020-09-04 23:00 | 23:00 | 5.8633 | 30
2020-09-04 23:30 | 23:30 | 5.4613 | 30
2020-09-05 | 0:00 | 4.8178 | 30
2020-09-05 00:30 | 0:30 | 4.4757 | 30
2020-09-05 01:00 | 1:00 | 4.2564 | 30
2020-09-05 01:30 | 1:30 | 4.0376 | 30
2020-09-05 02:00 | 2:00 | 3.9272 | 30
2020-09-05 02:30 | 2:30 | 3.9046 | 30
2020-09-05 03:00 | 3:00 | 3.9463 | 30
2020-09-05 03:30 | 3:30 | 3.9417 | 30
2020-09-05 04:00 | 4:00 | 3.9547 | 30
2020-09-05 04:30 | 4:30 | 4.0229 | 30
2020-09-05 05:00 | 5:00 | 4.3775 | 30
2020-09-05 05:30 | 5:30 | 4.8542 | 30
2020-09-05 06:00 | 6:00 | 5.0798 | 30
2020-09-05 06:30 | 6:30 | 4.7785 | 30
2020-09-05 07:00 | 7:00 | 4.5129 | 30
2020-09-05 07:30 | 7:30 | 3.9636 | 30
2020-09-05 08:00 | 8:00 | 3.1815 | 30
2020-09-05 08:30 | 8:30 | 2.3182 | 30
2020-09-05 09:00 | 9:00 | 1.4145 | 30
2020-09-05 09:30 | 9:30 | 1.0127 | 30
2020-09-05 10:00 | 10:00 | 0.59428 | 30
2020-09-05 10:30 | 10:30 | 0.81379 | 30
2020-09-05 11:00 | 11:00 | 1.0459 | 30
2020-09-05 11:30 | 11:30 | 1.004 | 30
2020-09-05 12:00 | 12:00 | 1.4192 | 30
2020-09-05 12:30 | 12:30 | 1.0789 | 30
2020-09-05 13:00 | 13:00 | 0.83072 | 30
2020-09-05 13:30 | 13:30 | 0.75494 | 30
2020-09-05 14:00 | 14:00 | 1.1703 | 30
2020-09-05 14:30 | 14:30 | 2.9952 | 30
2020-09-05 15:00 | 15:00 | 2.9508 | 30
2020-09-05 15:30 | 15:30 | 4.2347 | 30
2020-09-05 16:00 | 16:00 | 4.9234 | 30
2020-09-05 16:30 | 16:30 | 5.6939 | 30
2020-09-05 17:00 | 17:00 | 6.6147 | 30
2020-09-05 17:30 | 17:30 | 7.7344 | 30
2020-09-05 18:00 | 18:00 | 8.2438 | 30
2020-09-05 18:30 | 18:30 | 8.3422 | 30
2020-09-05 19:00 | 19:00 | 7.955 | 30
2020-09-05 19:30 | 19:30 | 7.6446 | 30
2020-09-05 20:00 | 20:00 | 7.2954 | 30
2020-09-05 20:30 | 20:30 | 6.9057 | 30
2020-09-05 21:00 | 21:00 | 6.5746 | 30
2020-09-05 21:30 | 21:30 | 6.1982 | 30
2020-09-05 22:00 | 22:00 | 6.0853 | 30
2020-09-05 22:30 | 22:30 | 6.3171 | 30
2020-09-05 23:00 | 23:00 | 6.3665 | 30
2020-09-05 23:30 | 23:30 | 5.8981 | 30
2020-09-06 | 0:00 | 5.4523 | 30
2020-09-06 00:30 | 0:30 | 5.162 | 30
2020-09-06 01:00 | 1:00 | 5.2035 | 30
2020-09-06 01:30 | 1:30 | 5.2205 | 30
2020-09-06 02:00 | 2:00 | 5.2205 | 30
2020-09-06 02:30 | 2:30 | 5.2205 | 30
2020-09-06 03:00 | 3:00 | 5.2205 | 30
2020-09-06 03:30 | 3:30 | 4.8404 | 30
2020-09-06 04:00 | 4:00 | 3.7074 | 30
2020-09-06 04:30 | 4:30 | 3.9836 | 30
2020-09-06 05:00 | 5:00 | 4.169 | 30
2020-09-06 05:30 | 5:30 | 4.4918 | 30
2020-09-06 06:00 | 6:00 | 4.8279 | 30
2020-09-06 06:30 | 6:30 | 4.868 | 30
2020-09-06 07:00 | 7:00 | 4.3401 | 30
2020-09-06 07:30 | 7:30 | 3.7898 | 30
2020-09-06 08:00 | 8:00 | 3.0846 | 30
2020-09-06 08:30 | 8:30 | 2.1763 | 30
2020-09-06 09:00 | 9:00 | 2.8629 | 30
2020-09-06 09:30 | 9:30 | 4.7009 | 30
2020-09-06 10:00 | 10:00 | 4.7802 | 30
2020-09-06 10:30 | 10:30 | 5.9846 | 30
2020-09-06 11:00 | 11:00 | 6.3516 | 30
2020-09-06 11:30 | 11:30 | 4.3695 | 30
2020-09-06 12:00 | 12:00 | 3.1123 | 30
2020-09-06 12:30 | 12:30 | 3.521 | 30
2020-09-06 13:00 | 13:00 | 1.5364 | 30
2020-09-06 13:30 | 13:30 | 1.6753 | 30
2020-09-06 14:00 | 14:00 | 1.3427 | 30
2020-09-06 14:30 | 14:30 | 1.8542 | 30
2020-09-06 15:00 | 15:00 | 2.9054 | 30
2020-09-06 15:30 | 15:30 | 3.3753 | 30
2020-09-06 16:00 | 16:00 | 4.8056 | 30
2020-09-06 16:30 | 16:30 | 6.153 | 30
2020-09-06 17:00 | 17:00 | 7.2195 | 30
2020-09-06 17:30 | 17:30 | 8.1154 | 30
2020-09-06 18:00 | 18:00 | 8.8224 | 30
2020-09-06 18:30 | 18:30 | 8.918 | 30
2020-09-06 19:00 | 19:00 | 8.6391 | 30
2020-09-06 19:30 | 19:30 | 8.2827 | 30
2020-09-06 20:00 | 20:00 | 8.0396 | 30
2020-09-06 20:30 | 20:30 | 7.752 | 30
2020-09-06 21:00 | 21:00 | 6.9558 | 30
2020-09-06 21:30 | 21:30 | 6.4214 | 30
2020-09-06 22:00 | 22:00 | 5.8238 | 30
2020-09-06 22:30 | 22:30 | 6.0265 | 30
2020-09-06 23:00 | 23:00 | 5.9127 | 30
2020-09-06 23:30 | 23:30 | 5.5359 | 30
2020-09-07 | 0:00 | 5.043 | 30
2020-09-07 00:30 | 0:30 | 4.6864 | 30
2020-09-07 01:00 | 1:00 | 4.4068 | 30
2020-09-07 01:30 | 1:30 | 3.9849 | 30
2020-09-07 02:00 | 2:00 | 3.779 | 30
2020-09-07 02:30 | 2:30 | 3.7218 | 30
2020-09-07 03:00 | 3:00 | 3.6673 | 30
2020-09-07 03:30 | 3:30 | 3.7939 | 30
2020-09-07 04:00 | 4:00 | 3.9852 | 30
2020-09-07 04:30 | 4:30 | 3.9597 | 30
2020-09-07 05:00 | 5:00 | 4.253 | 30
2020-09-07 05:30 | 5:30 | 4.5243 | 30
2020-09-07 06:00 | 6:00 | 5.1538 | 30
2020-09-07 06:30 | 6:30 | 5.0723 | 30
2020-09-07 07:00 | 7:00 | 5.2907 | 30
2020-09-07 07:30 | 7:30 | 4.3661 | 30
2020-09-07 08:00 | 8:00 | 2.9582 | 30
2020-09-07 08:30 | 8:30 | 1.8554 | 30
2020-09-07 09:00 | 9:00 | 1.8015 | 30
2020-09-07 09:30 | 9:30 | 1.0303 | 30
2020-09-07 10:00 | 10:00 | 0.65979 | 30
2020-09-07 10:30 | 10:30 | 0.72377 | 30
2020-09-07 11:00 | 11:00 | 0.58752 | 30
2020-09-07 11:30 | 11:30 | 0.82457 | 30
2020-09-07 12:00 | 12:00 | 1.1068 | 30
2020-09-07 12:30 | 12:30 | 1.2513 | 30
2020-09-07 13:00 | 13:00 | 0.86151 | 30
2020-09-07 13:30 | 13:30 | 1.5787 | 30
2020-09-07 14:00 | 14:00 | 1.5725 | 30
2020-09-07 14:30 | 14:30 | 2.3468 | 30
2020-09-07 15:00 | 15:00 | 2.8311 | 30
2020-09-07 15:30 | 15:30 | 4.1623 | 30
2020-09-07 16:00 | 16:00 | 5.3945 | 30
2020-09-07 16:30 | 16:30 | 6.5501 | 30
2020-09-07 17:00 | 17:00 | 7.7015 | 30
2020-09-07 17:30 | 17:30 | 8.7676 | 30
2020-09-07 18:00 | 18:00 | 9.4726 | 30
2020-09-07 18:30 | 18:30 | 9.3927 | 30
2020-09-07 19:00 | 19:00 | 8.8584 | 30
2020-09-07 19:30 | 19:30 | 8.1195 | 30
2020-09-07 20:00 | 20:00 | 7.9046 | 30
2020-09-07 20:30 | 20:30 | 7.6604 | 30
2020-09-07 21:00 | 21:00 | 7.3451 | 30
2020-09-07 21:30 | 21:30 | 6.9508 | 30
2020-09-07 22:00 | 22:00 | 6.2018 | 30
2020-09-07 22:30 | 22:30 | 6.1943 | 30
2020-09-07 23:00 | 23:00 | 5.9689 | 30
2020-09-07 23:30 | 23:30 | 5.4877 | 30
2020-09-08 | 0:00 | 4.9218 | 30
2020-09-08 00:30 | 0:30 | 4.6233 | 30
2020-09-08 01:00 | 1:00 | 4.448 | 30
2020-09-08 01:30 | 1:30 | 3.8963 | 30
2020-09-08 02:00 | 2:00 | 4.0488 | 30
2020-09-08 02:30 | 2:30 | 4.1437 | 30
2020-09-08 03:00 | 3:00 | 4.2067 | 30
2020-09-08 03:30 | 3:30 | 4.3304 | 30
2020-09-08 04:00 | 4:00 | 4.5169 | 30
2020-09-08 04:30 | 4:30 | 4.6445 | 30
2020-09-08 05:00 | 5:00 | 5.0201 | 30
2020-09-08 05:30 | 5:30 | 5.2738 | 30
2020-09-08 06:00 | 6:00 | 5.6791 | 30
2020-09-08 06:30 | 6:30 | 5.5413 | 30
2020-09-08 07:00 | 7:00 | 4.5465 | 30
2020-09-08 07:30 | 7:30 | 3.4475 | 30
2020-09-08 08:00 | 8:00 | 2.2823 | 30
2020-09-08 08:30 | 8:30 | 1.9958 | 30
2020-09-08 09:00 | 9:00 | 2.8554 | 30
2020-09-08 09:30 | 9:30 | 1.8947 | 30
2020-09-08 10:00 | 10:00 | 1.2431 | 30
2020-09-08 10:30 | 10:30 | 0.91662 | 30
2020-09-08 11:00 | 11:00 | 1.0338 | 30
2020-09-08 11:30 | 11:30 | 1.4028 | 30
2020-09-08 12:00 | 12:00 | 1.7543 | 30
2020-09-08 12:30 | 12:30 | 1.4683 | 30
2020-09-08 13:00 | 13:00 | 1.6489 | 30
2020-09-08 13:30 | 13:30 | 1.0947 | 30
2020-09-08 14:00 | 14:00 | 1.0172 | 30
2020-09-08 14:30 | 14:30 | 0.9646 | 30
2020-09-08 15:00 | 15:00 | 1.9565 | 30
2020-09-08 15:30 | 15:30 | 2.9189 | 30
2020-09-08 16:00 | 16:00 | 4.0402 | 30
2020-09-08 16:30 | 16:30 | 5.7094 | 30
2020-09-08 17:00 | 17:00 | 7.034 | 30
2020-09-08 17:30 | 17:30 | 8.2051 | 30
2020-09-08 18:00 | 18:00 | 9.2263 | 30
2020-09-08 18:30 | 18:30 | 9.3818 | 30
2020-09-08 19:00 | 19:00 | 9.0831 | 30
2020-09-08 19:30 | 19:30 | 8.6291 | 30
2020-09-08 20:00 | 20:00 | 8.3609 | 30
2020-09-08 20:30 | 20:30 | 7.9636 | 30
2020-09-08 21:00 | 21:00 | 7.5462 | 30
2020-09-08 21:30 | 21:30 | 7.1722 | 30
2020-09-08 22:00 | 22:00 | 6.437 | 30
2020-09-08 22:30 | 22:30 | 6.4617 | 30
2020-09-08 23:00 | 23:00 | 6.1067 | 30
2020-09-08 23:30 | 23:30 | 5.5114 | 30
2020-09-09 | 0:00 | 5.0125 | 30
2020-09-09 00:30 | 0:30 | 4.5617 | 30
2020-09-09 01:00 | 1:00 | 4.373 | 30
2020-09-09 01:30 | 1:30 | 4.2556 | 30
2020-09-09 02:00 | 2:00 | 3.97 | 30
2020-09-09 02:30 | 2:30 | 3.8687 | 30
2020-09-09 03:00 | 3:00 | 3.8541 | 30
2020-09-09 03:30 | 3:30 | 3.888 | 30
2020-09-09 04:00 | 4:00 | 3.9591 | 30
2020-09-09 04:30 | 4:30 | 4.1305 | 30
2020-09-09 05:00 | 5:00 | 4.7755 | 30
2020-09-09 05:30 | 5:30 | 5.1706 | 30
2020-09-09 06:00 | 6:00 | 5.5948 | 30
2020-09-09 06:30 | 6:30 | 5.8785 | 30
2020-09-09 07:00 | 7:00 | 5.3156 | 30
2020-09-09 07:30 | 7:30 | 4.1135 | 30
2020-09-09 08:00 | 8:00 | 2.5134 | 30
2020-09-09 08:30 | 8:30 | 1.3521 | 30
2020-09-09 09:00 | 9:00 | 1.2642 | 30
2020-09-09 09:30 | 9:30 | 0.68352 | 30
2020-09-09 10:00 | 10:00 | 0.71431 | 30
2020-09-09 10:30 | 10:30 | 0.7935 | 30
2020-09-09 11:00 | 11:00 | 0.52988 | 30
2020-09-09 11:30 | 11:30 | 0.89331 | 30
2020-09-09 12:00 | 12:00 | 1.3536 | 30
2020-09-09 12:30 | 12:30 | 1.604 | 30
2020-09-09 13:00 | 13:00 | 1.5834 | 30
2020-09-09 13:30 | 13:30 | 1.4175 | 30
2020-09-09 14:00 | 14:00 | 1.1843 | 30
2020-09-09 14:30 | 14:30 | 0.80214 | 30
2020-09-09 15:00 | 15:00 | 1.3437 | 30
2020-09-09 15:30 | 15:30 | 2.6975 | 30
2020-09-09 16:00 | 16:00 | 3.9216 | 30
2020-09-09 16:30 | 16:30 | 5.4269 | 30
2020-09-09 17:00 | 17:00 | 6.8721 | 30
2020-09-09 17:30 | 17:30 | 8.6972 | 30
2020-09-09 18:00 | 18:00 | 9.5008 | 30
2020-09-09 18:30 | 18:30 | 9.7765 | 30
2020-09-09 19:00 | 19:00 | 9.3315 | 30
2020-09-09 19:30 | 19:30 | 9.0895 | 30
2020-09-09 20:00 | 20:00 | 8.7478 | 30
2020-09-09 20:30 | 20:30 | 8.1507 | 30
2020-09-09 21:00 | 21:00 | 7.529 | 30
2020-09-09 21:30 | 21:30 | 7.0731 | 30
2020-09-09 22:00 | 22:00 | 6.5286 | 30
2020-09-09 22:30 | 22:30 | 6.1766 | 30
2020-09-09 23:00 | 23:00 | 5.7544 | 30
2020-09-09 23:30 | 23:30 | 5.1916 | 30
2020-09-10 | 0:00 | 4.8993 | 30
2020-09-10 00:30 | 0:30 | 4.8993 | 30
2020-09-10 01:00 | 1:00 | 4.7867 | 30
2020-09-10 01:30 | 1:30 | 3.983 | 30
2020-09-10 02:00 | 2:00 | 4.2197 | 30
2020-09-10 02:30 | 2:30 | 4.4263 | 30
2020-09-10 03:00 | 3:00 | 4.4263 | 30
2020-09-10 03:30 | 3:30 | 4.5333 | 30
2020-09-10 04:00 | 4:00 | 4.5901 | 30
2020-09-10 04:30 | 4:30 | 4.8417 | 30
2020-09-10 05:00 | 5:00 | 5.2351 | 30
2020-09-10 05:30 | 5:30 | 5.5281 | 30
2020-09-10 06:00 | 6:00 | 6.0346 | 30
2020-09-10 06:30 | 6:30 | 6.4099 | 30
2020-09-10 07:00 | 7:00 | 6.7143 | 30
2020-09-10 07:30 | 7:30 | 6.638 | 30
2020-09-10 08:00 | 8:00 | 5.8915 | 30
2020-09-10 08:30 | 8:30 | 4.976 | 30
2020-09-10 09:00 | 9:00 | 4.9113 | 30
2020-09-10 09:30 | 9:30 | 5.1731 | 30
2020-09-10 10:00 | 10:00 | 5.184 | 30
2020-09-10 10:30 | 10:30 | 5.4974 | 30
2020-09-10 11:00 | 11:00 | 5.4377 | 30
2020-09-10 11:30 | 11:30 | 5.3054 | 30
2020-09-10 12:00 | 12:00 | 5.4681 | 30
2020-09-10 12:30 | 12:30 | 5.4214 | 30
2020-09-10 13:00 | 13:00 | 4.4227 | 30
2020-09-10 13:30 | 13:30 | 3.9191 | 30
2020-09-10 14:00 | 14:00 | 3.8431 | 30
2020-09-10 14:30 | 14:30 | 4.8261 | 30
2020-09-10 15:00 | 15:00 | 5.4034 | 30
2020-09-10 15:30 | 15:30 | 6.2286 | 30
2020-09-10 16:00 | 16:00 | 7.0253 | 30
2020-09-10 16:30 | 16:30 | 7.6637 | 30
2020-09-10 17:00 | 17:00 | 8.1022 | 30
2020-09-10 17:30 | 17:30 | 9.0145 | 30
2020-09-10 18:00 | 18:00 | 9.6344 | 30
2020-09-10 18:30 | 18:30 | 9.9278 | 30
2020-09-10 19:00 | 19:00 | 9.6639 | 30
2020-09-10 19:30 | 19:30 | 9.1528 | 30
2020-09-10 20:00 | 20:00 | 8.8772 | 30
2020-09-10 20:30 | 20:30 | 8.4167 | 30
2020-09-10 21:00 | 21:00 | 7.8693 | 30
2020-09-10 21:30 | 21:30 | 7.2895 | 30
2020-09-10 22:00 | 22:00 | 6.6295 | 30
2020-09-10 22:30 | 22:30 | 6.6433 | 30
2020-09-10 23:00 | 23:00 | 6.2424 | 30
2020-09-10 23:30 | 23:30 | 5.6765 | 30
2020-09-11 | 0:00 | 5.0474 | 30
2020-09-11 00:30 | 0:30 | 4.7434 | 30
2020-09-11 01:00 | 1:00 | 4.5831 | 30
2020-09-11 01:30 | 1:30 | 4.3612 | 30
2020-09-11 02:00 | 2:00 | 4.2569 | 30
2020-09-11 02:30 | 2:30 | 4.1684 | 30
2020-09-11 03:00 | 3:00 | 4.1272 | 30
2020-09-11 03:30 | 3:30 | 4.2087 | 30
2020-09-11 04:00 | 4:00 | 4.2162 | 30
2020-09-11 04:30 | 4:30 | 4.33 | 30
2020-09-11 05:00 | 5:00 | 4.72 | 30
2020-09-11 05:30 | 5:30 | 4.8996 | 30
2020-09-11 06:00 | 6:00 | 5.3484 | 30
2020-09-11 06:30 | 6:30 | 5.5032 | 30
2020-09-11 07:00 | 7:00 | 4.8997 | 30
2020-09-11 07:30 | 7:30 | 3.7937 | 30
2020-09-11 08:00 | 8:00 | 3.1295 | 30
2020-09-11 08:30 | 8:30 | 1.8719 | 30
2020-09-11 09:00 | 9:00 | 1.8726 | 30
2020-09-11 09:30 | 9:30 | 2.1059 | 30
2020-09-11 10:00 | 10:00 | 1.7181 | 30
2020-09-11 10:30 | 10:30 | 1.3513 | 30
2020-09-11 11:00 | 11:00 | 1.1289 | 30
2020-09-11 11:30 | 11:30 | 1.3108 | 30
2020-09-11 12:00 | 12:00 | 0.6979 | 30
2020-09-11 12:30 | 12:30 | 1.0127 | 30
2020-09-11 13:00 | 13:00 | 1.7514 | 30
2020-09-11 13:30 | 13:30 | 0.92406 | 30
2020-09-11 14:00 | 14:00 | 1.8311 | 30
2020-09-11 14:30 | 14:30 | 1.6054 | 30
2020-09-11 15:00 | 15:00 | 2.2074 | 30
2020-09-11 15:30 | 15:30 | 3.5648 | 30
2020-09-11 16:00 | 16:00 | 4.5536 | 30
2020-09-11 16:30 | 16:30 | 5.7304 | 30
2020-09-11 17:00 | 17:00 | 6.7923 | 30
2020-09-11 17:30 | 17:30 | 7.7562 | 30
2020-09-11 18:00 | 18:00 | 8.5617 | 30
2020-09-11 18:30 | 18:30 | 8.8031 | 30
2020-09-11 19:00 | 19:00 | 8.5825 | 30
2020-09-11 19:30 | 19:30 | 8.3326 | 30
2020-09-11 20:00 | 20:00 | 8.173 | 30
2020-09-11 20:30 | 20:30 | 7.7412 | 30
2020-09-11 21:00 | 21:00 | 7.4344 | 30
2020-09-11 21:30 | 21:30 | 7.4486 | 30
2020-09-11 22:00 | 22:00 | 7.1407 | 30
2020-09-11 22:30 | 22:30 | 7.291 | 30
2020-09-11 23:00 | 23:00 | 7.0076 | 30
2020-09-11 23:30 | 23:30 | 6.3987 | 30
2020-09-12 | 0:00 | 5.8895 | 30
2020-09-12 00:30 | 0:30 | 5.4195 | 30
2020-09-12 01:00 | 1:00 | 5.064 | 30
2020-09-12 01:30 | 1:30 | 4.9361 | 30
2020-09-12 02:00 | 2:00 | 4.8231 | 30
2020-09-12 02:30 | 2:30 | 4.3812 | 30
2020-09-12 03:00 | 3:00 | 4.0791 | 30
2020-09-12 03:30 | 3:30 | 3.9334 | 30
2020-09-12 04:00 | 4:00 | 3.967 | 30
2020-09-12 04:30 | 4:30 | 4.0684 | 30
2020-09-12 05:00 | 5:00 | 4.197 | 30
2020-09-12 05:30 | 5:30 | 4.3443 | 30
2020-09-12 06:00 | 6:00 | 4.555 | 30
2020-09-12 06:30 | 6:30 | 4.474 | 30
2020-09-12 07:00 | 7:00 | 3.6146 | 30
2020-09-12 07:30 | 7:30 | 3.4293 | 30
2020-09-12 08:00 | 8:00 | 3.748 | 30
2020-09-12 08:30 | 8:30 | 3.3143 | 30
2020-09-12 09:00 | 9:00 | 4.2576 | 30
2020-09-12 09:30 | 9:30 | 2.8504 | 30
2020-09-12 10:00 | 10:00 | 2.8454 | 30
2020-09-12 10:30 | 10:30 | 2.5188 | 30
2020-09-12 11:00 | 11:00 | 1.6793 | 30
2020-09-12 11:30 | 11:30 | 0.91444 | 30
2020-09-12 12:00 | 12:00 | 1.1304 | 30
2020-09-12 12:30 | 12:30 | 1.3803 | 30
2020-09-12 13:00 | 13:00 | 1.2112 | 30
2020-09-12 13:30 | 13:30 | 1.0459 | 30
2020-09-12 14:00 | 14:00 | 1.0592 | 30
2020-09-12 14:30 | 14:30 | 1.3912 | 30
2020-09-12 15:00 | 15:00 | 2.0505 | 30
2020-09-12 15:30 | 15:30 | 2.9904 | 30
2020-09-12 16:00 | 16:00 | 4.1042 | 30
2020-09-12 16:30 | 16:30 | 5.5316 | 30
2020-09-12 17:00 | 17:00 | 6.5792 | 30
2020-09-12 17:30 | 17:30 | 7.5061 | 30
2020-09-12 18:00 | 18:00 | 8.1768 | 30
2020-09-12 18:30 | 18:30 | 8.2253 | 30
2020-09-12 19:00 | 19:00 | 7.999 | 30
2020-09-12 19:30 | 19:30 | 7.778 | 30
2020-09-12 20:00 | 20:00 | 7.6453 | 30
2020-09-12 20:30 | 20:30 | 7.7126 | 30
2020-09-12 21:00 | 21:00 | 7.6699 | 30
2020-09-12 21:30 | 21:30 | 7.365 | 30
2020-09-12 22:00 | 22:00 | 6.8387 | 30
2020-09-12 22:30 | 22:30 | 7.0245 | 30
2020-09-12 23:00 | 23:00 | 6.6772 | 30
2020-09-12 23:30 | 23:30 | 6.1828 | 30
2020-09-13 | 0:00 | 5.5836 | 30
2020-09-13 00:30 | 0:30 | 5.2061 | 30
2020-09-13 01:00 | 1:00 | 4.9646 | 30
2020-09-13 01:30 | 1:30 | 4.786 | 30
2020-09-13 02:00 | 2:00 | 4.6156 | 30
2020-09-13 02:30 | 2:30 | 4.5077 | 30
2020-09-13 03:00 | 3:00 | 4.5279 | 30
2020-09-13 03:30 | 3:30 | 4.5425 | 30
2020-09-13 04:00 | 4:00 | 4.4899 | 30
2020-09-13 04:30 | 4:30 | 4.4801 | 30
2020-09-13 05:00 | 5:00 | 4.6305 | 30
2020-09-13 05:30 | 5:30 | 4.7318 | 30
2020-09-13 06:00 | 6:00 | 4.6877 | 30
2020-09-13 06:30 | 6:30 | 4.5628 | 30
2020-09-13 07:00 | 7:00 | 4.7214 | 30
2020-09-13 07:30 | 7:30 | 3.2034 | 30
2020-09-13 08:00 | 8:00 | 2.2627 | 30
2020-09-13 08:30 | 8:30 | 2.3804 | 30
2020-09-13 09:00 | 9:00 | 3.488 | 30
2020-09-13 09:30 | 9:30 | 3.6051 | 30
2020-09-13 10:00 | 10:00 | 3.3741 | 30
2020-09-13 10:30 | 10:30 | 3.1041 | 30
2020-09-13 11:00 | 11:00 | 2.8381 | 30
2020-09-13 11:30 | 11:30 | 2.7064 | 30
2020-09-13 12:00 | 12:00 | 2.4249 | 30
2020-09-13 12:30 | 12:30 | 2.0489 | 30
2020-09-13 13:00 | 13:00 | 2.3197 | 30
2020-09-13 13:30 | 13:30 | 1.253 | 30
2020-09-13 14:00 | 14:00 | 1.1528 | 30
2020-09-13 14:30 | 14:30 | 1.9723 | 30
2020-09-13 15:00 | 15:00 | 2.8106 | 30
2020-09-13 15:30 | 15:30 | 3.9478 | 30
2020-09-13 16:00 | 16:00 | 5.1941 | 30
2020-09-13 16:30 | 16:30 | 6.3488 | 30
2020-09-13 17:00 | 17:00 | 7.4954 | 30
2020-09-13 17:30 | 17:30 | 8.4361 | 30
2020-09-13 18:00 | 18:00 | 8.9812 | 30
2020-09-13 18:30 | 18:30 | 8.884 | 30
2020-09-13 19:00 | 19:00 | 8.4511 | 30
2020-09-13 19:30 | 19:30 | 8.2054 | 30
2020-09-13 20:00 | 20:00 | 7.8902 | 30
2020-09-13 20:30 | 20:30 | 7.8506 | 30
2020-09-13 21:00 | 21:00 | 7.5746 | 30
2020-09-13 21:30 | 21:30 | 7.1636 | 30
2020-09-13 22:00 | 22:00 | 6.5238 | 30
2020-09-13 22:30 | 22:30 | 6.5639 | 30
2020-09-13 23:00 | 23:00 | 6.2066 | 30
2020-09-13 23:30 | 23:30 | 5.7323 | 30
2020-09-14 | 0:00 | 5.3959 | 30
2020-09-14 00:30 | 0:30 | 5.0927 | 30
2020-09-14 01:00 | 1:00 | 4.6441 | 30
2020-09-14 01:30 | 1:30 | 4.2276 | 30
2020-09-14 02:00 | 2:00 | 4.6467 | 30
2020-09-14 02:30 | 2:30 | 4.5992 | 30
2020-09-14 03:00 | 3:00 | 4.5894 | 30
2020-09-14 03:30 | 3:30 | 4.5757 | 30
2020-09-14 04:00 | 4:00 | 4.645 | 30
2020-09-14 04:30 | 4:30 | 5.195 | 30
2020-09-14 05:00 | 5:00 | 5.7114 | 30
2020-09-14 05:30 | 5:30 | 5.9414 | 30
2020-09-14 06:00 | 6:00 | 6.2361 | 30
2020-09-14 06:30 | 6:30 | 6.0458 | 30
2020-09-14 07:00 | 7:00 | 5.3707 | 30
2020-09-14 07:30 | 7:30 | 4.1582 | 30
2020-09-14 08:00 | 8:00 | 2.7948 | 30
2020-09-14 08:30 | 8:30 | 1.5026 | 30
2020-09-14 09:00 | 9:00 | 0.8441 | 30
2020-09-14 09:30 | 9:30 | 0.6677 | 30
2020-09-14 10:00 | 10:00 | 1.1753 | 30
2020-09-14 10:30 | 10:30 | 1.679 | 30
2020-09-14 11:00 | 11:00 | 2.0189 | 30
2020-09-14 11:30 | 11:30 | 2.1031 | 30
2020-09-14 12:00 | 12:00 | 2.2701 | 30
2020-09-14 12:30 | 12:30 | 1.7588 | 30
2020-09-14 13:00 | 13:00 | 1.1942 | 30
2020-09-14 13:30 | 13:30 | 1.1423 | 30
2020-09-14 14:00 | 14:00 | 0.76241 | 30
2020-09-14 14:30 | 14:30 | 1.0619 | 30
2020-09-14 15:00 | 15:00 | 2.1249 | 30
2020-09-14 15:30 | 15:30 | 3.6769 | 30
2020-09-14 16:00 | 16:00 | 4.6175 | 30
2020-09-14 16:30 | 16:30 | 5.7552 | 30
2020-09-14 17:00 | 17:00 | 7.1633 | 30
2020-09-14 17:30 | 17:30 | 8.0997 | 30
2020-09-14 18:00 | 18:00 | 9.1654 | 30
2020-09-14 18:30 | 18:30 | 9.2616 | 30
2020-09-14 19:00 | 19:00 | 8.695 | 30
2020-09-14 19:30 | 19:30 | 8.0973 | 30
2020-09-14 20:00 | 20:00 | 7.8115 | 30
2020-09-14 20:30 | 20:30 | 7.3584 | 30
2020-09-14 21:00 | 21:00 | 6.9011 | 30
2020-09-14 21:30 | 21:30 | 6.5362 | 30
2020-09-14 22:00 | 22:00 | 5.8726 | 30
2020-09-14 22:30 | 22:30 | 6.0078 | 30
2020-09-14 23:00 | 23:00 | 5.7562 | 30
2020-09-14 23:30 | 23:30 | 5.2126 | 30
2020-09-15 | 0:00 | 4.6664 | 30
2020-09-15 00:30 | 0:30 | 4.4092 | 30
2020-09-15 01:00 | 1:00 | 4.1972 | 30
2020-09-15 01:30 | 1:30 | 4.0085 | 30
2020-09-15 02:00 | 2:00 | 4.1843 | 30
2020-09-15 02:30 | 2:30 | 4.3418 | 30
2020-09-15 03:00 | 3:00 | 4.3273 | 30
2020-09-15 03:30 | 3:30 | 4.383 | 30
2020-09-15 04:00 | 4:00 | 4.4646 | 30
2020-09-15 04:30 | 4:30 | 4.6578 | 30
2020-09-15 05:00 | 5:00 | 5.0905 | 30
2020-09-15 05:30 | 5:30 | 5.2595 | 30
2020-09-15 06:00 | 6:00 | 5.4133 | 30
2020-09-15 06:30 | 6:30 | 5.512 | 30
2020-09-15 07:00 | 7:00 | 5.072 | 30
2020-09-15 07:30 | 7:30 | 3.9894 | 30
2020-09-15 08:00 | 8:00 | 2.3974 | 30
2020-09-15 08:30 | 8:30 | 1.7916 | 30
2020-09-15 09:00 | 9:00 | 2.2055 | 30
2020-09-15 09:30 | 9:30 | 1.3586 | 30
2020-09-15 10:00 | 10:00 | 0.60252 | 30
2020-09-15 10:30 | 10:30 | 0.44727 | 30
2020-09-15 11:00 | 11:00 | 1.0937 | 30
2020-09-15 11:30 | 11:30 | 0.84794 | 30
2020-09-15 12:00 | 12:00 | 1.0975 | 30
2020-09-15 12:30 | 12:30 | 0.92708 | 30
2020-09-15 13:00 | 13:00 | 0.90178 | 30
2020-09-15 13:30 | 13:30 | 0.72442 | 30
2020-09-15 14:00 | 14:00 | 1.0033 | 30
2020-09-15 14:30 | 14:30 | 0.79999 | 30
2020-09-15 15:00 | 15:00 | 2.0271 | 30
2020-09-15 15:30 | 15:30 | 3.2606 | 30
2020-09-15 16:00 | 16:00 | 4.7704 | 30
2020-09-15 16:30 | 16:30 | 6.1852 | 30
2020-09-15 17:00 | 17:00 | 7.8121 | 30
2020-09-15 17:30 | 17:30 | 8.848 | 30
2020-09-15 18:00 | 18:00 | 9.4173 | 30
2020-09-15 18:30 | 18:30 | 9.342 | 30
2020-09-15 19:00 | 19:00 | 9.0017 | 30
2020-09-15 19:30 | 19:30 | 8.6882 | 30
2020-09-15 20:00 | 20:00 | 8.5562 | 30
2020-09-15 20:30 | 20:30 | 8.5947 | 30
2020-09-15 21:00 | 21:00 | 7.8399 | 30
2020-09-15 21:30 | 21:30 | 7.167 | 30
2020-09-15 22:00 | 22:00 | 6.6394 | 30
2020-09-15 22:30 | 22:30 | 6.6576 | 30
2020-09-15 23:00 | 23:00 | 6.4474 | 30
2020-09-15 23:30 | 23:30 | 5.7502 | 30
2020-09-16 | 0:00 | 5.2166 | 30
2020-09-16 00:30 | 0:30 | 4.4948 | 30
2020-09-16 01:00 | 1:00 | 4.384 | 30
2020-09-16 01:30 | 1:30 | 4.8133 | 30
2020-09-16 02:00 | 2:00 | 4.8441 | 30
2020-09-16 02:30 | 2:30 | 4.7758 | 30
2020-09-16 03:00 | 3:00 | 4.825 | 30
2020-09-16 03:30 | 3:30 | 4.7642 | 30
2020-09-16 04:00 | 4:00 | 4.9129 | 30
2020-09-16 04:30 | 4:30 | 5.2157 | 30
2020-09-16 05:00 | 5:00 | 5.6332 | 30
2020-09-16 05:30 | 5:30 | 6.1718 | 30
2020-09-16 06:00 | 6:00 | 6.9896 | 30
2020-09-16 06:30 | 6:30 | 6.6785 | 30
2020-09-16 07:00 | 7:00 | 5.7708 | 30
2020-09-16 07:30 | 7:30 | 5.1364 | 30
2020-09-16 08:00 | 8:00 | 3.8336 | 30
2020-09-16 08:30 | 8:30 | 3.746 | 30
2020-09-16 09:00 | 9:00 | 3.1621 | 30
2020-09-16 09:30 | 9:30 | 1.9776 | 30
2020-09-16 10:00 | 10:00 | 1.6816 | 30
2020-09-16 10:30 | 10:30 | 1.8733 | 30
2020-09-16 11:00 | 11:00 | 1.1718 | 30
2020-09-16 11:30 | 11:30 | 0.90136 | 30
2020-09-16 12:00 | 12:00 | 0.48858 | 30
2020-09-16 12:30 | 12:30 | 0.66932 | 30
2020-09-16 13:00 | 13:00 | 0.66201 | 30
2020-09-16 13:30 | 13:30 | 0.97317 | 30
2020-09-16 14:00 | 14:00 | 1.6645 | 30
2020-09-16 14:30 | 14:30 | 1.7446 | 30
2020-09-16 15:00 | 15:00 | 2.2834 | 30
2020-09-16 15:30 | 15:30 | 3.224 | 30
2020-09-16 16:00 | 16:00 | 4.8159 | 30
2020-09-16 16:30 | 16:30 | 6.2375 | 30
2020-09-16 17:00 | 17:00 | 7.2173 | 30
2020-09-16 17:30 | 17:30 | 8.3667 | 30
2020-09-16 18:00 | 18:00 | 9.2478 | 30
2020-09-16 18:30 | 18:30 | 9.417 | 30
2020-09-16 19:00 | 19:00 | 9.0063 | 30
2020-09-16 19:30 | 19:30 | 8.8458 | 30
2020-09-16 20:00 | 20:00 | 8.5362 | 30
2020-09-16 20:30 | 20:30 | 8.1077 | 30
2020-09-16 21:00 | 21:00 | 7.5569 | 30
2020-09-16 21:30 | 21:30 | 7.0493 | 30
2020-09-16 22:00 | 22:00 | 5.829 | 30
2020-09-16 22:30 | 22:30 | 5.8959 | 30
2020-09-16 23:00 | 23:00 | 6.6182 | 30
2020-09-16 23:30 | 23:30 | 6.2399 | 30
2020-09-17 | 0:00 | 5.783 | 30
2020-09-17 00:30 | 0:30 | 5.4073 | 30
2020-09-17 01:00 | 1:00 | 5.1926 | 30
2020-09-17 01:30 | 1:30 | 5.0181 | 30
2020-09-17 02:00 | 2:00 | 4.9198 | 30
2020-09-17 02:30 | 2:30 | 4.8853 | 30
2020-09-17 03:00 | 3:00 | 5.4231 | 30
2020-09-17 03:30 | 3:30 | 5.5135 | 30
2020-09-17 04:00 | 4:00 | 4.5825 | 30
2020-09-17 04:30 | 4:30 | 5.6227 | 30
2020-09-17 05:00 | 5:00 | 5.1663 | 30
2020-09-17 05:30 | 5:30 | 6.5009 | 30
2020-09-17 06:00 | 6:00 | 6.7448 | 30
2020-09-17 06:30 | 6:30 | 6.5443 | 30
2020-09-17 07:00 | 7:00 | 5.8775 | 30
2020-09-17 07:30 | 7:30 | 4.6622 | 30
2020-09-17 08:00 | 8:00 | 3.3375 | 30
2020-09-17 08:30 | 8:30 | 1.9259 | 30
2020-09-17 09:00 | 9:00 | 0.99254 | 30
2020-09-17 09:30 | 9:30 | 0.30473 | 30
2020-09-17 10:00 | 10:00 | 0.33452 | 30
2020-09-17 10:30 | 10:30 | 0.46952 | 30
2020-09-17 11:00 | 11:00 | 0.7757 | 30
2020-09-17 11:30 | 11:30 | 0.77531 | 30
2020-09-17 12:00 | 12:00 | 0.73242 | 30
2020-09-17 12:30 | 12:30 | 0.51522 | 30
2020-09-17 13:00 | 13:00 | 1.3663 | 30
2020-09-17 13:30 | 13:30 | 1.5647 | 30
2020-09-17 14:00 | 14:00 | 0.47353 | 30
2020-09-17 14:30 | 14:30 | 1.0287 | 30
2020-09-17 15:00 | 15:00 | 2.121 | 30
2020-09-17 15:30 | 15:30 | 3.7273 | 30
2020-09-17 16:00 | 16:00 | 5.1704 | 30
2020-09-17 16:30 | 16:30 | 6.5476 | 30
2020-09-17 17:00 | 17:00 | 7.6699 | 30
2020-09-17 17:30 | 17:30 | 8.7043 | 30
2020-09-17 18:00 | 18:00 | 9.5467 | 30
2020-09-17 18:30 | 18:30 | 9.8833 | 30
2020-09-17 19:00 | 19:00 | 9.8636 | 30
2020-09-17 19:30 | 19:30 | 9.3957 | 30
2020-09-17 20:00 | 20:00 | 9.2114 | 30
2020-09-17 20:30 | 20:30 | 8.9021 | 30
2020-09-17 21:00 | 21:00 | 8.5547 | 30
2020-09-17 21:30 | 21:30 | 8.1722 | 30
2020-09-17 22:00 | 22:00 | 7.5592 | 30
2020-09-17 22:30 | 22:30 | 7.772 | 30
2020-09-17 23:00 | 23:00 | 7.4369 | 30
2020-09-17 23:30 | 23:30 | 6.7194 | 30
2020-09-18 | 0:00 | 6.2927 | 30
2020-09-18 00:30 | 0:30 | 5.9129 | 30
2020-09-18 01:00 | 1:00 | 5.6937 | 30
2020-09-18 01:30 | 1:30 | 5.2096 | 30
2020-09-18 02:00 | 2:00 | 4.4516 | 30
2020-09-18 02:30 | 2:30 | 4.9957 | 30
2020-09-18 03:00 | 3:00 | 5.3708 | 30
2020-09-18 03:30 | 3:30 | 5.414 | 30
2020-09-18 04:00 | 4:00 | 5.4817 | 30
2020-09-18 04:30 | 4:30 | 5.7372 | 30
2020-09-18 05:00 | 5:00 | 6.0265 | 30
2020-09-18 05:30 | 5:30 | 6.244 | 30
2020-09-18 06:00 | 6:00 | 6.3515 | 30
2020-09-18 06:30 | 6:30 | 5.9091 | 30
2020-09-18 07:00 | 7:00 | 5.6866 | 30
2020-09-18 07:30 | 7:30 | 4.4654 | 30
2020-09-18 08:00 | 8:00 | 3.5175 | 30
2020-09-18 08:30 | 8:30 | 2.9297 | 30
2020-09-18 09:00 | 9:00 | 2.3877 | 30
2020-09-18 09:30 | 9:30 | 1.8406 | 30
2020-09-18 10:00 | 10:00 | 1.2765 | 30
2020-09-18 10:30 | 10:30 | 1.0623 | 30
2020-09-18 11:00 | 11:00 | 0.72704 | 30
2020-09-18 11:30 | 11:30 | 0.78811 | 30
2020-09-18 12:00 | 12:00 | 0.80198 | 30
2020-09-18 12:30 | 12:30 | 1.0372 | 30
2020-09-18 13:00 | 13:00 | 1.4193 | 30
2020-09-18 13:30 | 13:30 | 2.1866 | 30
2020-09-18 14:00 | 14:00 | 2.2766 | 30
2020-09-18 14:30 | 14:30 | 3.024 | 30
2020-09-18 15:00 | 15:00 | 3.8845 | 30
2020-09-18 15:30 | 15:30 | 5.5184 | 30
2020-09-18 16:00 | 16:00 | 6.7011 | 30
2020-09-18 16:30 | 16:30 | 7.5804 | 30
2020-09-18 17:00 | 17:00 | 7.7516 | 30
2020-09-18 17:30 | 17:30 | 8.3027 | 30
2020-09-18 18:00 | 18:00 | 8.7679 | 30
2020-09-18 18:30 | 18:30 | 9.1266 | 30
2020-09-18 19:00 | 19:00 | 8.956 | 30
2020-09-18 19:30 | 19:30 | 8.6775 | 30
2020-09-18 20:00 | 20:00 | 8.4239 | 30
2020-09-18 20:30 | 20:30 | 8.1145 | 30
2020-09-18 21:00 | 21:00 | 7.5555 | 30
2020-09-18 21:30 | 21:30 | 7.0861 | 30
2020-09-18 22:00 | 22:00 | 6.4924 | 30
2020-09-18 22:30 | 22:30 | 6.7087 | 30
2020-09-18 23:00 | 23:00 | 6.3654 | 30
2020-09-18 23:30 | 23:30 | 5.7519 | 30
2020-09-19 | 0:00 | 5.551 | 30
2020-09-19 00:30 | 0:30 | 5.3312 | 30
2020-09-19 01:00 | 1:00 | 4.7536 | 30
2020-09-19 01:30 | 1:30 | 5.5575 | 30
2020-09-19 02:00 | 2:00 | 5.4981 | 30
2020-09-19 02:30 | 2:30 | 5.4668 | 30
2020-09-19 03:00 | 3:00 | 5.4258 | 30
2020-09-19 03:30 | 3:30 | 5.35 | 30
2020-09-19 04:00 | 4:00 | 5.3363 | 30
2020-09-19 04:30 | 4:30 | 5.3786 | 30
2020-09-19 05:00 | 5:00 | 5.628 | 30
2020-09-19 05:30 | 5:30 | 5.6429 | 30
2020-09-19 06:00 | 6:00 | 5.7274 | 30
2020-09-19 06:30 | 6:30 | 5.4821 | 30
2020-09-19 07:00 | 7:00 | 4.9291 | 30
2020-09-19 07:30 | 7:30 | 3.859 | 30
2020-09-19 08:00 | 8:00 | 3.4481 | 30
2020-09-19 08:30 | 8:30 | 4.1698 | 30
2020-09-19 09:00 | 9:00 | 3.28 | 30
2020-09-19 09:30 | 9:30 | 1.0642 | 30
2020-09-19 10:00 | 10:00 | 1.1965 | 30
2020-09-19 10:30 | 10:30 | 0.95439 | 30
2020-09-19 11:00 | 11:00 | 0.61171 | 30
2020-09-19 11:30 | 11:30 | 0.90695 | 30
2020-09-19 12:00 | 12:00 | 0.63458 | 30
2020-09-19 12:30 | 12:30 | 0.63563 | 30
2020-09-19 13:00 | 13:00 | 0.73207 | 30
2020-09-19 13:30 | 13:30 | 0.81408 | 30
2020-09-19 14:00 | 14:00 | 1.8292 | 30
2020-09-19 14:30 | 14:30 | 2.7602 | 30
2020-09-19 15:00 | 15:00 | 4.0929 | 30
2020-09-19 15:30 | 15:30 | 4.5852 | 30
2020-09-19 16:00 | 16:00 | 6.0436 | 30
2020-09-19 16:30 | 16:30 | 5.7861 | 30
2020-09-19 17:00 | 17:00 | 7.2732 | 30
2020-09-19 17:30 | 17:30 | 8.1594 | 30
2020-09-19 18:00 | 18:00 | 8.7573 | 30
2020-09-19 18:30 | 18:30 | 8.7973 | 30
2020-09-19 19:00 | 19:00 | 8.4936 | 30
2020-09-19 19:30 | 19:30 | 8.2431 | 30
2020-09-19 20:00 | 20:00 | 8.0106 | 30
2020-09-19 20:30 | 20:30 | 7.5979 | 30
2020-09-19 21:00 | 21:00 | 7.311 | 30
2020-09-19 21:30 | 21:30 | 7.1501 | 30
2020-09-19 22:00 | 22:00 | 6.6588 | 30
2020-09-19 22:30 | 22:30 | 6.889 | 30
2020-09-19 23:00 | 23:00 | 6.6389 | 30
2020-09-19 23:30 | 23:30 | 6.2135 | 30
2020-09-20 | 0:00 | 5.6369 | 30
2020-09-20 00:30 | 0:30 | 5.2736 | 30
2020-09-20 01:00 | 1:00 | 5.0223 | 30
2020-09-20 01:30 | 1:30 | 4.8739 | 30
2020-09-20 02:00 | 2:00 | 4.8772 | 30
2020-09-20 02:30 | 2:30 | 4.8245 | 30
2020-09-20 03:00 | 3:00 | 4.8061 | 30
2020-09-20 03:30 | 3:30 | 4.7951 | 30
2020-09-20 04:00 | 4:00 | 4.7005 | 30
2020-09-20 04:30 | 4:30 | 4.8325 | 30
2020-09-20 05:00 | 5:00 | 4.8988 | 30
2020-09-20 05:30 | 5:30 | 4.991 | 30
2020-09-20 06:00 | 6:00 | 5.0425 | 30
2020-09-20 06:30 | 6:30 | 4.6768 | 30
2020-09-20 07:00 | 7:00 | 4.0512 | 30
2020-09-20 07:30 | 7:30 | 3.704 | 30
2020-09-20 08:00 | 8:00 | 4.0268 | 30
2020-09-20 08:30 | 8:30 | 4.153 | 30
2020-09-20 09:00 | 9:00 | 3.5073 | 30
2020-09-20 09:30 | 9:30 | 3.0821 | 30
2020-09-20 10:00 | 10:00 | 2.9137 | 30
2020-09-20 10:30 | 10:30 | 2.1768 | 30
2020-09-20 11:00 | 11:00 | 2.4122 | 30
2020-09-20 11:30 | 11:30 | 3.1695 | 30
2020-09-20 12:00 | 12:00 | 2.4829 | 30
2020-09-20 12:30 | 12:30 | 2.0632 | 30
2020-09-20 13:00 | 13:00 | 1.5044 | 30
2020-09-20 13:30 | 13:30 | 2.5221 | 30
2020-09-20 14:00 | 14:00 | 2.2432 | 30
2020-09-20 14:30 | 14:30 | 2.5937 | 30
2020-09-20 15:00 | 15:00 | 3.9187 | 30
2020-09-20 15:30 | 15:30 | 5.5137 | 30
2020-09-20 16:00 | 16:00 | 6.2381 | 30
2020-09-20 16:30 | 16:30 | 7.1275 | 30
2020-09-20 17:00 | 17:00 | 8.2207 | 30
2020-09-20 17:30 | 17:30 | 8.7256 | 30
2020-09-20 18:00 | 18:00 | 8.4234 | 30
2020-09-20 18:30 | 18:30 | 8.719 | 30
2020-09-20 19:00 | 19:00 | 9.5227 | 30
2020-09-20 19:30 | 19:30 | 9.0736 | 30
2020-09-20 20:00 | 20:00 | 8.7531 | 30
2020-09-20 20:30 | 20:30 | 8.3161 | 30
2020-09-20 21:00 | 21:00 | 7.8708 | 30
2020-09-20 21:30 | 21:30 | 7.9455 | 30
2020-09-20 22:00 | 22:00 | 7.3338 | 30
2020-09-20 22:30 | 22:30 | 7.5224 | 30
2020-09-20 23:00 | 23:00 | 7.2678 | 30
2020-09-20 23:30 | 23:30 | 6.6541 | 30
2020-09-21 | 0:00 | 6.2736 | 30
2020-09-21 00:30 | 0:30 | 5.8787 | 30
2020-09-21 01:00 | 1:00 | 5.6772 | 30
2020-09-21 01:30 | 1:30 | 4.9563 | 30
2020-09-21 02:00 | 2:00 | 3.7704 | 30
2020-09-21 02:30 | 2:30 | 4.2974 | 30
2020-09-21 03:00 | 3:00 | 5.343 | 30
2020-09-21 03:30 | 3:30 | 5.31 | 30
2020-09-21 04:00 | 4:00 | 5.2534 | 30
2020-09-21 04:30 | 4:30 | 4.9833 | 30
2020-09-21 05:00 | 5:00 | 5.22 | 30
2020-09-21 05:30 | 5:30 | 5.508 | 30
2020-09-21 06:00 | 6:00 | 5.6686 | 30
2020-09-21 06:30 | 6:30 | 5.6513 | 30
2020-09-21 07:00 | 7:00 | 5.4865 | 30
2020-09-21 07:30 | 7:30 | 4.4008 | 30
2020-09-21 08:00 | 8:00 | 2.8787 | 30
2020-09-21 08:30 | 8:30 | 1.9255 | 30
2020-09-21 09:00 | 9:00 | 1.4654 | 30
2020-09-21 09:30 | 9:30 | 0.68589 | 30
2020-09-21 10:00 | 10:00 | 0.2964 | 30
2020-09-21 10:30 | 10:30 | 0.36229 | 30
2020-09-21 11:00 | 11:00 | 0.058603 | 30
2020-09-21 11:30 | 11:30 | 0.049814 | 30
2020-09-21 12:00 | 12:00 | 1.3289 | 30
2020-09-21 12:30 | 12:30 | 0.60716 | 30
2020-09-21 13:00 | 13:00 | 1.035 | 30
2020-09-21 13:30 | 13:30 | 1.6887 | 30
2020-09-21 14:00 | 14:00 | 2.2985 | 30
2020-09-21 14:30 | 14:30 | 3.2173 | 30
2020-09-21 15:00 | 15:00 | 4.2262 | 30
2020-09-21 15:30 | 15:30 | 5.0289 | 30
2020-09-21 16:00 | 16:00 | 5.6266 | 30
2020-09-21 16:30 | 16:30 | 6.6785 | 30
2020-09-21 17:00 | 17:00 | 7.7313 | 30
2020-09-21 17:30 | 17:30 | 8.8333 | 30
2020-09-21 18:00 | 18:00 | 9.5291 | 30
2020-09-21 18:30 | 18:30 | 9.5382 | 30
2020-09-21 19:00 | 19:00 | 9.0192 | 30
2020-09-21 19:30 | 19:30 | 8.5303 | 30
2020-09-21 20:00 | 20:00 | 8.092 | 30
2020-09-21 20:30 | 20:30 | 7.7545 | 30
2020-09-21 21:00 | 21:00 | 7.1675 | 30
2020-09-21 21:30 | 21:30 | 6.6792 | 30
2020-09-21 22:00 | 22:00 | 5.9912 | 30
2020-09-21 22:30 | 22:30 | 6.0009 | 30
2020-09-21 23:00 | 23:00 | 5.6745 | 30
2020-09-21 23:30 | 23:30 | 5.153 | 30
2020-09-22 | 0:00 | 4.5489 | 30
2020-09-22 00:30 | 0:30 | 4.9526 | 30
2020-09-22 01:00 | 1:00 | 5.8629 | 30
2020-09-22 01:30 | 1:30 | 5.6437 | 30
2020-09-22 02:00 | 2:00 | 5.5996 | 30
2020-09-22 02:30 | 2:30 | 5.5288 | 30
2020-09-22 03:00 | 3:00 | 5.4616 | 30
2020-09-22 03:30 | 3:30 | 5.4893 | 30
2020-09-22 04:00 | 4:00 | 5.6084 | 30
2020-09-22 04:30 | 4:30 | 5.7079 | 30
2020-09-22 05:00 | 5:00 | 6.0184 | 30
2020-09-22 05:30 | 5:30 | 6.1665 | 30
2020-09-22 06:00 | 6:00 | 6.1622 | 30
2020-09-22 06:30 | 6:30 | 5.9361 | 30
2020-09-22 07:00 | 7:00 | 5.9507 | 30
2020-09-22 07:30 | 7:30 | 4.9165 | 30
2020-09-22 08:00 | 8:00 | 3.8274 | 30
2020-09-22 08:30 | 8:30 | 3.2049 | 30
2020-09-22 09:00 | 9:00 | 3.106 | 30
2020-09-22 09:30 | 9:30 | 3.2114 | 30
2020-09-22 10:00 | 10:00 | 2.3565 | 30
2020-09-22 10:30 | 10:30 | 1.9607 | 30
2020-09-22 11:00 | 11:00 | 1.598 | 30
2020-09-22 11:30 | 11:30 | 3.6629 | 30
2020-09-22 12:00 | 12:00 | 3.1045 | 30
2020-09-22 12:30 | 12:30 | 4.6677 | 30
2020-09-22 13:00 | 13:00 | 5.1854 | 30
2020-09-22 13:30 | 13:30 | 4.2554 | 30
2020-09-22 14:00 | 14:00 | 4.5925 | 30
2020-09-22 14:30 | 14:30 | 3.1872 | 30
2020-09-22 15:00 | 15:00 | 3.907 | 30
2020-09-22 15:30 | 15:30 | 3.1696 | 30
2020-09-22 16:00 | 16:00 | 5.9169 | 30
2020-09-22 16:30 | 16:30 | 7.1356 | 30
2020-09-22 17:00 | 17:00 | 7.9878 | 30
2020-09-22 17:30 | 17:30 | 9.0609 | 30
2020-09-22 18:00 | 18:00 | 10.0787 | 30
2020-09-22 18:30 | 18:30 | 10.2859 | 30
2020-09-22 19:00 | 19:00 | 9.7224 | 30
2020-09-22 19:30 | 19:30 | 9.0798 | 30
2020-09-22 20:00 | 20:00 | 8.8037 | 30
2020-09-22 20:30 | 20:30 | 8.4835 | 30
2020-09-22 21:00 | 21:00 | 7.9835 | 30
2020-09-22 21:30 | 21:30 | 7.5944 | 30
2020-09-22 22:00 | 22:00 | 6.9764 | 30
2020-09-22 22:30 | 22:30 | 7.2563 | 30
2020-09-22 23:00 | 23:00 | 6.8806 | 30
2020-09-22 23:30 | 23:30 | 6.2541 | 30
2020-09-23 | 0:00 | 5.7085 | 30
2020-09-23 00:30 | 0:30 | 5.334 | 30
2020-09-23 01:00 | 1:00 | 5.1337 | 30
2020-09-23 01:30 | 1:30 | 5.0602 | 30
2020-09-23 02:00 | 2:00 | 4.9599 | 30
2020-09-23 02:30 | 2:30 | 4.7846 | 30
2020-09-23 03:00 | 3:00 | 4.1383 | 30
2020-09-23 03:30 | 3:30 | 4.6114 | 30
2020-09-23 04:00 | 4:00 | 4.5085 | 30
2020-09-23 04:30 | 4:30 | 5.097 | 30
2020-09-23 05:00 | 5:00 | 5.3732 | 30
2020-09-23 05:30 | 5:30 | 5.5669 | 30
2020-09-23 06:00 | 6:00 | 6.2996 | 30
2020-09-23 06:30 | 6:30 | 6.8043 | 30
2020-09-23 07:00 | 7:00 | 7.1052 | 30
2020-09-23 07:30 | 7:30 | 6.9166 | 30
2020-09-23 08:00 | 8:00 | 6.5443 | 30
2020-09-23 08:30 | 8:30 | 6.306 | 30
2020-09-23 09:00 | 9:00 | 6.5191 | 30
2020-09-23 09:30 | 9:30 | 6.6382 | 30
2020-09-23 10:00 | 10:00 | 5.1118 | 30
2020-09-23 10:30 | 10:30 | 4.1353 | 30
2020-09-23 11:00 | 11:00 | 0.39642 | 30
2020-09-23 11:30 | 11:30 | 0.40048 | 30
2020-09-23 12:00 | 12:00 | 3.2155 | 30
2020-09-23 12:30 | 12:30 | 4.3047 | 30
2020-09-23 13:00 | 13:00 | 2.1573 | 30
2020-09-23 13:30 | 13:30 | 4.6441 | 30
2020-09-23 14:00 | 14:00 | 4.0033 | 30
2020-09-23 14:30 | 14:30 | 4.1956 | 30
2020-09-23 15:00 | 15:00 | 6.0305 | 30
2020-09-23 15:30 | 15:30 | 6.3525 | 30
2020-09-23 16:00 | 16:00 | 6.6693 | 30
2020-09-23 16:30 | 16:30 | 7.8613 | 30
2020-09-23 17:00 | 17:00 | 8.7874 | 30
2020-09-23 17:30 | 17:30 | 9.5671 | 30
2020-09-23 18:00 | 18:00 | 10.2373 | 30
2020-09-23 18:30 | 18:30 | 10.4115 | 30
2020-09-23 19:00 | 19:00 | 9.9039 | 30
2020-09-23 19:30 | 19:30 | 9.2964 | 30
2020-09-23 20:00 | 20:00 | 8.8339 | 30
2020-09-23 20:30 | 20:30 | 8.3336 | 30
2020-09-23 21:00 | 21:00 | 7.8728 | 30
2020-09-23 21:30 | 21:30 | 7.4639 | 30
2020-09-23 22:00 | 22:00 | 7.1253 | 30
2020-09-23 22:30 | 22:30 | 7.8276 | 30
2020-09-23 23:00 | 23:00 | 7.6237 | 30
2020-09-23 23:30 | 23:30 | 6.9025 | 30
2020-09-24 | 0:00 | 6.3821 | 30
2020-09-24 00:30 | 0:30 | 6.0533 | 30
2020-09-24 01:00 | 1:00 | 5.9148 | 30
2020-09-24 01:30 | 1:30 | 5.7554 | 30
2020-09-24 02:00 | 2:00 | 5.6083 | 30
2020-09-24 02:30 | 2:30 | 5.5471 | 30
2020-09-24 03:00 | 3:00 | 5.5794 | 30
2020-09-24 03:30 | 3:30 | 5.6193 | 30
2020-09-24 04:00 | 4:00 | 5.6113 | 30
2020-09-24 04:30 | 4:30 | 5.7873 | 30
2020-09-24 05:00 | 5:00 | 6.0566 | 30
2020-09-24 05:30 | 5:30 | 6.272 | 30
2020-09-24 06:00 | 6:00 | 6.2951 | 30
2020-09-24 06:30 | 6:30 | 5.9352 | 30
2020-09-24 07:00 | 7:00 | 4.9333 | 30
2020-09-24 07:30 | 7:30 | 4.4844 | 30
2020-09-24 08:00 | 8:00 | 2.5118 | 30
2020-09-24 08:30 | 8:30 | 2.2074 | 30
2020-09-24 09:00 | 9:00 | 1.8353 | 30
2020-09-24 09:30 | 9:30 | 0.47396 | 30
2020-09-24 10:00 | 10:00 | 0.53738 | 30
2020-09-24 10:30 | 10:30 | 1.537 | 30
2020-09-24 11:00 | 11:00 | 1.7776 | 30
2020-09-24 11:30 | 11:30 | 1.821 | 30
2020-09-24 12:00 | 12:00 | 1.6139 | 30
2020-09-24 12:30 | 12:30 | 1.2683 | 30
2020-09-24 13:00 | 13:00 | 1.1592 | 30
2020-09-24 13:30 | 13:30 | 0.71087 | 30
2020-09-24 14:00 | 14:00 | 0.53046 | 30
2020-09-24 14:30 | 14:30 | 1.1465 | 30
2020-09-24 15:00 | 15:00 | 2.297 | 30
2020-09-24 15:30 | 15:30 | 3.6565 | 30
2020-09-24 16:00 | 16:00 | 4.945 | 30
2020-09-24 16:30 | 16:30 | 6.164 | 30
2020-09-24 17:00 | 17:00 | 7.3435 | 30
2020-09-24 17:30 | 17:30 | 8.2311 | 30
2020-09-24 18:00 | 18:00 | 9.2462 | 30
2020-09-24 18:30 | 18:30 | 9.8346 | 30
2020-09-24 19:00 | 19:00 | 9.5594 | 30
2020-09-24 19:30 | 19:30 | 9.1861 | 30
2020-09-24 20:00 | 20:00 | 8.8132 | 30
2020-09-24 20:30 | 20:30 | 8.428 | 30
2020-09-24 21:00 | 21:00 | 8.0651 | 30
2020-09-24 21:30 | 21:30 | 7.6498 | 30
2020-09-24 22:00 | 22:00 | 7.0977 | 30
2020-09-24 22:30 | 22:30 | 7.0184 | 30
2020-09-24 23:00 | 23:00 | 6.5224 | 30
2020-09-24 23:30 | 23:30 | 5.7863 | 30
2020-09-25 | 0:00 | 5.1737 | 30
2020-09-25 00:30 | 0:30 | 4.7142 | 30
2020-09-25 01:00 | 1:00 | 4.395 | 30
2020-09-25 01:30 | 1:30 | 4.2094 | 30
2020-09-25 02:00 | 2:00 | 4.0788 | 30
2020-09-25 02:30 | 2:30 | 5.2611 | 30
2020-09-25 03:00 | 3:00 | 5.431 | 30
2020-09-25 03:30 | 3:30 | 5.3666 | 30
2020-09-25 04:00 | 4:00 | 5.41 | 30
2020-09-25 04:30 | 4:30 | 5.6289 | 30
2020-09-25 05:00 | 5:00 | 5.9306 | 30
2020-09-25 05:30 | 5:30 | 5.9825 | 30
2020-09-25 06:00 | 6:00 | 5.6951 | 30
2020-09-25 06:30 | 6:30 | 5.252 | 30
2020-09-25 07:00 | 7:00 | 4.4111 | 30
2020-09-25 07:30 | 7:30 | 3.6528 | 30
2020-09-25 08:00 | 8:00 | 2.6899 | 30
2020-09-25 08:30 | 8:30 | 1.9491 | 30
2020-09-25 09:00 | 9:00 | 1.1724 | 30
2020-09-25 09:30 | 9:30 | 0.3759 | 30
2020-09-25 10:00 | 10:00 | 0.35664 | 30
2020-09-25 10:30 | 10:30 | 0.86406 | 30
2020-09-25 11:00 | 11:00 | 1.1081 | 30
2020-09-25 11:30 | 11:30 | 1.2423 | 30
2020-09-25 12:00 | 12:00 | 0.78441 | 30
2020-09-25 12:30 | 12:30 | 0.57092 | 30
2020-09-25 13:00 | 13:00 | 0.72353 | 30
2020-09-25 13:30 | 13:30 | 0.6408 | 30
2020-09-25 14:00 | 14:00 | 1.4768 | 30
2020-09-25 14:30 | 14:30 | 2.9688 | 30
2020-09-25 15:00 | 15:00 | 3.3372 | 30
2020-09-25 15:30 | 15:30 | 4.5081 | 30
2020-09-25 16:00 | 16:00 | 5.7891 | 30
2020-09-25 16:30 | 16:30 | 6.8476 | 30
2020-09-25 17:00 | 17:00 | 8.2147 | 30
2020-09-25 17:30 | 17:30 | 8.782 | 30
2020-09-25 18:00 | 18:00 | 9.4529 | 30
2020-09-25 18:30 | 18:30 | 9.6996 | 30
2020-09-25 19:00 | 19:00 | 9.4575 | 30
2020-09-25 19:30 | 19:30 | 9.2548 | 30
2020-09-25 20:00 | 20:00 | 8.941 | 30
2020-09-25 20:30 | 20:30 | 8.5717 | 30
2020-09-25 21:00 | 21:00 | 8.2988 | 30
2020-09-25 21:30 | 21:30 | 8.0142 | 30
2020-09-25 22:00 | 22:00 | 7.4123 | 30
2020-09-25 22:30 | 22:30 | 7.6045 | 30
2020-09-25 23:00 | 23:00 | 7.2242 | 30
2020-09-25 23:30 | 23:30 | 6.4361 | 30
2020-09-26 | 0:00 | 5.9256 | 30
2020-09-26 00:30 | 0:30 | 5.5726 | 30
2020-09-26 01:00 | 1:00 | 5.7211 | 30
2020-09-26 01:30 | 1:30 | 5.6118 | 30
2020-09-26 02:00 | 2:00 | 5.4904 | 30
2020-09-26 02:30 | 2:30 | 5.4238 | 30
2020-09-26 03:00 | 3:00 | 5.3442 | 30
2020-09-26 03:30 | 3:30 | 5.3396 | 30
2020-09-26 04:00 | 4:00 | 5.3434 | 30
2020-09-26 04:30 | 4:30 | 5.3372 | 30
2020-09-26 05:00 | 5:00 | 5.4412 | 30
2020-09-26 05:30 | 5:30 | 5.4221 | 30
2020-09-26 06:00 | 6:00 | 5.1339 | 30
2020-09-26 06:30 | 6:30 | 4.5545 | 30
2020-09-26 07:00 | 7:00 | 3.7692 | 30
2020-09-26 07:30 | 7:30 | 3.1325 | 30
2020-09-26 08:00 | 8:00 | 2.5171 | 30
2020-09-26 08:30 | 8:30 | 1.5907 | 30
2020-09-26 09:00 | 9:00 | 0.95345 | 30
2020-09-26 09:30 | 9:30 | 0.30556 | 30
2020-09-26 10:00 | 10:00 | 1.1238 | 30
2020-09-26 10:30 | 10:30 | 1.7186 | 30
2020-09-26 11:00 | 11:00 | 1.5367 | 30
2020-09-26 11:30 | 11:30 | 1.6494 | 30
2020-09-26 12:00 | 12:00 | 1.813 | 30
2020-09-26 12:30 | 12:30 | 1.8185 | 30
2020-09-26 13:00 | 13:00 | 1.6996 | 30
2020-09-26 13:30 | 13:30 | 1.1008 | 30
2020-09-26 14:00 | 14:00 | 0.54347 | 30
2020-09-26 14:30 | 14:30 | 0.80576 | 30
2020-09-26 15:00 | 15:00 | 1.6717 | 30
2020-09-26 15:30 | 15:30 | 3.0392 | 30
2020-09-26 16:00 | 16:00 | 4.3509 | 30
2020-09-26 16:30 | 16:30 | 5.8705 | 30
2020-09-26 17:00 | 17:00 | 7.1813 | 30
2020-09-26 17:30 | 17:30 | 7.9132 | 30
2020-09-26 18:00 | 18:00 | 8.6966 | 30
2020-09-26 18:30 | 18:30 | 9.1578 | 30
2020-09-26 19:00 | 19:00 | 9.5729 | 30
2020-09-26 19:30 | 19:30 | 9.276 | 30
2020-09-26 20:00 | 20:00 | 8.9177 | 30
2020-09-26 20:30 | 20:30 | 8.6463 | 30
2020-09-26 21:00 | 21:00 | 8.3533 | 30
2020-09-26 21:30 | 21:30 | 8.1154 | 30
2020-09-26 22:00 | 22:00 | 7.6346 | 30
2020-09-26 22:30 | 22:30 | 7.5406 | 30
2020-09-26 23:00 | 23:00 | 6.802 | 30
2020-09-26 23:30 | 23:30 | 6.2137 | 30
2020-09-27 | 0:00 | 5.6764 | 30
2020-09-27 00:30 | 0:30 | 5.4014 | 30
2020-09-27 01:00 | 1:00 | 5.2757 | 30
2020-09-27 01:30 | 1:30 | 5.3648 | 30
2020-09-27 02:00 | 2:00 | 5.2788 | 30
2020-09-27 02:30 | 2:30 | 5.1941 | 30
2020-09-27 03:00 | 3:00 | 5.2229 | 30
2020-09-27 03:30 | 3:30 | 5.205 | 30
2020-09-27 04:00 | 4:00 | 5.3719 | 30
2020-09-27 04:30 | 4:30 | 5.8162 | 30
2020-09-27 05:00 | 5:00 | 5.9672 | 30
2020-09-27 05:30 | 5:30 | 6.0126 | 30
2020-09-27 06:00 | 6:00 | 5.7059 | 30
2020-09-27 06:30 | 6:30 | 4.8038 | 30
2020-09-27 07:00 | 7:00 | 3.8223 | 30
2020-09-27 07:30 | 7:30 | 2.9015 | 30
2020-09-27 08:00 | 8:00 | 2.0422 | 30
2020-09-27 08:30 | 8:30 | 1.1193 | 30
2020-09-27 09:00 | 9:00 | 0.60547 | 30
2020-09-27 09:30 | 9:30 | 0.58223 | 30
2020-09-27 10:00 | 10:00 | 0.95945 | 30
2020-09-27 10:30 | 10:30 | 0.74775 | 30
2020-09-27 11:00 | 11:00 | 0.89604 | 30
2020-09-27 11:30 | 11:30 | 0.94353 | 30
2020-09-27 12:00 | 12:00 | 0.92231 | 30
2020-09-27 12:30 | 12:30 | 0.9116 | 30
2020-09-27 13:00 | 13:00 | 0.72797 | 30
2020-09-27 13:30 | 13:30 | 0.45613 | 30
2020-09-27 14:00 | 14:00 | 0.57904 | 30
2020-09-27 14:30 | 14:30 | 1.0111 | 30
2020-09-27 15:00 | 15:00 | 1.9104 | 30
2020-09-27 15:30 | 15:30 | 3.2293 | 30
2020-09-27 16:00 | 16:00 | 4.6423 | 30
2020-09-27 16:30 | 16:30 | 6.2215 | 30
2020-09-27 17:00 | 17:00 | 7.5013 | 30
2020-09-27 17:30 | 17:30 | 8.5339 | 30
2020-09-27 18:00 | 18:00 | 9.2661 | 30
2020-09-27 18:30 | 18:30 | 9.5202 | 30
2020-09-27 19:00 | 19:00 | 9.1697 | 30
2020-09-27 19:30 | 19:30 | 8.8532 | 30
2020-09-27 20:00 | 20:00 | 8.6962 | 30
2020-09-27 20:30 | 20:30 | 8.127 | 30
2020-09-27 21:00 | 21:00 | 8.0812 | 30
2020-09-27 21:30 | 21:30 | 7.7939 | 30
2020-09-27 22:00 | 22:00 | 7.0961 | 30
2020-09-27 22:30 | 22:30 | 6.8464 | 30
2020-09-27 23:00 | 23:00 | 6.4844 | 30
2020-09-27 23:30 | 23:30 | 5.8347 | 30
2020-09-28 | 0:00 | 5.3873 | 30
2020-09-28 00:30 | 0:30 | 4.7711 | 30
2020-09-28 01:00 | 1:00 | 4.3953 | 30
2020-09-28 01:30 | 1:30 | 4.1726 | 30
2020-09-28 02:00 | 2:00 | 4.0092 | 30
2020-09-28 02:30 | 2:30 | 4.5236 | 30
2020-09-28 03:00 | 3:00 | 4.614 | 30
2020-09-28 03:30 | 3:30 | 4.7362 | 30
2020-09-28 04:00 | 4:00 | 4.8806 | 30
2020-09-28 04:30 | 4:30 | 5.0545 | 30
2020-09-28 05:00 | 5:00 | 5.3729 | 30
2020-09-28 05:30 | 5:30 | 6.2848 | 30
2020-09-28 06:00 | 6:00 | 6.365 | 30
2020-09-28 06:30 | 6:30 | 5.7717 | 30
2020-09-28 07:00 | 7:00 | 4.8296 | 30
2020-09-28 07:30 | 7:30 | 3.8178 | 30
2020-09-28 08:00 | 8:00 | 2.6507 | 30
2020-09-28 08:30 | 8:30 | 1.784 | 30
2020-09-28 09:00 | 9:00 | 0.89103 | 30
2020-09-28 09:30 | 9:30 | 0.82214 | 30
2020-09-28 10:00 | 10:00 | 0.75399 | 30
2020-09-28 10:30 | 10:30 | 0.88845 | 30
2020-09-28 11:00 | 11:00 | 1.1156 | 30
2020-09-28 11:30 | 11:30 | 1.1098 | 30
2020-09-28 12:00 | 12:00 | 1.2946 | 30
2020-09-28 12:30 | 12:30 | 1.2033 | 30
2020-09-28 13:00 | 13:00 | 0.78477 | 30
2020-09-28 13:30 | 13:30 | 1.1742 | 30
2020-09-28 14:00 | 14:00 | 0.93827 | 30
2020-09-28 14:30 | 14:30 | 1.1422 | 30
2020-09-28 15:00 | 15:00 | 1.8438 | 30
2020-09-28 15:30 | 15:30 | 3.1407 | 30
2020-09-28 16:00 | 16:00 | 4.8738 | 30
2020-09-28 16:30 | 16:30 | 6.3141 | 30
2020-09-28 17:00 | 17:00 | 7.5657 | 30
2020-09-28 17:30 | 17:30 | 8.8579 | 30
2020-09-28 18:00 | 18:00 | 9.7906 | 30
2020-09-28 18:30 | 18:30 | 10.0787 | 30
2020-09-28 19:00 | 19:00 | 9.8019 | 30
2020-09-28 19:30 | 19:30 | 9.308 | 30
2020-09-28 20:00 | 20:00 | 8.9923 | 30
2020-09-28 20:30 | 20:30 | 8.64 | 30
2020-09-28 21:00 | 21:00 | 8.1231 | 30
2020-09-28 21:30 | 21:30 | 7.4892 | 30
2020-09-28 22:00 | 22:00 | 6.9273 | 30
2020-09-28 22:30 | 22:30 | 6.8529 | 30
2020-09-28 23:00 | 23:00 | 6.315 | 30
2020-09-28 23:30 | 23:30 | 5.875 | 30
2020-09-29 | 0:00 | 5.351 | 30
2020-09-29 00:30 | 0:30 | 5.0942 | 30
2020-09-29 01:00 | 1:00 | 4.9337 | 30
2020-09-29 01:30 | 1:30 | 4.8014 | 30
2020-09-29 02:00 | 2:00 | 4.7369 | 30
2020-09-29 02:30 | 2:30 | 4.6792 | 30
2020-09-29 03:00 | 3:00 | 4.6604 | 30
2020-09-29 03:30 | 3:30 | 4.7079 | 30
2020-09-29 04:00 | 4:00 | 4.8057 | 30
2020-09-29 04:30 | 4:30 | 4.8223 | 30
2020-09-29 05:00 | 5:00 | 5.0846 | 30
2020-09-29 05:30 | 5:30 | 5.4081 | 30
2020-09-29 06:00 | 6:00 | 5.5635 | 30
2020-09-29 06:30 | 6:30 | 5.1199 | 30
2020-09-29 07:00 | 7:00 | 4.2082 | 30
2020-09-29 07:30 | 7:30 | 3.1543 | 30
2020-09-29 08:00 | 8:00 | 2.3276 | 30
2020-09-29 08:30 | 8:30 | 3.4369 | 30
2020-09-29 09:00 | 9:00 | 2.6712 | 30
2020-09-29 09:30 | 9:30 | 1.8734 | 30
2020-09-29 10:00 | 10:00 | 1.3681 | 30
2020-09-29 10:30 | 10:30 | 1.5987 | 30
2020-09-29 11:00 | 11:00 | 1.9476 | 30
2020-09-29 11:30 | 11:30 | 1.7467 | 30
2020-09-29 12:00 | 12:00 | 1.2243 | 30
2020-09-29 12:30 | 12:30 | 1.4882 | 30
2020-09-29 13:00 | 13:00 | 1.0372 | 30
2020-09-29 13:30 | 13:30 | 0.85017 | 30
2020-09-29 14:00 | 14:00 | 1.1645 | 30
2020-09-29 14:30 | 14:30 | 1.4084 | 30
2020-09-29 15:00 | 15:00 | 1.917 | 30
2020-09-29 15:30 | 15:30 | 3.3204 | 30
2020-09-29 16:00 | 16:00 | 4.3186 | 30
2020-09-29 16:30 | 16:30 | 5.7782 | 30
2020-09-29 17:00 | 17:00 | 7.1051 | 30
2020-09-29 17:30 | 17:30 | 8.4166 | 30
2020-09-29 18:00 | 18:00 | 9.3311 | 30
2020-09-29 18:30 | 18:30 | 9.5878 | 30
2020-09-29 19:00 | 19:00 | 9.3927 | 30
2020-09-29 19:30 | 19:30 | 9.1195 | 30
2020-09-29 20:00 | 20:00 | 8.9711 | 30
2020-09-29 20:30 | 20:30 | 8.5526 | 30
2020-09-29 21:00 | 21:00 | 8.0402 | 30
2020-09-29 21:30 | 21:30 | 7.6682 | 30
2020-09-29 22:00 | 22:00 | 7.1012 | 30
2020-09-29 22:30 | 22:30 | 7.1983 | 30
2020-09-29 23:00 | 23:00 | 6.7981 | 30
2020-09-29 23:30 | 23:30 | 6.1173 | 30
2020-09-30 | 0:00 | 5.6127 | 30
2020-09-30 00:30 | 0:30 | 5.3243 | 30
2020-09-30 01:00 | 1:00 | 5.0877 | 30
2020-09-30 01:30 | 1:30 | 4.9557 | 30
2020-09-30 02:00 | 2:00 | 4.8685 | 30
2020-09-30 02:30 | 2:30 | 4.8433 | 30
2020-09-30 03:00 | 3:00 | 4.5586 | 30
2020-09-30 03:30 | 3:30 | 4.048 | 30
2020-09-30 04:00 | 4:00 | 4.6406 | 30
2020-09-30 04:30 | 4:30 | 5.9731 | 30
2020-09-30 05:00 | 5:00 | 6.4154 | 30
2020-09-30 05:30 | 5:30 | 6.6981 | 30
2020-09-30 06:00 | 6:00 | 6.7138 | 30
2020-09-30 06:30 | 6:30 | 5.946 | 30
2020-09-30 07:00 | 7:00 | 4.3565 | 30
2020-09-30 07:30 | 7:30 | 5.6121 | 30
2020-09-30 08:00 | 8:00 | 4.5692 | 30
2020-09-30 08:30 | 8:30 | 2.1689 | 30
2020-09-30 09:00 | 9:00 | 1.7546 | 30
2020-09-30 09:30 | 9:30 | 3.2712 | 30
2020-09-30 10:00 | 10:00 | 1.0636 | 30
2020-09-30 10:30 | 10:30 | 0.82144 | 30
2020-09-30 11:00 | 11:00 | 3.261 | 30
2020-09-30 11:30 | 11:30 | 3.8379 | 30
2020-09-30 12:00 | 12:00 | 5.6144 | 30
2020-09-30 12:30 | 12:30 | 3.8173 | 30
2020-09-30 13:00 | 13:00 | 4.4048 | 30
2020-09-30 13:30 | 13:30 | 3.9748 | 30
2020-09-30 14:00 | 14:00 | 4.7227 | 30
2020-09-30 14:30 | 14:30 | 4.6253 | 30
2020-09-30 15:00 | 15:00 | 3.7062 | 30
2020-09-30 15:30 | 15:30 | 3.8841 | 30
2020-09-30 16:00 | 16:00 | 5.0503 | 30
2020-09-30 16:30 | 16:30 | 6.4686 | 30
2020-09-30 17:00 | 17:00 | 7.4852 | 30
2020-09-30 17:30 | 17:30 | 8.3501 | 30
2020-09-30 18:00 | 18:00 | 9.3128 | 30
2020-09-30 18:30 | 18:30 | 9.6898 | 30
2020-09-30 19:00 | 19:00 | 9.1614 | 30
2020-09-30 19:30 | 19:30 | 8.6128 | 30
2020-09-30 20:00 | 20:00 | 8.5037 | 30
2020-09-30 20:30 | 20:30 | 8.2164 | 30
2020-09-30 21:00 | 21:00 | 7.8613 | 30
2020-09-30 21:30 | 21:30 | 7.2798 | 30
2020-09-30 22:00 | 22:00 | 6.563 | 30
2020-09-30 22:30 | 22:30 | 6.6666 | 30
2020-09-30 23:00 | 23:00 | 6.6989 | 30
2020-09-30 23:30 | 23:30 | 6.8613 | 30
2020-10-01 | 0:00 | 6.3363 | 30
2020-10-01 00:30 | 0:30 | 6.0591 | 30
2020-10-01 01:00 | 1:00 | 5.7841 | 30
2020-10-01 01:30 | 1:30 | 5.6759 | 30
2020-10-01 02:00 | 2:00 | 5.614 | 30
2020-10-01 02:30 | 2:30 | 5.4796 | 30
2020-10-01 03:00 | 3:00 | 5.5171 | 30
2020-10-01 03:30 | 3:30 | 5.5973 | 30
2020-10-01 04:00 | 4:00 | 5.7547 | 30
2020-10-01 04:30 | 4:30 | 5.8824 | 30
2020-10-01 05:00 | 5:00 | 6.2926 | 30
2020-10-01 05:30 | 5:30 | 6.3121 | 30
2020-10-01 06:00 | 6:00 | 5.7002 | 30
2020-10-01 06:30 | 6:30 | 4.8931 | 30
2020-10-01 07:00 | 7:00 | 4.2205 | 30
2020-10-01 07:30 | 7:30 | 3.2446 | 30
2020-10-01 08:00 | 8:00 | 2.1079 | 30
2020-10-01 08:30 | 8:30 | 1.1822 | 30
2020-10-01 09:00 | 9:00 | 0.59294 | 30
2020-10-01 09:30 | 9:30 | 0.85045 | 30
2020-10-01 10:00 | 10:00 | 1.6345 | 30
2020-10-01 10:30 | 10:30 | 2.0045 | 30
2020-10-01 11:00 | 11:00 | 2.1409 | 30
2020-10-01 11:30 | 11:30 | 1.6632 | 30
2020-10-01 12:00 | 12:00 | 1.3102 | 30
2020-10-01 12:30 | 12:30 | 0.84012 | 30
2020-10-01 13:00 | 13:00 | 1.1232 | 30
2020-10-01 13:30 | 13:30 | 0.96656 | 30
2020-10-01 14:00 | 14:00 | 1.1384 | 30
2020-10-01 14:30 | 14:30 | 4.9225 | 30
2020-10-01 15:00 | 15:00 | 4.0515 | 30
2020-10-01 15:30 | 15:30 | 4.1838 | 30
2020-10-01 16:00 | 16:00 | 5.2383 | 30
2020-10-01 16:30 | 16:30 | 6.0636 | 30
2020-10-01 17:00 | 17:00 | 6.5161 | 30
2020-10-01 17:30 | 17:30 | 7.1092 | 30
2020-10-01 18:00 | 18:00 | 8.0759 | 30
2020-10-01 18:30 | 18:30 | 8.3773 | 30
2020-10-01 19:00 | 19:00 | 8.2228 | 30
2020-10-01 19:30 | 19:30 | 7.8384 | 30
2020-10-01 20:00 | 20:00 | 7.6138 | 30
2020-10-01 20:30 | 20:30 | 7.3502 | 30
2020-10-01 21:00 | 21:00 | 7.1081 | 30
2020-10-01 21:30 | 21:30 | 6.6741 | 30
2020-10-01 22:00 | 22:00 | 5.8875 | 30
2020-10-01 22:30 | 22:30 | 6.0714 | 30
2020-10-01 23:00 | 23:00 | 6.1144 | 30
2020-10-01 23:30 | 23:30 | 5.4268 | 30
2020-10-02 | 0:00 | 4.6201 | 30
2020-10-02 00:30 | 0:30 | 4.2145 | 30
2020-10-02 01:00 | 1:00 | 4.2278 | 30
2020-10-02 01:30 | 1:30 | 4.3783 | 30
2020-10-02 02:00 | 2:00 | 4.2982 | 30
2020-10-02 02:30 | 2:30 | 4.3509 | 30
2020-10-02 03:00 | 3:00 | 4.8896 | 30
2020-10-02 03:30 | 3:30 | 4.8716 | 30
2020-10-02 04:00 | 4:00 | 4.8582 | 30
2020-10-02 04:30 | 4:30 | 5.0282 | 30
2020-10-02 05:00 | 5:00 | 5.5554 | 30
2020-10-02 05:30 | 5:30 | 5.0909 | 30
2020-10-02 06:00 | 6:00 | 5.9543 | 30
2020-10-02 06:30 | 6:30 | 5.3049 | 30
2020-10-02 07:00 | 7:00 | 4.5329 | 30
2020-10-02 07:30 | 7:30 | 3.5002 | 30
2020-10-02 08:00 | 8:00 | 2.5492 | 30
2020-10-02 08:30 | 8:30 | 1.6454 | 30
2020-10-02 09:00 | 9:00 | 0.85839 | 30
2020-10-02 09:30 | 9:30 | 0.43427 | 30
2020-10-02 10:00 | 10:00 | 0.42119 | 30
2020-10-02 10:30 | 10:30 | 0.63396 | 30
2020-10-02 11:00 | 11:00 | 0.98403 | 30
2020-10-02 11:30 | 11:30 | 1.0851 | 30
2020-10-02 12:00 | 12:00 | 1.7318 | 30
2020-10-02 12:30 | 12:30 | 1.6074 | 30
2020-10-02 13:00 | 13:00 | 1.8173 | 30
2020-10-02 13:30 | 13:30 | 1.5433 | 30
2020-10-02 14:00 | 14:00 | 1.0335 | 30
2020-10-02 14:30 | 14:30 | 0.88435 | 30
2020-10-02 15:00 | 15:00 | 1.7344 | 30
2020-10-02 15:30 | 15:30 | 2.955 | 30
2020-10-02 16:00 | 16:00 | 4.9222 | 30
2020-10-02 16:30 | 16:30 | 6.1071 | 30
2020-10-02 17:00 | 17:00 | 7.0861 | 30
2020-10-02 17:30 | 17:30 | 8.2682 | 30
2020-10-02 18:00 | 18:00 | 9.0671 | 30
2020-10-02 18:30 | 18:30 | 9.4942 | 30
2020-10-02 19:00 | 19:00 | 9.108 | 30
2020-10-02 19:30 | 19:30 | 8.4417 | 30
2020-10-02 20:00 | 20:00 | 8.2228 | 30
2020-10-02 20:30 | 20:30 | 7.932 | 30
2020-10-02 21:00 | 21:00 | 7.5355 | 30
2020-10-02 21:30 | 21:30 | 7.1155 | 30
2020-10-02 22:00 | 22:00 | 6.2631 | 30
2020-10-02 22:30 | 22:30 | 6.3919 | 30
2020-10-02 23:00 | 23:00 | 5.7751 | 30
2020-10-02 23:30 | 23:30 | 5.2007 | 30
2020-10-03 | 0:00 | 4.7544 | 30
2020-10-03 00:30 | 0:30 | 4.7634 | 30
2020-10-03 01:00 | 1:00 | 5.0242 | 30
2020-10-03 01:30 | 1:30 | 5.2558 | 30
2020-10-03 02:00 | 2:00 | 5.2206 | 30
2020-10-03 02:30 | 2:30 | 5.2401 | 30
2020-10-03 03:00 | 3:00 | 5.276 | 30
2020-10-03 03:30 | 3:30 | 5.3349 | 30
2020-10-03 04:00 | 4:00 | 5.3829 | 30
2020-10-03 04:30 | 4:30 | 5.3605 | 30
2020-10-03 05:00 | 5:00 | 5.5294 | 30
2020-10-03 05:30 | 5:30 | 5.6051 | 30
2020-10-03 06:00 | 6:00 | 5.2064 | 30
2020-10-03 06:30 | 6:30 | 4.5829 | 30
2020-10-03 07:00 | 7:00 | 3.8982 | 30
2020-10-03 07:30 | 7:30 | 3.0484 | 30
2020-10-03 08:00 | 8:00 | 2.3863 | 30
2020-10-03 08:30 | 8:30 | 2.1508 | 30
2020-10-03 09:00 | 9:00 | 1.8971 | 30
2020-10-03 09:30 | 9:30 | 0.93785 | 30
2020-10-03 10:00 | 10:00 | 0.68732 | 30
2020-10-03 10:30 | 10:30 | 0.62983 | 30
2020-10-03 11:00 | 11:00 | 0.3491 | 30
2020-10-03 11:30 | 11:30 | 0.87786 | 30
2020-10-03 12:00 | 12:00 | 0.51676 | 30
2020-10-03 12:30 | 12:30 | 0.45219 | 30
2020-10-03 13:00 | 13:00 | 0.70933 | 30
2020-10-03 13:30 | 13:30 | 0.96448 | 30
2020-10-03 14:00 | 14:00 | 0.78151 | 30
2020-10-03 14:30 | 14:30 | 1.1827 | 30
2020-10-03 15:00 | 15:00 | 2.2956 | 30
2020-10-03 15:30 | 15:30 | 3.4741 | 30
2020-10-03 16:00 | 16:00 | 4.6301 | 30
2020-10-03 16:30 | 16:30 | 5.9534 | 30
2020-10-03 17:00 | 17:00 | 6.9897 | 30
2020-10-03 17:30 | 17:30 | 7.6766 | 30
2020-10-03 18:00 | 18:00 | 8.2649 | 30
2020-10-03 18:30 | 18:30 | 9.0886 | 30
2020-10-03 19:00 | 19:00 | 8.6937 | 30
2020-10-03 19:30 | 19:30 | 8.3477 | 30
2020-10-03 20:00 | 20:00 | 8.1106 | 30
2020-10-03 20:30 | 20:30 | 7.8292 | 30
2020-10-03 21:00 | 21:00 | 8.1903 | 30
2020-10-03 21:30 | 21:30 | 7.898 | 30
2020-10-03 22:00 | 22:00 | 7.5013 | 30
2020-10-03 22:30 | 22:30 | 7.6251 | 30
2020-10-03 23:00 | 23:00 | 7.3788 | 30
2020-10-03 23:30 | 23:30 | 6.8145 | 30
2020-10-04 | 0:00 | 6.4582 | 30
2020-10-04 00:30 | 0:30 | 6.1166 | 30
2020-10-04 01:00 | 1:00 | 5.925 | 30
2020-10-04 01:30 | 1:30 | 5.754 | 30
2020-10-04 02:00 | 2:00 | 5.6484 | 30
2020-10-04 02:30 | 2:30 | 5.635 | 30
2020-10-04 03:00 | 3:00 | 5.4329 | 30
2020-10-04 03:30 | 3:30 | 5.3008 | 30
2020-10-04 04:00 | 4:00 | 5.2609 | 30
2020-10-04 04:30 | 4:30 | 5.2918 | 30
2020-10-04 05:00 | 5:00 | 5.2748 | 30
2020-10-04 05:30 | 5:30 | 5.2177 | 30
2020-10-04 06:00 | 6:00 | 4.8368 | 30
2020-10-04 06:30 | 6:30 | 4.141 | 30
2020-10-04 07:00 | 7:00 | 3.5349 | 30
2020-10-04 07:30 | 7:30 | 2.5276 | 30
2020-10-04 08:00 | 8:00 | 3.9522 | 30
2020-10-04 08:30 | 8:30 | 3.6541 | 30
2020-10-04 09:00 | 9:00 | 1.587 | 30
2020-10-04 09:30 | 9:30 | 1.5783 | 30
2020-10-04 10:00 | 10:00 | 1.3198 | 30
2020-10-04 10:30 | 10:30 | 0.89042 | 30
2020-10-04 11:00 | 11:00 | 0.61005 | 30
2020-10-04 11:30 | 11:30 | 0.97126 | 30
2020-10-04 12:00 | 12:00 | 0.87388 | 30
2020-10-04 12:30 | 12:30 | 0.74783 | 30
2020-10-04 13:00 | 13:00 | 0.49475 | 30
2020-10-04 13:30 | 13:30 | 0.53903 | 30
2020-10-04 14:00 | 14:00 | 0.77851 | 30
2020-10-04 14:30 | 14:30 | 1.0408 | 30
2020-10-04 15:00 | 15:00 | 2.0608 | 30
2020-10-04 15:30 | 15:30 | 3.2899 | 30
2020-10-04 16:00 | 16:00 | 4.8116 | 30
2020-10-04 16:30 | 16:30 | 6.3854 | 30
2020-10-04 17:00 | 17:00 | 7.8811 | 30
2020-10-04 17:30 | 17:30 | 8.6343 | 30
2020-10-04 18:00 | 18:00 | 8.6835 | 30
2020-10-04 18:30 | 18:30 | 9.479 | 30
2020-10-04 19:00 | 19:00 | 9.2449 | 30
2020-10-04 19:30 | 19:30 | 8.6953 | 30
2020-10-04 20:00 | 20:00 | 8.3466 | 30
2020-10-04 20:30 | 20:30 | 8.0802 | 30
2020-10-04 21:00 | 21:00 | 7.6865 | 30
2020-10-04 21:30 | 21:30 | 7.4668 | 30
2020-10-04 22:00 | 22:00 | 6.9222 | 30
2020-10-04 22:30 | 22:30 | 7.1604 | 30
2020-10-04 23:00 | 23:00 | 7.114 | 30
2020-10-04 23:30 | 23:30 | 6.7839 | 30
2020-10-05 | 0:00 | 6.2435 | 30
2020-10-05 00:30 | 0:30 | 5.0046 | 30
2020-10-05 01:00 | 1:00 | 4.4902 | 30
2020-10-05 01:30 | 1:30 | 4.393 | 30
2020-10-05 02:00 | 2:00 | 4.4505 | 30
2020-10-05 02:30 | 2:30 | 4.8117 | 30
2020-10-05 03:00 | 3:00 | 4.7841 | 30
2020-10-05 03:30 | 3:30 | 4.7489 | 30
2020-10-05 04:00 | 4:00 | 4.7338 | 30
2020-10-05 04:30 | 4:30 | 4.7234 | 30
2020-10-05 05:00 | 5:00 | 4.8338 | 30
2020-10-05 05:30 | 5:30 | 4.9601 | 30
2020-10-05 06:00 | 6:00 | 5.2212 | 30
2020-10-05 06:30 | 6:30 | 4.6488 | 30
2020-10-05 07:00 | 7:00 | 3.9196 | 30
2020-10-05 07:30 | 7:30 | 3.1008 | 30
2020-10-05 08:00 | 8:00 | 2.3633 | 30
2020-10-05 08:30 | 8:30 | 1.7944 | 30
2020-10-05 09:00 | 9:00 | 1.0252 | 30
2020-10-05 09:30 | 9:30 | 0.79772 | 30
2020-10-05 10:00 | 10:00 | 0.52578 | 30
2020-10-05 10:30 | 10:30 | 1.3738 | 30
2020-10-05 11:00 | 11:00 | 0.6282 | 30
2020-10-05 11:30 | 11:30 | 1.176 | 30
2020-10-05 12:00 | 12:00 | 0.99037 | 30
2020-10-05 12:30 | 12:30 | 1.3669 | 30
2020-10-05 13:00 | 13:00 | 1.3813 | 30
2020-10-05 13:30 | 13:30 | 0.97027 | 30
2020-10-05 14:00 | 14:00 | 1.1247 | 30
2020-10-05 14:30 | 14:30 | 1.8942 | 30
2020-10-05 15:00 | 15:00 | 2.7355 | 30
2020-10-05 15:30 | 15:30 | 3.8906 | 30
2020-10-05 16:00 | 16:00 | 5.4052 | 30
2020-10-05 16:30 | 16:30 | 6.7433 | 30
2020-10-05 17:00 | 17:00 | 7.989 | 30
2020-10-05 17:30 | 17:30 | 9.0038 | 30
2020-10-05 18:00 | 18:00 | 9.5625 | 30
2020-10-05 18:30 | 18:30 | 9.8107 | 30
2020-10-05 19:00 | 19:00 | 9.361 | 30
2020-10-05 19:30 | 19:30 | 8.417 | 30
2020-10-05 20:00 | 20:00 | 7.9368 | 30
2020-10-05 20:30 | 20:30 | 7.4709 | 30
2020-10-05 21:00 | 21:00 | 6.972 | 30
2020-10-05 21:30 | 21:30 | 6.4532 | 30
2020-10-05 22:00 | 22:00 | 5.7609 | 30
2020-10-05 22:30 | 22:30 | 5.8087 | 30
2020-10-05 23:00 | 23:00 | 5.6006 | 30
2020-10-05 23:30 | 23:30 | 5.0553 | 30
2020-10-06 | 0:00 | 4.6125 | 30
2020-10-06 00:30 | 0:30 | 4.3251 | 30
2020-10-06 01:00 | 1:00 | 4.1046 | 30
2020-10-06 01:30 | 1:30 | 3.941 | 30
2020-10-06 02:00 | 2:00 | 3.8473 | 30
2020-10-06 02:30 | 2:30 | 3.8281 | 30
2020-10-06 03:00 | 3:00 | 3.9189 | 30
2020-10-06 03:30 | 3:30 | 3.8619 | 30
2020-10-06 04:00 | 4:00 | 3.8629 | 30
2020-10-06 04:30 | 4:30 | 4.0893 | 30
2020-10-06 05:00 | 5:00 | 4.4943 | 30
2020-10-06 05:30 | 5:30 | 4.6942 | 30
2020-10-06 06:00 | 6:00 | 4.6337 | 30
2020-10-06 06:30 | 6:30 | 4.6109 | 30
2020-10-06 07:00 | 7:00 | 4.3615 | 30
2020-10-06 07:30 | 7:30 | 4.0735 | 30
2020-10-06 08:00 | 8:00 | 3.4908 | 30
2020-10-06 08:30 | 8:30 | 3.1907 | 30
2020-10-06 09:00 | 9:00 | 2.4084 | 30
2020-10-06 09:30 | 9:30 | 2.3588 | 30
2020-10-06 10:00 | 10:00 | 1.2205 | 30
2020-10-06 10:30 | 10:30 | 1.2255 | 30
2020-10-06 11:00 | 11:00 | 1.2699 | 30
2020-10-06 11:30 | 11:30 | 0.80743 | 30
2020-10-06 12:00 | 12:00 | 0.81164 | 30
2020-10-06 12:30 | 12:30 | 0.91788 | 30
2020-10-06 13:00 | 13:00 | 0.69855 | 30
2020-10-06 13:30 | 13:30 | 0.70424 | 30
2020-10-06 14:00 | 14:00 | 0.82078 | 30
2020-10-06 14:30 | 14:30 | 0.90286 | 30
2020-10-06 15:00 | 15:00 | 2.0918 | 30
2020-10-06 15:30 | 15:30 | 3.5498 | 30
2020-10-06 16:00 | 16:00 | 5.0024 | 30
2020-10-06 16:30 | 16:30 | 6.4566 | 30
2020-10-06 17:00 | 17:00 | 8.4613 | 30
2020-10-06 17:30 | 17:30 | 8.8311 | 30
2020-10-06 18:00 | 18:00 | 9.101 | 30
2020-10-06 18:30 | 18:30 | 9.5254 | 30
2020-10-06 19:00 | 19:00 | 9.1784 | 30
2020-10-06 19:30 | 19:30 | 8.8851 | 30
2020-10-06 20:00 | 20:00 | 8.6984 | 30
2020-10-06 20:30 | 20:30 | 8.1933 | 30
2020-10-06 21:00 | 21:00 | 7.5801 | 30
2020-10-06 21:30 | 21:30 | 6.7009 | 30
2020-10-06 22:00 | 22:00 | 5.9534 | 30
2020-10-06 22:30 | 22:30 | 6.1386 | 30
2020-10-06 23:00 | 23:00 | 5.8439 | 30
2020-10-06 23:30 | 23:30 | 5.161 | 30
2020-10-07 | 0:00 | 4.6739 | 30
2020-10-07 00:30 | 0:30 | 4.4186 | 30
2020-10-07 01:00 | 1:00 | 4.2347 | 30
2020-10-07 01:30 | 1:30 | 4.0946 | 30
2020-10-07 02:00 | 2:00 | 4.0128 | 30
2020-10-07 02:30 | 2:30 | 3.8979 | 30
2020-10-07 03:00 | 3:00 | 3.8108 | 30
2020-10-07 03:30 | 3:30 | 3.883 | 30
2020-10-07 04:00 | 4:00 | 4.0872 | 30
2020-10-07 04:30 | 4:30 | 4.3604 | 30
2020-10-07 05:00 | 5:00 | 4.9115 | 30
2020-10-07 05:30 | 5:30 | 5.433 | 30
2020-10-07 06:00 | 6:00 | 5.8245 | 30
2020-10-07 06:30 | 6:30 | 6.5288 | 30
2020-10-07 07:00 | 7:00 | 5.7057 | 30
2020-10-07 07:30 | 7:30 | 3.6255 | 30
2020-10-07 08:00 | 8:00 | 2.3364 | 30
2020-10-07 08:30 | 8:30 | 1.572 | 30
2020-10-07 09:00 | 9:00 | 2.6125 | 30
2020-10-07 09:30 | 9:30 | 1.307 | 30
2020-10-07 10:00 | 10:00 | 1.8071 | 30
2020-10-07 10:30 | 10:30 | 1.2032 | 30
2020-10-07 11:00 | 11:00 | 0.87909 | 30
2020-10-07 11:30 | 11:30 | 1.3234 | 30
2020-10-07 12:00 | 12:00 | 1.7326 | 30
2020-10-07 12:30 | 12:30 | 1.4161 | 30
2020-10-07 13:00 | 13:00 | 1.5179 | 30
2020-10-07 13:30 | 13:30 | 1.7205 | 30
2020-10-07 14:00 | 14:00 | 1.3134 | 30
2020-10-07 14:30 | 14:30 | 0.89752 | 30
2020-10-07 15:00 | 15:00 | 1.7912 | 30
2020-10-07 15:30 | 15:30 | 2.9757 | 30
2020-10-07 16:00 | 16:00 | 4.713 | 30
2020-10-07 16:30 | 16:30 | 5.7351 | 30
2020-10-07 17:00 | 17:00 | 6.8518 | 30
2020-10-07 17:30 | 17:30 | 7.8344 | 30
2020-10-07 18:00 | 18:00 | 8.5899 | 30
2020-10-07 18:30 | 18:30 | 9.0972 | 30
2020-10-07 19:00 | 19:00 | 8.6877 | 30
2020-10-07 19:30 | 19:30 | 8.272 | 30
2020-10-07 20:00 | 20:00 | 7.8912 | 30
2020-10-07 20:30 | 20:30 | 7.4578 | 30
2020-10-07 21:00 | 21:00 | 7.0485 | 30
2020-10-07 21:30 | 21:30 | 6.5442 | 30
2020-10-07 22:00 | 22:00 | 5.9093 | 30
2020-10-07 22:30 | 22:30 | 6.0633 | 30
2020-10-07 23:00 | 23:00 | 5.6116 | 30
2020-10-07 23:30 | 23:30 | 5.0363 | 30
2020-10-08 | 0:00 | 4.5639 | 30
2020-10-08 00:30 | 0:30 | 4.2256 | 30
2020-10-08 01:00 | 1:00 | 4.0261 | 30
2020-10-08 01:30 | 1:30 | 3.9119 | 30
2020-10-08 02:00 | 2:00 | 3.8553 | 30
2020-10-08 02:30 | 2:30 | 3.8406 | 30
2020-10-08 03:00 | 3:00 | 3.7893 | 30
2020-10-08 03:30 | 3:30 | 4.1048 | 30
2020-10-08 04:00 | 4:00 | 4.2519 | 30
2020-10-08 04:30 | 4:30 | 4.3698 | 30
2020-10-08 05:00 | 5:00 | 4.6752 | 30
2020-10-08 05:30 | 5:30 | 4.7829 | 30
2020-10-08 06:00 | 6:00 | 4.8559 | 30
2020-10-08 06:30 | 6:30 | 4.7006 | 30
2020-10-08 07:00 | 7:00 | 4.1479 | 30
2020-10-08 07:30 | 7:30 | 2.8323 | 30
2020-10-08 08:00 | 8:00 | 1.9494 | 30
2020-10-08 08:30 | 8:30 | 1.6552 | 30
2020-10-08 09:00 | 9:00 | 1.3821 | 30
2020-10-08 09:30 | 9:30 | 1.3564 | 30
2020-10-08 10:00 | 10:00 | 0.77894 | 30
2020-10-08 10:30 | 10:30 | 1.4485 | 30
2020-10-08 11:00 | 11:00 | 2.3824 | 30
2020-10-08 11:30 | 11:30 | 2.5825 | 30
2020-10-08 12:00 | 12:00 | 2.1998 | 30
2020-10-08 12:30 | 12:30 | 0.76104 | 30
2020-10-08 13:00 | 13:00 | 1.0196 | 30
2020-10-08 13:30 | 13:30 | 1.3374 | 30
2020-10-08 14:00 | 14:00 | 2.4615 | 30
2020-10-08 14:30 | 14:30 | 3.2251 | 30
2020-10-08 15:00 | 15:00 | 2.6402 | 30
2020-10-08 15:30 | 15:30 | 3.6438 | 30
2020-10-08 16:00 | 16:00 | 4.5293 | 30
2020-10-08 16:30 | 16:30 | 4.9181 | 30
2020-10-08 17:00 | 17:00 | 6.1771 | 30
2020-10-08 17:30 | 17:30 | 7.342 | 30
2020-10-08 18:00 | 18:00 | 8.1658 | 30
2020-10-08 18:30 | 18:30 | 8.5097 | 30
2020-10-08 19:00 | 19:00 | 8.241 | 30
2020-10-08 19:30 | 19:30 | 8.0225 | 30
2020-10-08 20:00 | 20:00 | 7.6905 | 30
2020-10-08 20:30 | 20:30 | 7.3103 | 30
2020-10-08 21:00 | 21:00 | 6.834 | 30
2020-10-08 21:30 | 21:30 | 6.4231 | 30
2020-10-08 22:00 | 22:00 | 6.0033 | 30
2020-10-08 22:30 | 22:30 | 5.9458 | 30
2020-10-08 23:00 | 23:00 | 5.589 | 30
2020-10-08 23:30 | 23:30 | 5.1155 | 30
2020-10-09 | 0:00 | 4.5874 | 30
2020-10-09 00:30 | 0:30 | 4.1628 | 30
2020-10-09 01:00 | 1:00 | 4.0204 | 30
2020-10-09 01:30 | 1:30 | 3.8948 | 30
2020-10-09 02:00 | 2:00 | 3.8214 | 30
2020-10-09 02:30 | 2:30 | 3.8033 | 30
2020-10-09 03:00 | 3:00 | 4.0337 | 30
2020-10-09 03:30 | 3:30 | 4.1176 | 30
2020-10-09 04:00 | 4:00 | 4.122 | 30
2020-10-09 04:30 | 4:30 | 4.3402 | 30
2020-10-09 05:00 | 5:00 | 4.5122 | 30
2020-10-09 05:30 | 5:30 | 4.6456 | 30
2020-10-09 06:00 | 6:00 | 4.3714 | 30
2020-10-09 06:30 | 6:30 | 3.9826 | 30
2020-10-09 07:00 | 7:00 | 3.694 | 30
2020-10-09 07:30 | 7:30 | 2.6227 | 30
2020-10-09 08:00 | 8:00 | 1.4958 | 30
2020-10-09 08:30 | 8:30 | 1.097 | 30
2020-10-09 09:00 | 9:00 | 0.96393 | 30
2020-10-09 09:30 | 9:30 | 1.1997 | 30
2020-10-09 10:00 | 10:00 | 1.5589 | 30
2020-10-09 10:30 | 10:30 | 1.8464 | 30
2020-10-09 11:00 | 11:00 | 1.6957 | 30
2020-10-09 11:30 | 11:30 | 0.88962 | 30
2020-10-09 12:00 | 12:00 | 1.6457 | 30
2020-10-09 12:30 | 12:30 | 1.2608 | 30
2020-10-09 13:00 | 13:00 | 0.90561 | 30
2020-10-09 13:30 | 13:30 | 0.49838 | 30
2020-10-09 14:00 | 14:00 | 0.97418 | 30
2020-10-09 14:30 | 14:30 | 2.0033 | 30
2020-10-09 15:00 | 15:00 | 3.7755 | 30
2020-10-09 15:30 | 15:30 | 4.3956 | 30
2020-10-09 16:00 | 16:00 | 6.0076 | 30
2020-10-09 16:30 | 16:30 | 7.1194 | 30
2020-10-09 17:00 | 17:00 | 7.4113 | 30
2020-10-09 17:30 | 17:30 | 7.8153 | 30
2020-10-09 18:00 | 18:00 | 8.3551 | 30
2020-10-09 18:30 | 18:30 | 8.7439 | 30
2020-10-09 19:00 | 19:00 | 8.5543 | 30
2020-10-09 19:30 | 19:30 | 8.0653 | 30
2020-10-09 20:00 | 20:00 | 7.9728 | 30
2020-10-09 20:30 | 20:30 | 7.5518 | 30
2020-10-09 21:00 | 21:00 | 7.1392 | 30
2020-10-09 21:30 | 21:30 | 6.6824 | 30
2020-10-09 22:00 | 22:00 | 6.1356 | 30
2020-10-09 22:30 | 22:30 | 6.3042 | 30
2020-10-09 23:00 | 23:00 | 5.9415 | 30
2020-10-09 23:30 | 23:30 | 5.2624 | 30
2020-10-10 | 0:00 | 4.7846 | 30
2020-10-10 00:30 | 0:30 | 4.4818 | 30
2020-10-10 01:00 | 1:00 | 4.2669 | 30
2020-10-10 01:30 | 1:30 | 4.1155 | 30
2020-10-10 02:00 | 2:00 | 3.9892 | 30
2020-10-10 02:30 | 2:30 | 4.1219 | 30
2020-10-10 03:00 | 3:00 | 4.5938 | 30
2020-10-10 03:30 | 3:30 | 4.5521 | 30
2020-10-10 04:00 | 4:00 | 4.5632 | 30
2020-10-10 04:30 | 4:30 | 4.6709 | 30
2020-10-10 05:00 | 5:00 | 4.7122 | 30
2020-10-10 05:30 | 5:30 | 4.5361 | 30
2020-10-10 06:00 | 6:00 | 4.2195 | 30
2020-10-10 06:30 | 6:30 | 3.4037 | 30
2020-10-10 07:00 | 7:00 | 2.8859 | 30
2020-10-10 07:30 | 7:30 | 2.3341 | 30
2020-10-10 08:00 | 8:00 | 1.3971 | 30
2020-10-10 08:30 | 8:30 | 0.71536 | 30
2020-10-10 09:00 | 9:00 | 0.83632 | 30
2020-10-10 09:30 | 9:30 | 1.0348 | 30
2020-10-10 10:00 | 10:00 | 1.2459 | 30
2020-10-10 10:30 | 10:30 | 1.2466 | 30
2020-10-10 11:00 | 11:00 | 1.1446 | 30
2020-10-10 11:30 | 11:30 | 1.3287 | 30
2020-10-10 12:00 | 12:00 | 0.80552 | 30
2020-10-10 12:30 | 12:30 | 1.5805 | 30
2020-10-10 13:00 | 13:00 | 1.2468 | 30
2020-10-10 13:30 | 13:30 | 1.2505 | 30
2020-10-10 14:00 | 14:00 | 0.83168 | 30
2020-10-10 14:30 | 14:30 | 0.91034 | 30
2020-10-10 15:00 | 15:00 | 1.8848 | 30
2020-10-10 15:30 | 15:30 | 3.1206 | 30
2020-10-10 16:00 | 16:00 | 4.3007 | 30
2020-10-10 16:30 | 16:30 | 5.5139 | 30
2020-10-10 17:00 | 17:00 | 6.3328 | 30
2020-10-10 17:30 | 17:30 | 7.0793 | 30
2020-10-10 18:00 | 18:00 | 7.7727 | 30
2020-10-10 18:30 | 18:30 | 7.9917 | 30
2020-10-10 19:00 | 19:00 | 7.5751 | 30
2020-10-10 19:30 | 19:30 | 7.2788 | 30
2020-10-10 20:00 | 20:00 | 7.1268 | 30
2020-10-10 20:30 | 20:30 | 6.7388 | 30
2020-10-10 21:00 | 21:00 | 6.5591 | 30
2020-10-10 21:30 | 21:30 | 6.1156 | 30
2020-10-10 22:00 | 22:00 | 5.7274 | 30
2020-10-10 22:30 | 22:30 | 5.984 | 30
2020-10-10 23:00 | 23:00 | 5.6802 | 30
2020-10-10 23:30 | 23:30 | 5.1144 | 30
2020-10-11 | 0:00 | 4.6063 | 30
2020-10-11 00:30 | 0:30 | 4.59 | 30
2020-10-11 01:00 | 1:00 | 4.7029 | 30
2020-10-11 01:30 | 1:30 | 4.8675 | 30
2020-10-11 02:00 | 2:00 | 4.725 | 30
2020-10-11 02:30 | 2:30 | 4.7721 | 30
2020-10-11 03:00 | 3:00 | 4.9607 | 30
2020-10-11 03:30 | 3:30 | 4.965 | 30
2020-10-11 04:00 | 4:00 | 4.9859 | 30
2020-10-11 04:30 | 4:30 | 4.9442 | 30
2020-10-11 05:00 | 5:00 | 5.1268 | 30
2020-10-11 05:30 | 5:30 | 4.3284 | 30
2020-10-11 06:00 | 6:00 | 4.7692 | 30
2020-10-11 06:30 | 6:30 | 3.9796 | 30
2020-10-11 07:00 | 7:00 | 3.2799 | 30
2020-10-11 07:30 | 7:30 | 2.5296 | 30
2020-10-11 08:00 | 8:00 | 1.7451 | 30
2020-10-11 08:30 | 8:30 | 1.0892 | 30
2020-10-11 09:00 | 9:00 | 0.98431 | 30
2020-10-11 09:30 | 9:30 | 1.073 | 30
2020-10-11 10:00 | 10:00 | 1.2366 | 30
2020-10-11 10:30 | 10:30 | 1.5355 | 30
2020-10-11 11:00 | 11:00 | 1.3222 | 30
2020-10-11 11:30 | 11:30 | 1.3496 | 30
2020-10-11 12:00 | 12:00 | 1.5636 | 30
2020-10-11 12:30 | 12:30 | 1.0205 | 30
2020-10-11 13:00 | 13:00 | 1.3356 | 30
2020-10-11 13:30 | 13:30 | 1.2965 | 30
2020-10-11 14:00 | 14:00 | 0.89539 | 30
2020-10-11 14:30 | 14:30 | 1.1343 | 30
2020-10-11 15:00 | 15:00 | 2.1158 | 30
2020-10-11 15:30 | 15:30 | 3.3996 | 30
2020-10-11 16:00 | 16:00 | 4.9965 | 30
2020-10-11 16:30 | 16:30 | 6.4378 | 30
2020-10-11 17:00 | 17:00 | 7.3014 | 30
2020-10-11 17:30 | 17:30 | 8.1063 | 30
2020-10-11 18:00 | 18:00 | 8.7069 | 30
2020-10-11 18:30 | 18:30 | 8.9602 | 30
2020-10-11 19:00 | 19:00 | 8.4898 | 30
2020-10-11 19:30 | 19:30 | 7.968 | 30
2020-10-11 20:00 | 20:00 | 7.6122 | 30
2020-10-11 20:30 | 20:30 | 7.238 | 30
2020-10-11 21:00 | 21:00 | 6.7296 | 30
2020-10-11 21:30 | 21:30 | 6.3044 | 30
2020-10-11 22:00 | 22:00 | 5.6267 | 30
2020-10-11 22:30 | 22:30 | 5.6861 | 30
2020-10-11 23:00 | 23:00 | 5.4762 | 30
2020-10-11 23:30 | 23:30 | 4.9219 | 30
2020-10-12 | 0:00 | 4.4073 | 30
2020-10-12 00:30 | 0:30 | 4.0817 | 30
2020-10-12 01:00 | 1:00 | 4.0215 | 30
2020-10-12 01:30 | 1:30 | 3.885 | 30
2020-10-12 02:00 | 2:00 | 3.7884 | 30
2020-10-12 02:30 | 2:30 | 3.8142 | 30
2020-10-12 03:00 | 3:00 | 4.0653 | 30
2020-10-12 03:30 | 3:30 | 4.1831 | 30
2020-10-12 04:00 | 4:00 | 4.3262 | 30
2020-10-12 04:30 | 4:30 | 4.58 | 30
2020-10-12 05:00 | 5:00 | 4.7068 | 30
2020-10-12 05:30 | 5:30 | 4.8534 | 30
2020-10-12 06:00 | 6:00 | 4.8951 | 30
2020-10-12 06:30 | 6:30 | 4.7639 | 30
2020-10-12 07:00 | 7:00 | 4.4743 | 30
2020-10-12 07:30 | 7:30 | 2.98 | 30
2020-10-12 08:00 | 8:00 | 2.5055 | 30
2020-10-12 08:30 | 8:30 | 3.2007 | 30
2020-10-12 09:00 | 9:00 | 3.9988 | 30
2020-10-12 09:30 | 9:30 | 3.6582 | 30
2020-10-12 10:00 | 10:00 | 2.7307 | 30
2020-10-12 10:30 | 10:30 | 3.9468 | 30
2020-10-12 11:00 | 11:00 | 3.7042 | 30
2020-10-12 11:30 | 11:30 | 0.86466 | 30
2020-10-12 12:00 | 12:00 | 0.76286 | 30
2020-10-12 12:30 | 12:30 | 2.8049 | 30
2020-10-12 13:00 | 13:00 | 0.74229 | 30
2020-10-12 13:30 | 13:30 | 2.3058 | 30
2020-10-12 14:00 | 14:00 | 2.4883 | 30
2020-10-12 14:30 | 14:30 | 2.754 | 30
2020-10-12 15:00 | 15:00 | 2.0995 | 30
2020-10-12 15:30 | 15:30 | 3.6788 | 30
2020-10-12 16:00 | 16:00 | 5.2063 | 30
2020-10-12 16:30 | 16:30 | 6.1466 | 30
2020-10-12 17:00 | 17:00 | 7.2015 | 30
2020-10-12 17:30 | 17:30 | 8.5064 | 30
2020-10-12 18:00 | 18:00 | 9.2957 | 30
2020-10-12 18:30 | 18:30 | 9.028 | 30
2020-10-12 19:00 | 19:00 | 8.5336 | 30
2020-10-12 19:30 | 19:30 | 8.1111 | 30
2020-10-12 20:00 | 20:00 | 7.8341 | 30
2020-10-12 20:30 | 20:30 | 7.3366 | 30
2020-10-12 21:00 | 21:00 | 6.875 | 30
2020-10-12 21:30 | 21:30 | 6.299 | 30
2020-10-12 22:00 | 22:00 | 5.6198 | 30
2020-10-12 22:30 | 22:30 | 5.7608 | 30
2020-10-12 23:00 | 23:00 | 5.4939 | 30
2020-10-12 23:30 | 23:30 | 4.9343 | 30
2020-10-13 | 0:00 | 4.4684 | 30
2020-10-13 00:30 | 0:30 | 4.1151 | 30
2020-10-13 01:00 | 1:00 | 3.8949 | 30
2020-10-13 01:30 | 1:30 | 3.7881 | 30
2020-10-13 02:00 | 2:00 | 3.7691 | 30
2020-10-13 02:30 | 2:30 | 4.2109 | 30
2020-10-13 03:00 | 3:00 | 4.4625 | 30
2020-10-13 03:30 | 3:30 | 4.5643 | 30
2020-10-13 04:00 | 4:00 | 4.5775 | 30
2020-10-13 04:30 | 4:30 | 4.6783 | 30
2020-10-13 05:00 | 5:00 | 4.7562 | 30
2020-10-13 05:30 | 5:30 | 4.9024 | 30
2020-10-13 06:00 | 6:00 | 4.5827 | 30
2020-10-13 06:30 | 6:30 | 4.5316 | 30
2020-10-13 07:00 | 7:00 | 3.7971 | 30
2020-10-13 07:30 | 7:30 | 2.6617 | 30
2020-10-13 08:00 | 8:00 | 1.7862 | 30
2020-10-13 08:30 | 8:30 | 0.99081 | 30
2020-10-13 09:00 | 9:00 | 1.157 | 30
2020-10-13 09:30 | 9:30 | 1.2286 | 30
2020-10-13 10:00 | 10:00 | 0.97174 | 30
2020-10-13 10:30 | 10:30 | 1.1063 | 30
2020-10-13 11:00 | 11:00 | 1.6274 | 30
2020-10-13 11:30 | 11:30 | 0.91296 | 30
2020-10-13 12:00 | 12:00 | 2.1664 | 30
2020-10-13 12:30 | 12:30 | 1.6794 | 30
2020-10-13 13:00 | 13:00 | 1.1672 | 30
2020-10-13 13:30 | 13:30 | 3.154 | 30
2020-10-13 14:00 | 14:00 | 3.0777 | 30
2020-10-13 14:30 | 14:30 | 4.1955 | 30
2020-10-13 15:00 | 15:00 | 4.4324 | 30
2020-10-13 15:30 | 15:30 | 4.3279 | 30
2020-10-13 16:00 | 16:00 | 5.0295 | 30
2020-10-13 16:30 | 16:30 | 6.195 | 30
2020-10-13 17:00 | 17:00 | 7.0189 | 30
2020-10-13 17:30 | 17:30 | 7.517 | 30
2020-10-13 18:00 | 18:00 | 8.2627 | 30
2020-10-13 18:30 | 18:30 | 8.7013 | 30
2020-10-13 19:00 | 19:00 | 9.3481 | 30
2020-10-13 19:30 | 19:30 | 9.1848 | 30
2020-10-13 20:00 | 20:00 | 7.9864 | 30
2020-10-13 20:30 | 20:30 | 7.1088 | 30
2020-10-13 21:00 | 21:00 | 6.7428 | 30
2020-10-13 21:30 | 21:30 | 6.9772 | 30
2020-10-13 22:00 | 22:00 | 6.6451 | 30
2020-10-13 22:30 | 22:30 | 6.5455 | 30
2020-10-13 23:00 | 23:00 | 6.0299 | 30
2020-10-13 23:30 | 23:30 | 5.3374 | 30
2020-10-14 | 0:00 | 4.8921 | 30
2020-10-14 00:30 | 0:30 | 4.2801 | 30
2020-10-14 01:00 | 1:00 | 4.0696 | 30
2020-10-14 01:30 | 1:30 | 4.0271 | 30
2020-10-14 02:00 | 2:00 | 4.1815 | 30
2020-10-14 02:30 | 2:30 | 4.13 | 30
2020-10-14 03:00 | 3:00 | 5.1075 | 30
2020-10-14 03:30 | 3:30 | 5.0417 | 30
2020-10-14 04:00 | 4:00 | 4.964 | 30
2020-10-14 04:30 | 4:30 | 5.006 | 30
2020-10-14 05:00 | 5:00 | 5.2225 | 30
2020-10-14 05:30 | 5:30 | 5.7047 | 30
2020-10-14 06:00 | 6:00 | 6.2717 | 30
2020-10-14 06:30 | 6:30 | 6.2869 | 30
2020-10-14 07:00 | 7:00 | 6.1167 | 30
2020-10-14 07:30 | 7:30 | 5.4306 | 30
2020-10-14 08:00 | 8:00 | 4.2027 | 30
2020-10-14 08:30 | 8:30 | 2.1741 | 30
2020-10-14 09:00 | 9:00 | 4.5771 | 30
2020-10-14 09:30 | 9:30 | 4.1527 | 30
2020-10-14 10:00 | 10:00 | 1.3677 | 30
2020-10-14 10:30 | 10:30 | 1.599 | 30
2020-10-14 11:00 | 11:00 | 1.6222 | 30
2020-10-14 11:30 | 11:30 | 4.1426 | 30
2020-10-14 12:00 | 12:00 | 3.7115 | 30
2020-10-14 12:30 | 12:30 | 3.3491 | 30
2020-10-14 13:00 | 13:00 | 4.3576 | 30
2020-10-14 13:30 | 13:30 | 4.5235 | 30
2020-10-14 14:00 | 14:00 | 4.5928 | 30
2020-10-14 14:30 | 14:30 | 4.6406 | 30
2020-10-14 15:00 | 15:00 | 2.956 | 30
2020-10-14 15:30 | 15:30 | 3.6015 | 30
2020-10-14 16:00 | 16:00 | 5.07 | 30
2020-10-14 16:30 | 16:30 | 6.3044 | 30
2020-10-14 17:00 | 17:00 | 7.6259 | 30
2020-10-14 17:30 | 17:30 | 8.8657 | 30
2020-10-14 18:00 | 18:00 | 9.7098 | 30
2020-10-14 18:30 | 18:30 | 10.251 | 30
2020-10-14 19:00 | 19:00 | 10.0051 | 30
2020-10-14 19:30 | 19:30 | 9.6226 | 30
2020-10-14 20:00 | 20:00 | 9.0724 | 30
2020-10-14 20:30 | 20:30 | 8.368 | 30
2020-10-14 21:00 | 21:00 | 7.9587 | 30
2020-10-14 21:30 | 21:30 | 7.4013 | 30
2020-10-14 22:00 | 22:00 | 6.6641 | 30
2020-10-14 22:30 | 22:30 | 6.6726 | 30
2020-10-14 23:00 | 23:00 | 6.2731 | 30
2020-10-14 23:30 | 23:30 | 5.7492 | 30
2020-10-15 | 0:00 | 5.2285 | 30
2020-10-15 00:30 | 0:30 | 5.6627 | 30
2020-10-15 01:00 | 1:00 | 5.5617 | 30
2020-10-15 01:30 | 1:30 | 5.3717 | 30
2020-10-15 02:00 | 2:00 | 5.3065 | 30
2020-10-15 02:30 | 2:30 | 5.0906 | 30
2020-10-15 03:00 | 3:00 | 4.8162 | 30
2020-10-15 03:30 | 3:30 | 4.2805 | 30
2020-10-15 04:00 | 4:00 | 4.2695 | 30
2020-10-15 04:30 | 4:30 | 4.5615 | 30
2020-10-15 05:00 | 5:00 | 5.5157 | 30
2020-10-15 05:30 | 5:30 | 5.8189 | 30
2020-10-15 06:00 | 6:00 | 5.6188 | 30
2020-10-15 06:30 | 6:30 | 5.1183 | 30
2020-10-15 07:00 | 7:00 | 4.9774 | 30
2020-10-15 07:30 | 7:30 | 5.6814 | 30
2020-10-15 08:00 | 8:00 | 4.2517 | 30
2020-10-15 08:30 | 8:30 | 2.9428 | 30
2020-10-15 09:00 | 9:00 | 2.6468 | 30
2020-10-15 09:30 | 9:30 | 2.7904 | 30
2020-10-15 10:00 | 10:00 | 2.0989 | 30
2020-10-15 10:30 | 10:30 | 0.81115 | 30
2020-10-15 11:00 | 11:00 | 0.80179 | 30
2020-10-15 11:30 | 11:30 | 0.48432 | 30
2020-10-15 12:00 | 12:00 | 0.5598 | 30
2020-10-15 12:30 | 12:30 | 1.0031 | 30
2020-10-15 13:00 | 13:00 | 0.72982 | 30
2020-10-15 13:30 | 13:30 | 0.55701 | 30
2020-10-15 14:00 | 14:00 | 0.47745 | 30
2020-10-15 14:30 | 14:30 | 1.0179 | 30
2020-10-15 15:00 | 15:00 | 2.193 | 30
2020-10-15 15:30 | 15:30 | 3.6113 | 30
2020-10-15 16:00 | 16:00 | 4.6169 | 30
2020-10-15 16:30 | 16:30 | 5.8339 | 30
2020-10-15 17:00 | 17:00 | 6.9809 | 30
2020-10-15 17:30 | 17:30 | 8.1037 | 30
2020-10-15 18:00 | 18:00 | 8.946 | 30
2020-10-15 18:30 | 18:30 | 9.367 | 30
2020-10-15 19:00 | 19:00 | 9.1279 | 30
2020-10-15 19:30 | 19:30 | 8.787 | 30
2020-10-15 20:00 | 20:00 | 8.5037 | 30
2020-10-15 20:30 | 20:30 | 7.8614 | 30
2020-10-15 21:00 | 21:00 | 7.298 | 30
2020-10-15 21:30 | 21:30 | 6.3851 | 30
2020-10-15 22:00 | 22:00 | 5.7899 | 30
2020-10-15 22:30 | 22:30 | 5.8534 | 30
2020-10-15 23:00 | 23:00 | 5.9327 | 30
2020-10-15 23:30 | 23:30 | 5.2804 | 30
2020-10-16 | 0:00 | 5.1061 | 30
2020-10-16 00:30 | 0:30 | 4.8752 | 30
2020-10-16 01:00 | 1:00 | 4.7005 | 30
2020-10-16 01:30 | 1:30 | 4.5003 | 30
2020-10-16 02:00 | 2:00 | 4.4636 | 30
2020-10-16 02:30 | 2:30 | 4.4304 | 30
2020-10-16 03:00 | 3:00 | 4.877 | 30
2020-10-16 03:30 | 3:30 | 5.5615 | 30
2020-10-16 04:00 | 4:00 | 4.1427 | 30
2020-10-16 04:30 | 4:30 | 5.8535 | 30
2020-10-16 05:00 | 5:00 | 6.0671 | 30
2020-10-16 05:30 | 5:30 | 6.0809 | 30
2020-10-16 06:00 | 6:00 | 5.748 | 30
2020-10-16 06:30 | 6:30 | 5.2709 | 30
2020-10-16 07:00 | 7:00 | 4.6045 | 30
2020-10-16 07:30 | 7:30 | 3.4471 | 30
2020-10-16 08:00 | 8:00 | 2.1926 | 30
2020-10-16 08:30 | 8:30 | 1.2309 | 30
2020-10-16 09:00 | 9:00 | 0.57137 | 30
2020-10-16 09:30 | 9:30 | 0.17598 | 30
2020-10-16 10:00 | 10:00 | 0.43206 | 30
2020-10-16 10:30 | 10:30 | 0.49731 | 30
2020-10-16 11:00 | 11:00 | 0.72728 | 30
2020-10-16 11:30 | 11:30 | 0.74287 | 30
2020-10-16 12:00 | 12:00 | 0.52434 | 30
2020-10-16 12:30 | 12:30 | 1.1499 | 30
2020-10-16 13:00 | 13:00 | 1.2946 | 30
2020-10-16 13:30 | 13:30 | 0.82733 | 30
2020-10-16 14:00 | 14:00 | 0.84633 | 30
2020-10-16 14:30 | 14:30 | 1.0009 | 30
2020-10-16 15:00 | 15:00 | 1.9883 | 30
2020-10-16 15:30 | 15:30 | 3.2899 | 30
2020-10-16 16:00 | 16:00 | 5.0604 | 30
2020-10-16 16:30 | 16:30 | 6.3266 | 30
2020-10-16 17:00 | 17:00 | 7.3738 | 30
2020-10-16 17:30 | 17:30 | 8.0868 | 30
2020-10-16 18:00 | 18:00 | 8.6252 | 30
2020-10-16 18:30 | 18:30 | 8.4254 | 30
2020-10-16 19:00 | 19:00 | 8.0332 | 30
2020-10-16 19:30 | 19:30 | 8.0121 | 30
2020-10-16 20:00 | 20:00 | 7.7682 | 30
2020-10-16 20:30 | 20:30 | 7.1896 | 30
2020-10-16 21:00 | 21:00 | 6.8053 | 30
2020-10-16 21:30 | 21:30 | 6.5232 | 30
2020-10-16 22:00 | 22:00 | 6.0092 | 30
2020-10-16 22:30 | 22:30 | 6.2351 | 30
2020-10-16 23:00 | 23:00 | 5.8752 | 30
2020-10-16 23:30 | 23:30 | 5.1447 | 30
2020-10-17 | 0:00 | 4.7926 | 30
2020-10-17 00:30 | 0:30 | 4.4673 | 30
2020-10-17 01:00 | 1:00 | 4.2385 | 30
2020-10-17 01:30 | 1:30 | 4.3553 | 30
2020-10-17 02:00 | 2:00 | 4.5157 | 30
2020-10-17 02:30 | 2:30 | 4.4514 | 30
2020-10-17 03:00 | 3:00 | 5.4179 | 30
2020-10-17 03:30 | 3:30 | 5.5538 | 30
2020-10-17 04:00 | 4:00 | 5.5715 | 30
2020-10-17 04:30 | 4:30 | 5.6034 | 30
2020-10-17 05:00 | 5:00 | 5.6317 | 30
2020-10-17 05:30 | 5:30 | 4.7983 | 30
2020-10-17 06:00 | 6:00 | 4.2666 | 30
2020-10-17 06:30 | 6:30 | 3.6667 | 30
2020-10-17 07:00 | 7:00 | 2.9902 | 30
2020-10-17 07:30 | 7:30 | 2.0412 | 30
2020-10-17 08:00 | 8:00 | 1.78 | 30
2020-10-17 08:30 | 8:30 | 1.9976 | 30
2020-10-17 09:00 | 9:00 | 1.4968 | 30
2020-10-17 09:30 | 9:30 | 0.96445 | 30
2020-10-17 10:00 | 10:00 | 1.1258 | 30
2020-10-17 10:30 | 10:30 | 0.6499 | 30
2020-10-17 11:00 | 11:00 | 0.63565 | 30
2020-10-17 11:30 | 11:30 | 1.0778 | 30
2020-10-17 12:00 | 12:00 | 0.94262 | 30
2020-10-17 12:30 | 12:30 | 0.929 | 30
2020-10-17 13:00 | 13:00 | 1.0319 | 30
2020-10-17 13:30 | 13:30 | 1.6389 | 30
2020-10-17 14:00 | 14:00 | 1.2003 | 30
2020-10-17 14:30 | 14:30 | 2.4588 | 30
2020-10-17 15:00 | 15:00 | 2.6985 | 30
2020-10-17 15:30 | 15:30 | 4.2988 | 30
2020-10-17 16:00 | 16:00 | 5.5411 | 30
2020-10-17 16:30 | 16:30 | 6.6005 | 30
2020-10-17 17:00 | 17:00 | 7.6623 | 30
2020-10-17 17:30 | 17:30 | 8.2062 | 30
2020-10-17 18:00 | 18:00 | 8.871 | 30
2020-10-17 18:30 | 18:30 | 9.752 | 30
2020-10-17 19:00 | 19:00 | 9.3486 | 30
2020-10-17 19:30 | 19:30 | 8.9225 | 30
2020-10-17 20:00 | 20:00 | 8.144 | 30
2020-10-17 20:30 | 20:30 | 6.8413 | 30
2020-10-17 21:00 | 21:00 | 7.0841 | 30
2020-10-17 21:30 | 21:30 | 7.0757 | 30
2020-10-17 22:00 | 22:00 | 6.4622 | 30
2020-10-17 22:30 | 22:30 | 6.6484 | 30
2020-10-17 23:00 | 23:00 | 6.3763 | 30
2020-10-17 23:30 | 23:30 | 5.8089 | 30
2020-10-18 | 0:00 | 5.2905 | 30
2020-10-18 00:30 | 0:30 | 5.0093 | 30
2020-10-18 01:00 | 1:00 | 4.8273 | 30
2020-10-18 01:30 | 1:30 | 4.5961 | 30
2020-10-18 02:00 | 2:00 | 4.5341 | 30
2020-10-18 02:30 | 2:30 | 4.4557 | 30
2020-10-18 03:00 | 3:00 | 4.8483 | 30
2020-10-18 03:30 | 3:30 | 5.1009 | 30
2020-10-18 04:00 | 4:00 | 4.9058 | 30
2020-10-18 04:30 | 4:30 | 4.5188 | 30
2020-10-18 05:00 | 5:00 | 4.1963 | 30
2020-10-18 05:30 | 5:30 | 4.1486 | 30
2020-10-18 06:00 | 6:00 | 3.6082 | 30
2020-10-18 06:30 | 6:30 | 2.7055 | 30
2020-10-18 07:00 | 7:00 | 2.2244 | 30
2020-10-18 07:30 | 7:30 | 1.6646 | 30
2020-10-18 08:00 | 8:00 | 1.2458 | 30
2020-10-18 08:30 | 8:30 | 0.92557 | 30
2020-10-18 09:00 | 9:00 | 1.0914 | 30
2020-10-18 09:30 | 9:30 | 1.2362 | 30
2020-10-18 10:00 | 10:00 | 1.4868 | 30
2020-10-18 10:30 | 10:30 | 1.4502 | 30
2020-10-18 11:00 | 11:00 | 1.0595 | 30
2020-10-18 11:30 | 11:30 | 0.81854 | 30
2020-10-18 12:00 | 12:00 | 0.97972 | 30
2020-10-18 12:30 | 12:30 | 1.4457 | 30
2020-10-18 13:00 | 13:00 | 1.5703 | 30
2020-10-18 13:30 | 13:30 | 1.4088 | 30
2020-10-18 14:00 | 14:00 | 1.4517 | 30
2020-10-18 14:30 | 14:30 | 2.5227 | 30
2020-10-18 15:00 | 15:00 | 3.7601 | 30
2020-10-18 15:30 | 15:30 | 5.1194 | 30
2020-10-18 16:00 | 16:00 | 6.296 | 30
2020-10-18 16:30 | 16:30 | 7.4785 | 30
2020-10-18 17:00 | 17:00 | 7.8913 | 30
2020-10-18 17:30 | 17:30 | 8.5742 | 30
2020-10-18 18:00 | 18:00 | 8.8612 | 30
2020-10-18 18:30 | 18:30 | 9.0314 | 30
2020-10-18 19:00 | 19:00 | 8.9447 | 30
2020-10-18 19:30 | 19:30 | 8.5135 | 30
2020-10-18 20:00 | 20:00 | 8.246 | 30
2020-10-18 20:30 | 20:30 | 7.774 | 30
2020-10-18 21:00 | 21:00 | 7.2182 | 30
2020-10-18 21:30 | 21:30 | 6.7658 | 30
2020-10-18 22:00 | 22:00 | 6.2794 | 30
2020-10-18 22:30 | 22:30 | 6.4305 | 30
2020-10-18 23:00 | 23:00 | 6.3996 | 30
2020-10-18 23:30 | 23:30 | 5.8201 | 30
2020-10-19 | 0:00 | 5.3737 | 30
2020-10-19 00:30 | 0:30 | 5.3169 | 30
2020-10-19 01:00 | 1:00 | 5.2008 | 30
2020-10-19 01:30 | 1:30 | 4.9777 | 30
2020-10-19 02:00 | 2:00 | 4.9655 | 30
2020-10-19 02:30 | 2:30 | 4.8484 | 30
2020-10-19 03:00 | 3:00 | 4.7301 | 30
2020-10-19 03:30 | 3:30 | 4.9847 | 30
2020-10-19 04:00 | 4:00 | 5.0809 | 30
2020-10-19 04:30 | 4:30 | 5.4436 | 30
2020-10-19 05:00 | 5:00 | 5.667 | 30
2020-10-19 05:30 | 5:30 | 5.7147 | 30
2020-10-19 06:00 | 6:00 | 5.293 | 30
2020-10-19 06:30 | 6:30 | 4.8224 | 30
2020-10-19 07:00 | 7:00 | 4.0611 | 30
2020-10-19 07:30 | 7:30 | 2.8613 | 30
2020-10-19 08:00 | 8:00 | 1.7368 | 30
2020-10-19 08:30 | 8:30 | 0.89293 | 30
2020-10-19 09:00 | 9:00 | 0.25911 | 30
2020-10-19 09:30 | 9:30 | 0.28864 | 30
2020-10-19 10:00 | 10:00 | 0.97147 | 30
2020-10-19 10:30 | 10:30 | 1.4413 | 30
2020-10-19 11:00 | 11:00 | 3.5124 | 30
2020-10-19 11:30 | 11:30 | 2.5401 | 30
2020-10-19 12:00 | 12:00 | 3.5755 | 30
2020-10-19 12:30 | 12:30 | 3.0183 | 30
2020-10-19 13:00 | 13:00 | 2.3006 | 30
2020-10-19 13:30 | 13:30 | 1.8533 | 30
2020-10-19 14:00 | 14:00 | 3.0629 | 30
2020-10-19 14:30 | 14:30 | 3.1727 | 30
2020-10-19 15:00 | 15:00 | 4.1173 | 30
2020-10-19 15:30 | 15:30 | 6.8132 | 30
2020-10-19 16:00 | 16:00 | 7.778 | 30
2020-10-19 16:30 | 16:30 | 7.5775 | 30
2020-10-19 17:00 | 17:00 | 9.1401 | 30
2020-10-19 17:30 | 17:30 | 9.8786 | 30
2020-10-19 18:00 | 18:00 | 10.0502 | 30
2020-10-19 18:30 | 18:30 | 10.462 | 30
2020-10-19 19:00 | 19:00 | 10.2394 | 30
2020-10-19 19:30 | 19:30 | 9.6579 | 30
2020-10-19 20:00 | 20:00 | 9.2882 | 30
2020-10-19 20:30 | 20:30 | 8.6527 | 30
2020-10-19 21:00 | 21:00 | 7.8559 | 30
2020-10-19 21:30 | 21:30 | 7.3242 | 30
2020-10-19 22:00 | 22:00 | 6.7208 | 30
2020-10-19 22:30 | 22:30 | 6.8529 | 30
2020-10-19 23:00 | 23:00 | 6.4418 | 30
2020-10-19 23:30 | 23:30 | 6.1828 | 30
2020-10-20 | 0:00 | 5.7331 | 30
2020-10-20 00:30 | 0:30 | 5.4505 | 30
2020-10-20 01:00 | 1:00 | 5.3173 | 30
2020-10-20 01:30 | 1:30 | 5.2153 | 30
2020-10-20 02:00 | 2:00 | 5.1653 | 30
2020-10-20 02:30 | 2:30 | 5.0687 | 30
2020-10-20 03:00 | 3:00 | 5.0813 | 30
2020-10-20 03:30 | 3:30 | 5.2274 | 30
2020-10-20 04:00 | 4:00 | 5.297 | 30
2020-10-20 04:30 | 4:30 | 5.37 | 30
2020-10-20 05:00 | 5:00 | 5.5997 | 30
2020-10-20 05:30 | 5:30 | 5.3482 | 30
2020-10-20 06:00 | 6:00 | 4.9988 | 30
2020-10-20 06:30 | 6:30 | 4.7741 | 30
2020-10-20 07:00 | 7:00 | 3.29 | 30
2020-10-20 07:30 | 7:30 | 2.1643 | 30
2020-10-20 08:00 | 8:00 | 1.0992 | 30
2020-10-20 08:30 | 8:30 | 0.90271 | 30
2020-10-20 09:00 | 9:00 | 1.0522 | 30
2020-10-20 09:30 | 9:30 | 0.91594 | 30
2020-10-20 10:00 | 10:00 | 2.0177 | 30
2020-10-20 10:30 | 10:30 | 1.6987 | 30
2020-10-20 11:00 | 11:00 | 0.70674 | 30
2020-10-20 11:30 | 11:30 | 0.73959 | 30
2020-10-20 12:00 | 12:00 | 2.5307 | 30
2020-10-20 12:30 | 12:30 | 1.2048 | 30
2020-10-20 13:00 | 13:00 | 0.86371 | 30
2020-10-20 13:30 | 13:30 | 1.4305 | 30
2020-10-20 14:00 | 14:00 | 1.1282 | 30
2020-10-20 14:30 | 14:30 | 1.2565 | 30
2020-10-20 15:00 | 15:00 | 2.9505 | 30
2020-10-20 15:30 | 15:30 | 3.9064 | 30
2020-10-20 16:00 | 16:00 | 5.1112 | 30
2020-10-20 16:30 | 16:30 | 5.874 | 30
2020-10-20 17:00 | 17:00 | 6.9934 | 30
2020-10-20 17:30 | 17:30 | 7.8834 | 30
2020-10-20 18:00 | 18:00 | 8.8622 | 30
2020-10-20 18:30 | 18:30 | 9.5871 | 30
2020-10-20 19:00 | 19:00 | 8.9998 | 30
2020-10-20 19:30 | 19:30 | 8.5831 | 30
2020-10-20 20:00 | 20:00 | 8.3429 | 30
2020-10-20 20:30 | 20:30 | 7.8499 | 30
2020-10-20 21:00 | 21:00 | 7.4577 | 30
2020-10-20 21:30 | 21:30 | 6.93 | 30
2020-10-20 22:00 | 22:00 | 6.3347 | 30
2020-10-20 22:30 | 22:30 | 6.4834 | 30
2020-10-20 23:00 | 23:00 | 6.1848 | 30
2020-10-20 23:30 | 23:30 | 5.5692 | 30
2020-10-21 | 0:00 | 4.9235 | 30
2020-10-21 00:30 | 0:30 | 4.4232 | 30
2020-10-21 01:00 | 1:00 | 4.3064 | 30
2020-10-21 01:30 | 1:30 | 4.2446 | 30
2020-10-21 02:00 | 2:00 | 4.3419 | 30
2020-10-21 02:30 | 2:30 | 4.362 | 30
2020-10-21 03:00 | 3:00 | 4.9732 | 30
2020-10-21 03:30 | 3:30 | 5.1248 | 30
2020-10-21 04:00 | 4:00 | 5.2634 | 30
2020-10-21 04:30 | 4:30 | 5.6503 | 30
2020-10-21 05:00 | 5:00 | 5.9425 | 30
2020-10-21 05:30 | 5:30 | 6.0269 | 30
2020-10-21 06:00 | 6:00 | 5.5018 | 30
2020-10-21 06:30 | 6:30 | 4.7896 | 30
2020-10-21 07:00 | 7:00 | 3.8757 | 30
2020-10-21 07:30 | 7:30 | 2.1204 | 30
2020-10-21 08:00 | 8:00 | 1.1613 | 30
2020-10-21 08:30 | 8:30 | 0.79302 | 30
2020-10-21 09:00 | 9:00 | 0.75362 | 30
2020-10-21 09:30 | 9:30 | 1.3544 | 30
2020-10-21 10:00 | 10:00 | 1.416 | 30
2020-10-21 10:30 | 10:30 | 1.0575 | 30
2020-10-21 11:00 | 11:00 | 0.79334 | 30
2020-10-21 11:30 | 11:30 | 1.2111 | 30
2020-10-21 12:00 | 12:00 | 1.9714 | 30
2020-10-21 12:30 | 12:30 | 2.3365 | 30
2020-10-21 13:00 | 13:00 | 4.8477 | 30
2020-10-21 13:30 | 13:30 | 4.9949 | 30
2020-10-21 14:00 | 14:00 | 4.623 | 30
2020-10-21 14:30 | 14:30 | 5.1507 | 30
2020-10-21 15:00 | 15:00 | 5.3385 | 30
2020-10-21 15:30 | 15:30 | 5.7339 | 30
2020-10-21 16:00 | 16:00 | 6.7508 | 30
2020-10-21 16:30 | 16:30 | 7.4658 | 30
2020-10-21 17:00 | 17:00 | 8.1383 | 30
2020-10-21 17:30 | 17:30 | 9.1187 | 30
2020-10-21 18:00 | 18:00 | 9.7443 | 30
2020-10-21 18:30 | 18:30 | 9.9235 | 30
2020-10-21 19:00 | 19:00 | 9.4873 | 30
2020-10-21 19:30 | 19:30 | 8.4775 | 30
2020-10-21 20:00 | 20:00 | 8.1931 | 30
2020-10-21 20:30 | 20:30 | 7.6192 | 30
2020-10-21 21:00 | 21:00 | 7.2241 | 30
2020-10-21 21:30 | 21:30 | 6.7625 | 30
2020-10-21 22:00 | 22:00 | 6.024 | 30
2020-10-21 22:30 | 22:30 | 6.2355 | 30
2020-10-21 23:00 | 23:00 | 5.8427 | 30
2020-10-21 23:30 | 23:30 | 5.1708 | 30
2020-10-22 | 0:00 | 4.6608 | 30
2020-10-22 00:30 | 0:30 | 4.4794 | 30
2020-10-22 01:00 | 1:00 | 4.3103 | 30
2020-10-22 01:30 | 1:30 | 4.2433 | 30
2020-10-22 02:00 | 2:00 | 4.1599 | 30
2020-10-22 02:30 | 2:30 | 4.0957 | 30
2020-10-22 03:00 | 3:00 | 4.0318 | 30
2020-10-22 03:30 | 3:30 | 4.1382 | 30
2020-10-22 04:00 | 4:00 | 4.1545 | 30
2020-10-22 04:30 | 4:30 | 4.4046 | 30
2020-10-22 05:00 | 5:00 | 4.6965 | 30
2020-10-22 05:30 | 5:30 | 4.9092 | 30
2020-10-22 06:00 | 6:00 | 5.4219 | 30
2020-10-22 06:30 | 6:30 | 5.3311 | 30
2020-10-22 07:00 | 7:00 | 5.7077 | 30
2020-10-22 07:30 | 7:30 | 4.84 | 30
2020-10-22 08:00 | 8:00 | 5.0714 | 30
2020-10-22 08:30 | 8:30 | 5.0349 | 30
2020-10-22 09:00 | 9:00 | 4.4953 | 30
2020-10-22 09:30 | 9:30 | 4.1816 | 30
2020-10-22 10:00 | 10:00 | 3.5631 | 30
2020-10-22 10:30 | 10:30 | 2.5386 | 30
2020-10-22 11:00 | 11:00 | 3.6463 | 30
2020-10-22 11:30 | 11:30 | 3.1463 | 30
2020-10-22 12:00 | 12:00 | 3.9022 | 30
2020-10-22 12:30 | 12:30 | 3.5706 | 30
2020-10-22 13:00 | 13:00 | 3.1204 | 30
2020-10-22 13:30 | 13:30 | 4.1988 | 30
2020-10-22 14:00 | 14:00 | 2.5932 | 30
2020-10-22 14:30 | 14:30 | 1.7667 | 30
2020-10-22 15:00 | 15:00 | 3.4438 | 30
2020-10-22 15:30 | 15:30 | 4.3734 | 30
2020-10-22 16:00 | 16:00 | 5.0086 | 30
2020-10-22 16:30 | 16:30 | 6.2725 | 30
2020-10-22 17:00 | 17:00 | 6.9745 | 30
2020-10-22 17:30 | 17:30 | 8.1184 | 30
2020-10-22 18:00 | 18:00 | 8.9957 | 30
2020-10-22 18:30 | 18:30 | 9.4845 | 30
2020-10-22 19:00 | 19:00 | 9.2928 | 30
2020-10-22 19:30 | 19:30 | 9.0393 | 30
2020-10-22 20:00 | 20:00 | 8.6953 | 30
2020-10-22 20:30 | 20:30 | 8.2316 | 30
2020-10-22 21:00 | 21:00 | 7.8516 | 30
2020-10-22 21:30 | 21:30 | 7.4972 | 30
2020-10-22 22:00 | 22:00 | 6.8612 | 30
2020-10-22 22:30 | 22:30 | 6.9607 | 30
2020-10-22 23:00 | 23:00 | 6.6269 | 30
2020-10-22 23:30 | 23:30 | 6.0588 | 30
2020-10-23 | 0:00 | 5.4524 | 30
2020-10-23 00:30 | 0:30 | 5.1863 | 30
2020-10-23 01:00 | 1:00 | 4.9263 | 30
2020-10-23 01:30 | 1:30 | 4.2857 | 30
2020-10-23 02:00 | 2:00 | 4.1598 | 30
2020-10-23 02:30 | 2:30 | 4.1574 | 30
2020-10-23 03:00 | 3:00 | 4.1728 | 30
2020-10-23 03:30 | 3:30 | 4.2009 | 30
2020-10-23 04:00 | 4:00 | 4.2124 | 30
2020-10-23 04:30 | 4:30 | 4.3916 | 30
2020-10-23 05:00 | 5:00 | 4.609 | 30
2020-10-23 05:30 | 5:30 | 5.9323 | 30
2020-10-23 06:00 | 6:00 | 6.1068 | 30
2020-10-23 06:30 | 6:30 | 6.2042 | 30
2020-10-23 07:00 | 7:00 | 5.5946 | 30
2020-10-23 07:30 | 7:30 | 4.8169 | 30
2020-10-23 08:00 | 8:00 | 3.9862 | 30
2020-10-23 08:30 | 8:30 | 4.2001 | 30
2020-10-23 09:00 | 9:00 | 2.4566 | 30
2020-10-23 09:30 | 9:30 | 1.6592 | 30
2020-10-23 10:00 | 10:00 | 4.8085 | 30
2020-10-23 10:30 | 10:30 | 2.8747 | 30
2020-10-23 11:00 | 11:00 | 2.3693 | 30
2020-10-23 11:30 | 11:30 | 4.2784 | 30
2020-10-23 12:00 | 12:00 | 3.3867 | 30
2020-10-23 12:30 | 12:30 | 2.2805 | 30
2020-10-23 13:00 | 13:00 | 0.49057 | 30
2020-10-23 13:30 | 13:30 | 3.7436 | 30
2020-10-23 14:00 | 14:00 | 5.2746 | 30
2020-10-23 14:30 | 14:30 | 4.9906 | 30
2020-10-23 15:00 | 15:00 | 3.5177 | 30
2020-10-23 15:30 | 15:30 | 5.4435 | 30
2020-10-23 16:00 | 16:00 | 5.7735 | 30
2020-10-23 16:30 | 16:30 | 7.0501 | 30
2020-10-23 17:00 | 17:00 | 7.9259 | 30
2020-10-23 17:30 | 17:30 | 8.7828 | 30
2020-10-23 18:00 | 18:00 | 9.4069 | 30
2020-10-23 18:30 | 18:30 | 9.8044 | 30
2020-10-23 19:00 | 19:00 | 9.6941 | 30
2020-10-23 19:30 | 19:30 | 9.3887 | 30
2020-10-23 20:00 | 20:00 | 8.9007 | 30
2020-10-23 20:30 | 20:30 | 8.5065 | 30
2020-10-23 21:00 | 21:00 | 7.5028 | 30
2020-10-23 21:30 | 21:30 | 7.1126 | 30
2020-10-23 22:00 | 22:00 | 6.6445 | 30
2020-10-23 22:30 | 22:30 | 6.8265 | 30
2020-10-23 23:00 | 23:00 | 6.5057 | 30
2020-10-23 23:30 | 23:30 | 5.7867 | 30
2020-10-24 | 0:00 | 5.3803 | 30
2020-10-24 00:30 | 0:30 | 5.0837 | 30
2020-10-24 01:00 | 1:00 | 5.0108 | 30
2020-10-24 01:30 | 1:30 | 4.8735 | 30
2020-10-24 02:00 | 2:00 | 5.208 | 30
2020-10-24 02:30 | 2:30 | 5.8496 | 30
2020-10-24 03:00 | 3:00 | 5.819 | 30
2020-10-24 03:30 | 3:30 | 5.8153 | 30
2020-10-24 04:00 | 4:00 | 5.7287 | 30
2020-10-24 04:30 | 4:30 | 5.6032 | 30
2020-10-24 05:00 | 5:00 | 5.4016 | 30
2020-10-24 05:30 | 5:30 | 4.9925 | 30
2020-10-24 06:00 | 6:00 | 4.8531 | 30
2020-10-24 06:30 | 6:30 | 5.2261 | 30
2020-10-24 07:00 | 7:00 | 5.2208 | 30
2020-10-24 07:30 | 7:30 | 4.2517 | 30
2020-10-24 08:00 | 8:00 | 3.7157 | 30
2020-10-24 08:30 | 8:30 | 3.7687 | 30
2020-10-24 09:00 | 9:00 | 5.7542 | 30
2020-10-24 09:30 | 9:30 | 7.3419 | 30
2020-10-24 10:00 | 10:00 | 8.0524 | 30
2020-10-24 10:30 | 10:30 | 7.7786 | 30
2020-10-24 11:00 | 11:00 | 6.7396 | 30
2020-10-24 11:30 | 11:30 | 4.5949 | 30
2020-10-24 12:00 | 12:00 | 6.2481 | 30
2020-10-24 12:30 | 12:30 | 7.2498 | 30
2020-10-24 13:00 | 13:00 | 6.259 | 30
2020-10-24 13:30 | 13:30 | 6.8021 | 30
2020-10-24 14:00 | 14:00 | 7.9188 | 30
2020-10-24 14:30 | 14:30 | 7.3941 | 30
2020-10-24 15:00 | 15:00 | 6.8315 | 30
2020-10-24 15:30 | 15:30 | 7.3917 | 30
2020-10-24 16:00 | 16:00 | 7.4813 | 30
2020-10-24 16:30 | 16:30 | 7.9751 | 30
2020-10-24 17:00 | 17:00 | 8.3304 | 30
2020-10-24 17:30 | 17:30 | 8.1771 | 30
2020-10-24 18:00 | 18:00 | 7.8751 | 30
2020-10-24 18:30 | 18:30 | 7.9164 | 30
2020-10-24 19:00 | 19:00 | 7.7728 | 30
2020-10-24 19:30 | 19:30 | 7.9573 | 30
2020-10-24 20:00 | 20:00 | 8.2094 | 30
2020-10-24 20:30 | 20:30 | 7.7545 | 30
2020-10-24 21:00 | 21:00 | 6.8489 | 30
2020-10-24 21:30 | 21:30 | 6.6732 | 30
2020-10-24 22:00 | 22:00 | 6.2706 | 30
2020-10-24 22:30 | 22:30 | 6.3444 | 30
2020-10-24 23:00 | 23:00 | 6.1442 | 30
2020-10-24 23:30 | 23:30 | 5.5326 | 30
2020-10-25 | 0:00 | 5.0408 | 30
2020-10-25 00:30 | 0:30 | 4.7208 | 30
2020-10-25 01:00 | 1:00 | 4.6441 | 30
2020-10-25 01:30 | 1:30 | 4.6149 | 30
2020-10-25 02:00 | 2:00 | 4.4684 | 30
2020-10-25 02:30 | 2:30 | 4.438 | 30
2020-10-25 03:00 | 3:00 | 4.3567 | 30
2020-10-25 03:30 | 3:30 | 4.356 | 30
2020-10-25 04:00 | 4:00 | 4.3432 | 30
2020-10-25 04:30 | 4:30 | 4.3623 | 30
2020-10-25 05:00 | 5:00 | 4.325 | 30
2020-10-25 05:30 | 5:30 | 4.0476 | 30
2020-10-25 06:00 | 6:00 | 3.8305 | 30
2020-10-25 06:30 | 6:30 | 3.1123 | 30
2020-10-25 07:00 | 7:00 | 2.7756 | 30
2020-10-25 07:30 | 7:30 | 2.7454 | 30
2020-10-25 08:00 | 8:00 | 2.1774 | 30
2020-10-25 08:30 | 8:30 | 1.9682 | 30
2020-10-25 09:00 | 9:00 | 2.1335 | 30
2020-10-25 09:30 | 9:30 | 3.6491 | 30
2020-10-25 10:00 | 10:00 | 2.3557 | 30
2020-10-25 10:30 | 10:30 | 2.2772 | 30
2020-10-25 11:00 | 11:00 | 2.5931 | 30
2020-10-25 11:30 | 11:30 | 2.2602 | 30
2020-10-25 12:00 | 12:00 | 2.3769 | 30
2020-10-25 12:30 | 12:30 | 7.4247 | 30
2020-10-25 13:00 | 13:00 | 8.9223 | 30
2020-10-25 13:30 | 13:30 | 8.6688 | 30
2020-10-25 14:00 | 14:00 | 8.0405 | 30
2020-10-25 14:30 | 14:30 | 8.6246 | 30
2020-10-25 15:00 | 15:00 | 5.9902 | 30
2020-10-25 15:30 | 15:30 | 6.9092 | 30
2020-10-25 16:00 | 16:00 | 6.3333 | 30
2020-10-25 16:30 | 16:30 | 7.9045 | 30
2020-10-25 17:00 | 17:00 | 8.8413 | 30
2020-10-25 17:30 | 17:30 | 9.4007 | 30
2020-10-25 18:00 | 18:00 | 9.7261 | 30
2020-10-25 18:30 | 18:30 | 9.9786 | 30
2020-10-25 19:00 | 19:00 | 9.5307 | 30
2020-10-25 19:30 | 19:30 | 8.728 | 30
2020-10-25 20:00 | 20:00 | 7.9443 | 30
2020-10-25 20:30 | 20:30 | 7.3371 | 30
2020-10-25 21:00 | 21:00 | 7.0566 | 30
2020-10-25 21:30 | 21:30 | 6.7928 | 30
2020-10-25 22:00 | 22:00 | 6.5237 | 30
2020-10-25 22:30 | 22:30 | 7.1505 | 30
2020-10-25 23:00 | 23:00 | 6.9424 | 30
2020-10-25 23:30 | 23:30 | 6.3141 | 30
2020-10-26 | 0:00 | 5.7844 | 30
2020-10-26 00:30 | 0:30 | 5.5373 | 30
2020-10-26 01:00 | 1:00 | 5.2886 | 30
2020-10-26 01:30 | 1:30 | 5.1841 | 30
2020-10-26 02:00 | 2:00 | 5.1581 | 30
2020-10-26 02:30 | 2:30 | 4.9844 | 30
2020-10-26 03:00 | 3:00 | 4.9163 | 30
2020-10-26 03:30 | 3:30 | 4.9457 | 30
2020-10-26 04:00 | 4:00 | 4.9898 | 30
2020-10-26 04:30 | 4:30 | 5.1965 | 30
2020-10-26 05:00 | 5:00 | 5.4282 | 30
2020-10-26 05:30 | 5:30 | 5.5417 | 30
2020-10-26 06:00 | 6:00 | 5.7026 | 30
2020-10-26 06:30 | 6:30 | 5.6595 | 30
2020-10-26 07:00 | 7:00 | 5.0429 | 30
2020-10-26 07:30 | 7:30 | 4.873 | 30
2020-10-26 08:00 | 8:00 | 4.9041 | 30
2020-10-26 08:30 | 8:30 | 4.341 | 30
2020-10-26 09:00 | 9:00 | 4.3328 | 30
2020-10-26 09:30 | 9:30 | 3.6726 | 30
2020-10-26 10:00 | 10:00 | 3.6348 | 30
2020-10-26 10:30 | 10:30 | 1.3363 | 30
2020-10-26 11:00 | 11:00 | 0.75525 | 30
2020-10-26 11:30 | 11:30 | 0.82562 | 30
2020-10-26 12:00 | 12:00 | 0.97799 | 30
2020-10-26 12:30 | 12:30 | 0.95229 | 30
2020-10-26 13:00 | 13:00 | 0.71733 | 30
2020-10-26 13:30 | 13:30 | 1.7664 | 30
2020-10-26 14:00 | 14:00 | 2.6709 | 30
2020-10-26 14:30 | 14:30 | 4.889 | 30
2020-10-26 15:00 | 15:00 | 4.4946 | 30
2020-10-26 15:30 | 15:30 | 5.369 | 30
2020-10-26 16:00 | 16:00 | 6.5844 | 30
2020-10-26 16:30 | 16:30 | 6.9595 | 30
2020-10-26 17:00 | 17:00 | 7.8539 | 30
2020-10-26 17:30 | 17:30 | 8.8091 | 30
2020-10-26 18:00 | 18:00 | 10.4239 | 30
2020-10-26 18:30 | 18:30 | 10.5763 | 30
2020-10-26 19:00 | 19:00 | 10.1631 | 30
2020-10-26 19:30 | 19:30 | 9.5434 | 30
2020-10-26 20:00 | 20:00 | 9.2346 | 30
2020-10-26 20:30 | 20:30 | 8.8833 | 30
2020-10-26 21:00 | 21:00 | 8.5674 | 30
2020-10-26 21:30 | 21:30 | 7.5748 | 30
2020-10-26 22:00 | 22:00 | 6.7814 | 30
2020-10-26 22:30 | 22:30 | 6.9614 | 30
2020-10-26 23:00 | 23:00 | 6.6218 | 30
2020-10-26 23:30 | 23:30 | 6.0426 | 30
2020-10-27 | 0:00 | 5.5718 | 30
2020-10-27 00:30 | 0:30 | 5.1915 | 30
2020-10-27 01:00 | 1:00 | 5.5649 | 30
2020-10-27 01:30 | 1:30 | 5.8338 | 30
2020-10-27 02:00 | 2:00 | 5.7392 | 30
2020-10-27 02:30 | 2:30 | 5.6936 | 30
2020-10-27 03:00 | 3:00 | 5.673 | 30
2020-10-27 03:30 | 3:30 | 4.6296 | 30
2020-10-27 04:00 | 4:00 | 5.3942 | 30
2020-10-27 04:30 | 4:30 | 5.9689 | 30
2020-10-27 05:00 | 5:00 | 6.0708 | 30
2020-10-27 05:30 | 5:30 | 5.8195 | 30
2020-10-27 06:00 | 6:00 | 5.6388 | 30
2020-10-27 06:30 | 6:30 | 5.1719 | 30
2020-10-27 07:00 | 7:00 | 3.4259 | 30
2020-10-27 07:30 | 7:30 | 2.3805 | 30
2020-10-27 08:00 | 8:00 | 3.0113 | 30
2020-10-27 08:30 | 8:30 | 3.1384 | 30
2020-10-27 09:00 | 9:00 | 4.0302 | 30
2020-10-27 09:30 | 9:30 | 1.3754 | 30
2020-10-27 10:00 | 10:00 | 2.8203 | 30
2020-10-27 10:30 | 10:30 | 3.7008 | 30
2020-10-27 11:00 | 11:00 | 1.1497 | 30
2020-10-27 11:30 | 11:30 | 3.1771 | 30
2020-10-27 12:00 | 12:00 | 2.4097 | 30
2020-10-27 12:30 | 12:30 | 1.6786 | 30
2020-10-27 13:00 | 13:00 | 2.7725 | 30
2020-10-27 13:30 | 13:30 | 5.7332 | 30
2020-10-27 14:00 | 14:00 | 5.3772 | 30
2020-10-27 14:30 | 14:30 | 6.1728 | 30
2020-10-27 15:00 | 15:00 | 6.1934 | 30
2020-10-27 15:30 | 15:30 | 6.8083 | 30
2020-10-27 16:00 | 16:00 | 7.3908 | 30
2020-10-27 16:30 | 16:30 | 7.9023 | 30
2020-10-27 17:00 | 17:00 | 8.6702 | 30
2020-10-27 17:30 | 17:30 | 9.1213 | 30
2020-10-27 18:00 | 18:00 | 10.0187 | 30
2020-10-27 18:30 | 18:30 | 10.7521 | 30
2020-10-27 19:00 | 19:00 | 10.1647 | 30
2020-10-27 19:30 | 19:30 | 9.6034 | 30
2020-10-27 20:00 | 20:00 | 8.8535 | 30
2020-10-27 20:30 | 20:30 | 8.1934 | 30
2020-10-27 21:00 | 21:00 | 7.8347 | 30
2020-10-27 21:30 | 21:30 | 7.3804 | 30
2020-10-27 22:00 | 22:00 | 6.9084 | 30
2020-10-27 22:30 | 22:30 | 6.9832 | 30
2020-10-27 23:00 | 23:00 | 6.6969 | 30
2020-10-27 23:30 | 23:30 | 6.1478 | 30
2020-10-28 | 0:00 | 5.6626 | 30
2020-10-28 00:30 | 0:30 | 4.8059 | 30
2020-10-28 01:00 | 1:00 | 4.4423 | 30
2020-10-28 01:30 | 1:30 | 4.3325 | 30
2020-10-28 02:00 | 2:00 | 4.3593 | 30
2020-10-28 02:30 | 2:30 | 4.7081 | 30
2020-10-28 03:00 | 3:00 | 4.7118 | 30
2020-10-28 03:30 | 3:30 | 4.749 | 30
2020-10-28 04:00 | 4:00 | 4.8238 | 30
2020-10-28 04:30 | 4:30 | 4.9171 | 30
2020-10-28 05:00 | 5:00 | 5.1148 | 30
2020-10-28 05:30 | 5:30 | 4.9801 | 30
2020-10-28 06:00 | 6:00 | 4.6563 | 30
2020-10-28 06:30 | 6:30 | 4.1668 | 30
2020-10-28 07:00 | 7:00 | 3.4929 | 30
2020-10-28 07:30 | 7:30 | 2.467 | 30
2020-10-28 08:00 | 8:00 | 1.8566 | 30
2020-10-28 08:30 | 8:30 | 2.3383 | 30
2020-10-28 09:00 | 9:00 | 1.1445 | 30
2020-10-28 09:30 | 9:30 | 2.9185 | 30
2020-10-28 10:00 | 10:00 | 2.8441 | 30
2020-10-28 10:30 | 10:30 | 3.7838 | 30
2020-10-28 11:00 | 11:00 | 3.0559 | 30
2020-10-28 11:30 | 11:30 | 3.9878 | 30
2020-10-28 12:00 | 12:00 | 4.0198 | 30
2020-10-28 12:30 | 12:30 | 1.6341 | 30
2020-10-28 13:00 | 13:00 | 0.98531 | 30
2020-10-28 13:30 | 13:30 | 1.0646 | 30
2020-10-28 14:00 | 14:00 | 5.775 | 30
2020-10-28 14:30 | 14:30 | 7.6817 | 30
2020-10-28 15:00 | 15:00 | 8.5398 | 30
2020-10-28 15:30 | 15:30 | 6.8359 | 30
2020-10-28 16:00 | 16:00 | 4.7885 | 30
2020-10-28 16:30 | 16:30 | 7.6131 | 30
2020-10-28 17:00 | 17:00 | 8.2269 | 30
2020-10-28 17:30 | 17:30 | 9.1028 | 30
2020-10-28 18:00 | 18:00 | 9.4128 | 30
2020-10-28 18:30 | 18:30 | 9.6116 | 30
2020-10-28 19:00 | 19:00 | 9.2 | 30
2020-10-28 19:30 | 19:30 | 8.9807 | 30
2020-10-28 20:00 | 20:00 | 8.8201 | 30
2020-10-28 20:30 | 20:30 | 8.323 | 30
2020-10-28 21:00 | 21:00 | 7.8496 | 30
2020-10-28 21:30 | 21:30 | 7.4649 | 30
2020-10-28 22:00 | 22:00 | 7.069 | 30
2020-10-28 22:30 | 22:30 | 7.6794 | 30
2020-10-28 23:00 | 23:00 | 7.2873 | 30
2020-10-28 23:30 | 23:30 | 6.625 | 30
2020-10-29 | 0:00 | 6.204 | 30
2020-10-29 00:30 | 0:30 | 5.8659 | 30
2020-10-29 01:00 | 1:00 | 5.6551 | 30
2020-10-29 01:30 | 1:30 | 5.6321 | 30
2020-10-29 02:00 | 2:00 | 5.4716 | 30
2020-10-29 02:30 | 2:30 | 5.5193 | 30
2020-10-29 03:00 | 3:00 | 5.4876 | 30
2020-10-29 03:30 | 3:30 | 5.4488 | 30
2020-10-29 04:00 | 4:00 | 5.4924 | 30
2020-10-29 04:30 | 4:30 | 5.353 | 30
2020-10-29 05:00 | 5:00 | 5.474 | 30
2020-10-29 05:30 | 5:30 | 5.2499 | 30
2020-10-29 06:00 | 6:00 | 5.1809 | 30
2020-10-29 06:30 | 6:30 | 4.6641 | 30
2020-10-29 07:00 | 7:00 | 3.9381 | 30
2020-10-29 07:30 | 7:30 | 3.5133 | 30
2020-10-29 08:00 | 8:00 | 1.9429 | 30
2020-10-29 08:30 | 8:30 | 0.62072 | 30
2020-10-29 09:00 | 9:00 | 0.57294 | 30
2020-10-29 09:30 | 9:30 | 0.70499 | 30
2020-10-29 10:00 | 10:00 | 0.83771 | 30
2020-10-29 10:30 | 10:30 | 0.53572 | 30
2020-10-29 11:00 | 11:00 | 1.1483 | 30
2020-10-29 11:30 | 11:30 | 0.94272 | 30
2020-10-29 12:00 | 12:00 | 0.25431 | 30
2020-10-29 12:30 | 12:30 | 0.5034 | 30
2020-10-29 13:00 | 13:00 | 1.2232 | 30
2020-10-29 13:30 | 13:30 | 2.7139 | 30
2020-10-29 14:00 | 14:00 | 1.5499 | 30
2020-10-29 14:30 | 14:30 | 2.3508 | 30
2020-10-29 15:00 | 15:00 | 2.5072 | 30
2020-10-29 15:30 | 15:30 | 4.0035 | 30
2020-10-29 16:00 | 16:00 | 5.6036 | 30
2020-10-29 16:30 | 16:30 | 7.0192 | 30
2020-10-29 17:00 | 17:00 | 7.8298 | 30
2020-10-29 17:30 | 17:30 | 8.6718 | 30
2020-10-29 18:00 | 18:00 | 9.5544 | 30
2020-10-29 18:30 | 18:30 | 10.651 | 30
2020-10-29 19:00 | 19:00 | 10.3388 | 30
2020-10-29 19:30 | 19:30 | 9.9423 | 30
2020-10-29 20:00 | 20:00 | 9.5321 | 30
2020-10-29 20:30 | 20:30 | 8.9673 | 30
2020-10-29 21:00 | 21:00 | 8.6608 | 30
2020-10-29 21:30 | 21:30 | 8.1612 | 30
2020-10-29 22:00 | 22:00 | 7.3099 | 30
2020-10-29 22:30 | 22:30 | 7.254 | 30
2020-10-29 23:00 | 23:00 | 6.9871 | 30
2020-10-29 23:30 | 23:30 | 6.3519 | 30
2020-10-30 | 0:00 | 5.7719 | 30
2020-10-30 00:30 | 0:30 | 4.9048 | 30
2020-10-30 01:00 | 1:00 | 4.248 | 30
2020-10-30 01:30 | 1:30 | 4.1652 | 30
2020-10-30 02:00 | 2:00 | 4.2381 | 30
2020-10-30 02:30 | 2:30 | 5.1701 | 30
2020-10-30 03:00 | 3:00 | 5.4445 | 30
2020-10-30 03:30 | 3:30 | 5.6316 | 30
2020-10-30 04:00 | 4:00 | 5.7141 | 30
2020-10-30 04:30 | 4:30 | 5.8172 | 30
2020-10-30 05:00 | 5:00 | 5.9369 | 30
2020-10-30 05:30 | 5:30 | 5.7134 | 30
2020-10-30 06:00 | 6:00 | 5.3443 | 30
2020-10-30 06:30 | 6:30 | 4.7582 | 30
2020-10-30 07:00 | 7:00 | 3.1427 | 30
2020-10-30 07:30 | 7:30 | 2.3479 | 30
2020-10-30 08:00 | 8:00 | 1.2043 | 30
2020-10-30 08:30 | 8:30 | 0.69834 | 30
2020-10-30 09:00 | 9:00 | 0.86841 | 30
2020-10-30 09:30 | 9:30 | 0.99135 | 30
2020-10-30 10:00 | 10:00 | 1.261 | 30
2020-10-30 10:30 | 10:30 | 0.98608 | 30
2020-10-30 11:00 | 11:00 | 0.9273 | 30
2020-10-30 11:30 | 11:30 | 0.70265 | 30
2020-10-30 12:00 | 12:00 | 0.53079 | 30
2020-10-30 12:30 | 12:30 | 0.3473 | 30
2020-10-30 13:00 | 13:00 | 0.27386 | 30
2020-10-30 13:30 | 13:30 | 0.60153 | 30
2020-10-30 14:00 | 14:00 | 1.2938 | 30
2020-10-30 14:30 | 14:30 | 2.2419 | 30
2020-10-30 15:00 | 15:00 | 3.6617 | 30
2020-10-30 15:30 | 15:30 | 5.043 | 30
2020-10-30 16:00 | 16:00 | 6.4203 | 30
2020-10-30 16:30 | 16:30 | 7.7413 | 30
2020-10-30 17:00 | 17:00 | 8.4882 | 30
2020-10-30 17:30 | 17:30 | 8.9575 | 30
2020-10-30 18:00 | 18:00 | 9.244 | 30
2020-10-30 18:30 | 18:30 | 9.4653 | 30
2020-10-30 19:00 | 19:00 | 9.2603 | 30
2020-10-30 19:30 | 19:30 | 9.117 | 30
2020-10-30 20:00 | 20:00 | 8.6757 | 30
2020-10-30 20:30 | 20:30 | 8.2754 | 30
2020-10-30 21:00 | 21:00 | 7.9895 | 30
2020-10-30 21:30 | 21:30 | 7.716 | 30
2020-10-30 22:00 | 22:00 | 7.1566 | 30
2020-10-30 22:30 | 22:30 | 7.3198 | 30
2020-10-30 23:00 | 23:00 | 7.0625 | 30
2020-10-30 23:30 | 23:30 | 6.5932 | 30
2020-10-31 | 0:00 | 6.1932 | 30
2020-10-31 00:30 | 0:30 | 5.8707 | 30
2020-10-31 01:00 | 1:00 | 5.4254 | 30
2020-10-31 01:30 | 1:30 | 5.1894 | 30
2020-10-31 02:00 | 2:00 | 5.1463 | 30
2020-10-31 02:30 | 2:30 | 5.0806 | 30
2020-10-31 03:00 | 3:00 | 4.9403 | 30
2020-10-31 03:30 | 3:30 | 4.8931 | 30
2020-10-31 04:00 | 4:00 | 4.9484 | 30
2020-10-31 04:30 | 4:30 | 5.018 | 30
2020-10-31 05:00 | 5:00 | 4.9056 | 30
2020-10-31 05:30 | 5:30 | 4.5347 | 30
2020-10-31 06:00 | 6:00 | 4.308 | 30
2020-10-31 06:30 | 6:30 | 3.6946 | 30
2020-10-31 07:00 | 7:00 | 3.3036 | 30
2020-10-31 07:30 | 7:30 | 2.7949 | 30
2020-10-31 08:00 | 8:00 | 3.4014 | 30
2020-10-31 08:30 | 8:30 | 3.7521 | 30
2020-10-31 09:00 | 9:00 | 2.9333 | 30
2020-10-31 09:30 | 9:30 | 2.7538 | 30
2020-10-31 10:00 | 10:00 | 2.6378 | 30
2020-10-31 10:30 | 10:30 | 3.2831 | 30
2020-10-31 11:00 | 11:00 | 3.4281 | 30
2020-10-31 11:30 | 11:30 | 1.2472 | 30
2020-10-31 12:00 | 12:00 | 4.8751 | 30
2020-10-31 12:30 | 12:30 | 7.684 | 30
2020-10-31 13:00 | 13:00 | 7.8153 | 30
2020-10-31 13:30 | 13:30 | 9.2496 | 30
2020-10-31 14:00 | 14:00 | 8.2894 | 30
2020-10-31 14:30 | 14:30 | 8.071 | 30
2020-10-31 15:00 | 15:00 | 8.2281 | 30
2020-10-31 15:30 | 15:30 | 7.2024 | 30
2020-10-31 16:00 | 16:00 | 7.2585 | 30
2020-10-31 16:30 | 16:30 | 7.1177 | 30
2020-10-31 17:00 | 17:00 | 6.8737 | 30
2020-10-31 17:30 | 17:30 | 8.1996 | 30
2020-10-31 18:00 | 18:00 | 8.7373 | 30
2020-10-31 18:30 | 18:30 | 9.2347 | 30
2020-10-31 19:00 | 19:00 | 9.2206 | 30
2020-10-31 19:30 | 19:30 | 8.8773 | 30
2020-10-31 20:00 | 20:00 | 8.6537 | 30
2020-10-31 20:30 | 20:30 | 8.3714 | 30
2020-10-31 21:00 | 21:00 | 7.0246 | 30
2020-10-31 21:30 | 21:30 | 7.7738 | 30
2020-10-31 22:00 | 22:00 | 7.2876 | 30
2020-10-31 22:30 | 22:30 | 7.4915 | 30
2020-10-31 23:00 | 23:00 | 7.2918 | 30
2020-10-31 23:30 | 23:30 | 6.6765 | 30
2020-11-01 | 0:00 | 6.1715 | 30
2020-11-01 00:30 | 0:30 | 5.8066 | 30
2020-11-01 01:00 | 1:00 | 5.635 | 30
2020-11-01 01:30 | 1:30 | 5.4612 | 30
2020-11-01 02:00 | 2:00 | 5.3731 | 30
2020-11-01 02:30 | 2:30 | 4.9901 | 30
2020-11-01 03:00 | 3:00 | 4.8036 | 30
2020-11-01 03:30 | 3:30 | 4.7059 | 30
2020-11-01 04:00 | 4:00 | 4.7624 | 30
2020-11-01 04:30 | 4:30 | 4.7172 | 30
2020-11-01 05:00 | 5:00 | 4.7243 | 30
2020-11-01 05:30 | 5:30 | 4.4236 | 30
2020-11-01 06:00 | 6:00 | 3.9526 | 30
2020-11-01 06:30 | 6:30 | 3.2176 | 30
2020-11-01 07:00 | 7:00 | 2.2821 | 30
2020-11-01 07:30 | 7:30 | 1.6165 | 30
2020-11-01 08:00 | 8:00 | 1.2032 | 30
2020-11-01 08:30 | 8:30 | 0.79023 | 30
2020-11-01 09:00 | 9:00 | 0.60345 | 30
2020-11-01 09:30 | 9:30 | 0.21333 | 30
2020-11-01 10:00 | 10:00 | 1.5101 | 30
2020-11-01 10:30 | 10:30 | 1.1238 | 30
2020-11-01 11:00 | 11:00 | 1.0118 | 30
2020-11-01 11:30 | 11:30 | 1.1076 | 30
2020-11-01 12:00 | 12:00 | 0.99434 | 30
2020-11-01 12:30 | 12:30 | 0.75759 | 30
2020-11-01 13:00 | 13:00 | 0.48143 | 30
2020-11-01 13:30 | 13:30 | 0.73918 | 30
2020-11-01 14:00 | 14:00 | 1.4828 | 30
2020-11-01 14:30 | 14:30 | 2.6572 | 30
2020-11-01 15:00 | 15:00 | 4.1021 | 30
2020-11-01 15:30 | 15:30 | 5.599 | 30
2020-11-01 16:00 | 16:00 | 7.0555 | 30
2020-11-01 16:30 | 16:30 | 8.406 | 30
2020-11-01 17:00 | 17:00 | 9.5852 | 30
2020-11-01 17:30 | 17:30 | 10.5754 | 30
2020-11-01 18:00 | 18:00 | 10.9126 | 30
2020-11-01 18:30 | 18:30 | 10.7821 | 30
2020-11-01 19:00 | 19:00 | 9.987 | 30
2020-11-01 19:30 | 19:30 | 9.5179 | 30
2020-11-01 20:00 | 20:00 | 9.067 | 30
2020-11-01 20:30 | 20:30 | 8.638 | 30
2020-11-01 21:00 | 21:00 | 8.0297 | 30
2020-11-01 21:30 | 21:30 | 7.4558 | 30
2020-11-01 22:00 | 22:00 | 6.9497 | 30
2020-11-01 22:30 | 22:30 | 6.9767 | 30
2020-11-01 23:00 | 23:00 | 5.968 | 30
2020-11-01 23:30 | 23:30 | 5.9201 | 30
2020-11-02 | 0:00 | 5.4461 | 30
2020-11-02 00:30 | 0:30 | 5.1285 | 30
2020-11-02 01:00 | 1:00 | 4.9195 | 30
2020-11-02 01:30 | 1:30 | 4.7255 | 30
2020-11-02 02:00 | 2:00 | 4.5857 | 30
2020-11-02 02:30 | 2:30 | 4.6169 | 30
2020-11-02 03:00 | 3:00 | 4.501 | 30
2020-11-02 03:30 | 3:30 | 4.4623 | 30
2020-11-02 04:00 | 4:00 | 4.5361 | 30
2020-11-02 04:30 | 4:30 | 4.8868 | 30
2020-11-02 05:00 | 5:00 | 5.2754 | 30
2020-11-02 05:30 | 5:30 | 4.9848 | 30
2020-11-02 06:00 | 6:00 | 4.6232 | 30
2020-11-02 06:30 | 6:30 | 4.4484 | 30
2020-11-02 07:00 | 7:00 | 3.6822 | 30
2020-11-02 07:30 | 7:30 | 2.5669 | 30
2020-11-02 08:00 | 8:00 | 1.5327 | 30
2020-11-02 08:30 | 8:30 | 0.7252 | 30
2020-11-02 09:00 | 9:00 | 0.51332 | 30
2020-11-02 09:30 | 9:30 | 0.47955 | 30
2020-11-02 10:00 | 10:00 | 1.2306 | 30
2020-11-02 10:30 | 10:30 | 2.0211 | 30
2020-11-02 11:00 | 11:00 | 3.5433 | 30
2020-11-02 11:30 | 11:30 | 4.3719 | 30
2020-11-02 12:00 | 12:00 | 3.8011 | 30
2020-11-02 12:30 | 12:30 | 4.0689 | 30
2020-11-02 13:00 | 13:00 | 4.6632 | 30
2020-11-02 13:30 | 13:30 | 6.2124 | 30
2020-11-02 14:00 | 14:00 | 4.8468 | 30
2020-11-02 14:30 | 14:30 | 4.3745 | 30
2020-11-02 15:00 | 15:00 | 5.3379 | 30
2020-11-02 15:30 | 15:30 | 6.2768 | 30
2020-11-02 16:00 | 16:00 | 7.4139 | 30
2020-11-02 16:30 | 16:30 | 7.6243 | 30
2020-11-02 17:00 | 17:00 | 8.5983 | 30
2020-11-02 17:30 | 17:30 | 9.1881 | 30
2020-11-02 18:00 | 18:00 | 9.6247 | 30
2020-11-02 18:30 | 18:30 | 10.0256 | 30
2020-11-02 19:00 | 19:00 | 9.809 | 30
2020-11-02 19:30 | 19:30 | 9.3247 | 30
2020-11-02 20:00 | 20:00 | 8.7978 | 30
2020-11-02 20:30 | 20:30 | 8.1988 | 30
2020-11-02 21:00 | 21:00 | 7.8269 | 30
2020-11-02 21:30 | 21:30 | 7.2551 | 30
2020-11-02 22:00 | 22:00 | 6.5488 | 30
2020-11-02 22:30 | 22:30 | 6.5963 | 30
2020-11-02 23:00 | 23:00 | 6.3175 | 30
2020-11-02 23:30 | 23:30 | 5.5271 | 30
2020-11-03 | 0:00 | 5.1599 | 30
2020-11-03 00:30 | 0:30 | 4.7498 | 30
2020-11-03 01:00 | 1:00 | 4.3441 | 30
2020-11-03 01:30 | 1:30 | 4.2563 | 30
2020-11-03 02:00 | 2:00 | 4.0926 | 30
2020-11-03 02:30 | 2:30 | 4.0884 | 30
2020-11-03 03:00 | 3:00 | 4.0597 | 30
2020-11-03 03:30 | 3:30 | 4.0932 | 30
2020-11-03 04:00 | 4:00 | 4.131 | 30
2020-11-03 04:30 | 4:30 | 4.145 | 30
2020-11-03 05:00 | 5:00 | 4.1875 | 30
2020-11-03 05:30 | 5:30 | 4.0717 | 30
2020-11-03 06:00 | 6:00 | 3.5889 | 30
2020-11-03 06:30 | 6:30 | 3.2037 | 30
2020-11-03 07:00 | 7:00 | 2.6618 | 30
2020-11-03 07:30 | 7:30 | 1.679 | 30
2020-11-03 08:00 | 8:00 | 1.0126 | 30
2020-11-03 08:30 | 8:30 | 0.87566 | 30
2020-11-03 09:00 | 9:00 | 1.3042 | 30
2020-11-03 09:30 | 9:30 | 1.8 | 30
2020-11-03 10:00 | 10:00 | 1.6786 | 30
2020-11-03 10:30 | 10:30 | 1.5169 | 30
2020-11-03 11:00 | 11:00 | 1.0739 | 30
2020-11-03 11:30 | 11:30 | 0.91982 | 30
2020-11-03 12:00 | 12:00 | 1.221 | 30
2020-11-03 12:30 | 12:30 | 0.80961 | 30
2020-11-03 13:00 | 13:00 | 0.76619 | 30
2020-11-03 13:30 | 13:30 | 0.6716 | 30
2020-11-03 14:00 | 14:00 | 0.86092 | 30
2020-11-03 14:30 | 14:30 | 1.2391 | 30
2020-11-03 15:00 | 15:00 | 2.1954 | 30
2020-11-03 15:30 | 15:30 | 4.2331 | 30
2020-11-03 16:00 | 16:00 | 5.9326 | 30
2020-11-03 16:30 | 16:30 | 7.3309 | 30
2020-11-03 17:00 | 17:00 | 8.2129 | 30
2020-11-03 17:30 | 17:30 | 8.7472 | 30
2020-11-03 18:00 | 18:00 | 9.6073 | 30
2020-11-03 18:30 | 18:30 | 10.1415 | 30
2020-11-03 19:00 | 19:00 | 9.675 | 30
2020-11-03 19:30 | 19:30 | 9.2164 | 30
2020-11-03 20:00 | 20:00 | 8.7305 | 30
2020-11-03 20:30 | 20:30 | 8.2332 | 30
2020-11-03 21:00 | 21:00 | 7.8455 | 30
2020-11-03 21:30 | 21:30 | 7.1867 | 30
2020-11-03 22:00 | 22:00 | 6.5655 | 30
2020-11-03 22:30 | 22:30 | 6.6242 | 30
2020-11-03 23:00 | 23:00 | 6.2764 | 30
2020-11-03 23:30 | 23:30 | 6.3187 | 30
2020-11-04 | 0:00 | 6.3114 | 30
2020-11-04 00:30 | 0:30 | 6.0883 | 30
2020-11-04 01:00 | 1:00 | 5.8814 | 30
2020-11-04 01:30 | 1:30 | 5.68 | 30
2020-11-04 02:00 | 2:00 | 4.3578 | 30
2020-11-04 02:30 | 2:30 | 3.7545 | 30
2020-11-04 03:00 | 3:00 | 4.0949 | 30
2020-11-04 03:30 | 3:30 | 5.216 | 30
2020-11-04 04:00 | 4:00 | 5.4551 | 30
2020-11-04 04:30 | 4:30 | 5.7448 | 30
2020-11-04 05:00 | 5:00 | 5.8751 | 30
2020-11-04 05:30 | 5:30 | 5.7126 | 30
2020-11-04 06:00 | 6:00 | 5.2308 | 30
2020-11-04 06:30 | 6:30 | 4.718 | 30
2020-11-04 07:00 | 7:00 | 3.8475 | 30
2020-11-04 07:30 | 7:30 | 2.9188 | 30
2020-11-04 08:00 | 8:00 | 1.4907 | 30
2020-11-04 08:30 | 8:30 | 0.79157 | 30
2020-11-04 09:00 | 9:00 | 0.29275 | 30
2020-11-04 09:30 | 9:30 | 0.59864 | 30
2020-11-04 10:00 | 10:00 | 0.86731 | 30
2020-11-04 10:30 | 10:30 | 0.95862 | 30
2020-11-04 11:00 | 11:00 | 0.82594 | 30
2020-11-04 11:30 | 11:30 | 0.83363 | 30
2020-11-04 12:00 | 12:00 | 0.27103 | 30
2020-11-04 12:30 | 12:30 | 0.19038 | 30
2020-11-04 13:00 | 13:00 | 0.51626 | 30
2020-11-04 13:30 | 13:30 | 0.65248 | 30
2020-11-04 14:00 | 14:00 | 1.0819 | 30
2020-11-04 14:30 | 14:30 | 1.668 | 30
2020-11-04 15:00 | 15:00 | 2.8226 | 30
2020-11-04 15:30 | 15:30 | 4.0213 | 30
2020-11-04 16:00 | 16:00 | 5.2974 | 30
2020-11-04 16:30 | 16:30 | 6.7385 | 30
2020-11-04 17:00 | 17:00 | 7.8141 | 30
2020-11-04 17:30 | 17:30 | 8.6606 | 30
2020-11-04 18:00 | 18:00 | 9.2969 | 30
2020-11-04 18:30 | 18:30 | 9.8772 | 30
2020-11-04 19:00 | 19:00 | 9.6566 | 30
2020-11-04 19:30 | 19:30 | 9.052 | 30
2020-11-04 20:00 | 20:00 | 8.706 | 30
2020-11-04 20:30 | 20:30 | 8.1024 | 30
2020-11-04 21:00 | 21:00 | 7.6503 | 30
2020-11-04 21:30 | 21:30 | 7.2481 | 30
2020-11-04 22:00 | 22:00 | 6.5615 | 30
2020-11-04 22:30 | 22:30 | 6.604 | 30
2020-11-04 23:00 | 23:00 | 6.3106 | 30
2020-11-04 23:30 | 23:30 | 5.6429 | 30
2020-11-05 | 0:00 | 5.8057 | 30
2020-11-05 00:30 | 0:30 | 5.5951 | 30
2020-11-05 01:00 | 1:00 | 5.4165 | 30
2020-11-05 01:30 | 1:30 | 5.3187 | 30
2020-11-05 02:00 | 2:00 | 5.3061 | 30
2020-11-05 02:30 | 2:30 | 5.1808 | 30
2020-11-05 03:00 | 3:00 | 5.2081 | 30
2020-11-05 03:30 | 3:30 | 5.4057 | 30
2020-11-05 04:00 | 4:00 | 5.7324 | 30
2020-11-05 04:30 | 4:30 | 5.8607 | 30
2020-11-05 05:00 | 5:00 | 5.4145 | 30
2020-11-05 05:30 | 5:30 | 4.9432 | 30
2020-11-05 06:00 | 6:00 | 4.5554 | 30
2020-11-05 06:30 | 6:30 | 4.0255 | 30
2020-11-05 07:00 | 7:00 | 3.2722 | 30
2020-11-05 07:30 | 7:30 | 2.2624 | 30
2020-11-05 08:00 | 8:00 | 1.1913 | 30
2020-11-05 08:30 | 8:30 | 0.87365 | 30
2020-11-05 09:00 | 9:00 | 1.2277 | 30
2020-11-05 09:30 | 9:30 | 0.90993 | 30
2020-11-05 10:00 | 10:00 | 1.1931 | 30
2020-11-05 10:30 | 10:30 | 1.099 | 30
2020-11-05 11:00 | 11:00 | 0.89015 | 30
2020-11-05 11:30 | 11:30 | 0.54518 | 30
2020-11-05 12:00 | 12:00 | 1.8459 | 30
2020-11-05 12:30 | 12:30 | 0.51886 | 30
2020-11-05 13:00 | 13:00 | 1.4982 | 30
2020-11-05 13:30 | 13:30 | 2.0171 | 30
2020-11-05 14:00 | 14:00 | 2.9989 | 30
2020-11-05 14:30 | 14:30 | 4.7706 | 30
2020-11-05 15:00 | 15:00 | 9.1528 | 30
2020-11-05 15:30 | 15:30 | 5.476 | 30
2020-11-05 16:00 | 16:00 | 6.4746 | 30
2020-11-05 16:30 | 16:30 | 8.0908 | 30
2020-11-05 17:00 | 17:00 | 8.8731 | 30
2020-11-05 17:30 | 17:30 | 9.5478 | 30
2020-11-05 18:00 | 18:00 | 10.044 | 30
2020-11-05 18:30 | 18:30 | 10.6944 | 30
2020-11-05 19:00 | 19:00 | 10.7283 | 30
2020-11-05 19:30 | 19:30 | 10.5397 | 30
2020-11-05 20:00 | 20:00 | 9.9188 | 30
2020-11-05 20:30 | 20:30 | 9.4536 | 30
2020-11-05 21:00 | 21:00 | 8.7955 | 30
2020-11-05 21:30 | 21:30 | 8.2286 | 30
2020-11-05 22:00 | 22:00 | 7.402 | 30
2020-11-05 22:30 | 22:30 | 7.5155 | 30
2020-11-05 23:00 | 23:00 | 7.0045 | 30
2020-11-05 23:30 | 23:30 | 6.2595 | 30
2020-11-06 | 0:00 | 5.6259 | 30
2020-11-06 00:30 | 0:30 | 5.2783 | 30
2020-11-06 01:00 | 1:00 | 5.1365 | 30
2020-11-06 01:30 | 1:30 | 5.0106 | 30
2020-11-06 02:00 | 2:00 | 4.3434 | 30
2020-11-06 02:30 | 2:30 | 4.8708 | 30
2020-11-06 03:00 | 3:00 | 5.079 | 30
2020-11-06 03:30 | 3:30 | 5.0945 | 30
2020-11-06 04:00 | 4:00 | 5.5332 | 30
2020-11-06 04:30 | 4:30 | 5.6916 | 30
2020-11-06 05:00 | 5:00 | 5.8447 | 30
2020-11-06 05:30 | 5:30 | 4.9022 | 30
2020-11-06 06:00 | 6:00 | 4.3225 | 30
2020-11-06 06:30 | 6:30 | 3.7598 | 30
2020-11-06 07:00 | 7:00 | 3.0859 | 30
2020-11-06 07:30 | 7:30 | 2.1079 | 30
2020-11-06 08:00 | 8:00 | 1.1882 | 30
2020-11-06 08:30 | 8:30 | 0.56255 | 30
2020-11-06 09:00 | 9:00 | 0.38146 | 30
2020-11-06 09:30 | 9:30 | 0.81394 | 30
2020-11-06 10:00 | 10:00 | 1.0443 | 30
2020-11-06 10:30 | 10:30 | 1.1129 | 30
2020-11-06 11:00 | 11:00 | 1.1795 | 30
2020-11-06 11:30 | 11:30 | 1.1767 | 30
2020-11-06 12:00 | 12:00 | 1.098 | 30
2020-11-06 12:30 | 12:30 | 0.64704 | 30
2020-11-06 13:00 | 13:00 | 0.28296 | 30
2020-11-06 13:30 | 13:30 | 0.24692 | 30
2020-11-06 14:00 | 14:00 | 0.75403 | 30
2020-11-06 14:30 | 14:30 | 1.1604 | 30
2020-11-06 15:00 | 15:00 | 2.1027 | 30
2020-11-06 15:30 | 15:30 | 3.6942 | 30
2020-11-06 16:00 | 16:00 | 5.071 | 30
2020-11-06 16:30 | 16:30 | 6.3223 | 30
2020-11-06 17:00 | 17:00 | 7.1765 | 30
2020-11-06 17:30 | 17:30 | 7.8568 | 30
2020-11-06 18:00 | 18:00 | 8.3024 | 30
2020-11-06 18:30 | 18:30 | 8.5367 | 30
2020-11-06 19:00 | 19:00 | 8.4661 | 30
2020-11-06 19:30 | 19:30 | 8.2174 | 30
2020-11-06 20:00 | 20:00 | 7.9961 | 30
2020-11-06 20:30 | 20:30 | 7.4685 | 30
2020-11-06 21:00 | 21:00 | 7.1902 | 30
2020-11-06 21:30 | 21:30 | 7.7595 | 30
2020-11-06 22:00 | 22:00 | 7.7725 | 30
2020-11-06 22:30 | 22:30 | 8.0089 | 30
2020-11-06 23:00 | 23:00 | 7.7525 | 30
2020-11-06 23:30 | 23:30 | 7.0448 | 30
2020-11-07 | 0:00 | 6.535 | 30
2020-11-07 00:30 | 0:30 | 6.2477 | 30
2020-11-07 01:00 | 1:00 | 6.0328 | 30
2020-11-07 01:30 | 1:30 | 5.8419 | 30
2020-11-07 02:00 | 2:00 | 5.737 | 30
2020-11-07 02:30 | 2:30 | 5.5184 | 30
2020-11-07 03:00 | 3:00 | 4.9654 | 30
2020-11-07 03:30 | 3:30 | 4.7893 | 30
2020-11-07 04:00 | 4:00 | 4.807 | 30
2020-11-07 04:30 | 4:30 | 4.723 | 30
2020-11-07 05:00 | 5:00 | 4.6777 | 30
2020-11-07 05:30 | 5:30 | 4.2873 | 30
2020-11-07 06:00 | 6:00 | 3.8674 | 30
2020-11-07 06:30 | 6:30 | 3.3528 | 30
2020-11-07 07:00 | 7:00 | 2.6694 | 30
2020-11-07 07:30 | 7:30 | 1.9404 | 30
2020-11-07 08:00 | 8:00 | 1.3698 | 30
2020-11-07 08:30 | 8:30 | 0.86732 | 30
2020-11-07 09:00 | 9:00 | 0.68696 | 30
2020-11-07 09:30 | 9:30 | 0.77881 | 30
2020-11-07 10:00 | 10:00 | 1.6967 | 30
2020-11-07 10:30 | 10:30 | 1.6685 | 30
2020-11-07 11:00 | 11:00 | 0.80901 | 30
2020-11-07 11:30 | 11:30 | 2.4469 | 30
2020-11-07 12:00 | 12:00 | 2.1657 | 30
2020-11-07 12:30 | 12:30 | 1.2504 | 30
2020-11-07 13:00 | 13:00 | 1.2318 | 30
2020-11-07 13:30 | 13:30 | 1.4724 | 30
2020-11-07 14:00 | 14:00 | 1.5129 | 30
2020-11-07 14:30 | 14:30 | 1.4947 | 30
2020-11-07 15:00 | 15:00 | 3.0438 | 30
2020-11-07 15:30 | 15:30 | 3.8251 | 30
2020-11-07 16:00 | 16:00 | 4.5434 | 30
2020-11-07 16:30 | 16:30 | 5.7747 | 30
2020-11-07 17:00 | 17:00 | 6.6351 | 30
2020-11-07 17:30 | 17:30 | 7.4784 | 30
2020-11-07 18:00 | 18:00 | 7.9332 | 30
2020-11-07 18:30 | 18:30 | 8.2605 | 30
2020-11-07 19:00 | 19:00 | 8.1818 | 30
2020-11-07 19:30 | 19:30 | 7.85 | 30
2020-11-07 20:00 | 20:00 | 7.5269 | 30
2020-11-07 20:30 | 20:30 | 7.4498 | 30
2020-11-07 21:00 | 21:00 | 7.2469 | 30
2020-11-07 21:30 | 21:30 | 6.9764 | 30
2020-11-07 22:00 | 22:00 | 7.0149 | 30
2020-11-07 22:30 | 22:30 | 7.745 | 30
2020-11-07 23:00 | 23:00 | 7.5677 | 30
2020-11-07 23:30 | 23:30 | 7.0547 | 30
2020-11-08 | 0:00 | 6.5631 | 30
2020-11-08 00:30 | 0:30 | 6.2285 | 30
2020-11-08 01:00 | 1:00 | 5.9673 | 30
2020-11-08 01:30 | 1:30 | 5.7943 | 30
2020-11-08 02:00 | 2:00 | 5.7718 | 30
2020-11-08 02:30 | 2:30 | 5.6498 | 30
2020-11-08 03:00 | 3:00 | 5.5527 | 30
2020-11-08 03:30 | 3:30 | 5.5365 | 30
2020-11-08 04:00 | 4:00 | 3.8965 | 30
2020-11-08 04:30 | 4:30 | 4.4367 | 30
2020-11-08 05:00 | 5:00 | 4.5345 | 30
2020-11-08 05:30 | 5:30 | 4.0829 | 30
2020-11-08 06:00 | 6:00 | 3.7206 | 30
2020-11-08 06:30 | 6:30 | 3.1256 | 30
2020-11-08 07:00 | 7:00 | 2.8186 | 30
2020-11-08 07:30 | 7:30 | 4.168 | 30
2020-11-08 08:00 | 8:00 | 4.4417 | 30
2020-11-08 08:30 | 8:30 | 4.6475 | 30
2020-11-08 09:00 | 9:00 | 4.4297 | 30
2020-11-08 09:30 | 9:30 | 4.9474 | 30
2020-11-08 10:00 | 10:00 | 4.5341 | 30
2020-11-08 10:30 | 10:30 | 4.1231 | 30
2020-11-08 11:00 | 11:00 | 3.9953 | 30
2020-11-08 11:30 | 11:30 | 3.643 | 30
2020-11-08 12:00 | 12:00 | 4.3185 | 30
2020-11-08 12:30 | 12:30 | 4.5649 | 30
2020-11-08 13:00 | 13:00 | 5.2212 | 30
2020-11-08 13:30 | 13:30 | 4.3021 | 30
2020-11-08 14:00 | 14:00 | 4.4659 | 30
2020-11-08 14:30 | 14:30 | 4.1711 | 30
2020-11-08 15:00 | 15:00 | 3.9209 | 30
2020-11-08 15:30 | 15:30 | 4.5138 | 30
2020-11-08 16:00 | 16:00 | 5.7291 | 30
2020-11-08 16:30 | 16:30 | 6.9641 | 30
2020-11-08 17:00 | 17:00 | 7.7365 | 30
2020-11-08 17:30 | 17:30 | 8.2326 | 30
2020-11-08 18:00 | 18:00 | 8.7574 | 30
2020-11-08 18:30 | 18:30 | 9.2379 | 30
2020-11-08 19:00 | 19:00 | 9.2618 | 30
2020-11-08 19:30 | 19:30 | 8.8681 | 30
2020-11-08 20:00 | 20:00 | 8.5505 | 30
2020-11-08 20:30 | 20:30 | 8.0087 | 30
2020-11-08 21:00 | 21:00 | 7.7596 | 30
2020-11-08 21:30 | 21:30 | 7.545 | 30
2020-11-08 22:00 | 22:00 | 6.8773 | 30
2020-11-08 22:30 | 22:30 | 6.94 | 30
2020-11-08 23:00 | 23:00 | 6.7009 | 30
2020-11-08 23:30 | 23:30 | 6.0303 | 30
2020-11-09 | 0:00 | 5.7102 | 30
2020-11-09 00:30 | 0:30 | 5.321 | 30
2020-11-09 01:00 | 1:00 | 5.1442 | 30
2020-11-09 01:30 | 1:30 | 4.9184 | 30
2020-11-09 02:00 | 2:00 | 4.8608 | 30
2020-11-09 02:30 | 2:30 | 4.8329 | 30
2020-11-09 03:00 | 3:00 | 4.78 | 30
2020-11-09 03:30 | 3:30 | 4.7117 | 30
2020-11-09 04:00 | 4:00 | 4.8251 | 30
2020-11-09 04:30 | 4:30 | 4.899 | 30
2020-11-09 05:00 | 5:00 | 5.1158 | 30
2020-11-09 05:30 | 5:30 | 4.8203 | 30
2020-11-09 06:00 | 6:00 | 4.141 | 30
2020-11-09 06:30 | 6:30 | 3.1567 | 30
2020-11-09 07:00 | 7:00 | 3.0955 | 30
2020-11-09 07:30 | 7:30 | 3.1921 | 30
2020-11-09 08:00 | 8:00 | 1.5305 | 30
2020-11-09 08:30 | 8:30 | 0.85629 | 30
2020-11-09 09:00 | 9:00 | 0.74715 | 30
2020-11-09 09:30 | 9:30 | 1.1516 | 30
2020-11-09 10:00 | 10:00 | 0.87138 | 30
2020-11-09 10:30 | 10:30 | 0.88568 | 30
2020-11-09 11:00 | 11:00 | 1.613 | 30
2020-11-09 11:30 | 11:30 | 1.5783 | 30
2020-11-09 12:00 | 12:00 | 1.3765 | 30
2020-11-09 12:30 | 12:30 | 1.1981 | 30
2020-11-09 13:00 | 13:00 | 1.5732 | 30
2020-11-09 13:30 | 13:30 | 0.81867 | 30
2020-11-09 14:00 | 14:00 | 1.1664 | 30
2020-11-09 14:30 | 14:30 | 0.96182 | 30
2020-11-09 15:00 | 15:00 | 2.6967 | 30
2020-11-09 15:30 | 15:30 | 3.8031 | 30
2020-11-09 16:00 | 16:00 | 5.0422 | 30
2020-11-09 16:30 | 16:30 | 5.7556 | 30
2020-11-09 17:00 | 17:00 | 6.9883 | 30
2020-11-09 17:30 | 17:30 | 7.9116 | 30
2020-11-09 18:00 | 18:00 | 8.7601 | 30
2020-11-09 18:30 | 18:30 | 9.217 | 30
2020-11-09 19:00 | 19:00 | 9.1575 | 30
2020-11-09 19:30 | 19:30 | 8.6742 | 30
2020-11-09 20:00 | 20:00 | 8.3667 | 30
2020-11-09 20:30 | 20:30 | 7.9571 | 30
2020-11-09 21:00 | 21:00 | 7.5602 | 30
2020-11-09 21:30 | 21:30 | 7.207 | 30
2020-11-09 22:00 | 22:00 | 7.1845 | 30
2020-11-09 22:30 | 22:30 | 7.6746 | 30
2020-11-09 23:00 | 23:00 | 7.3893 | 30
2020-11-09 23:30 | 23:30 | 6.7103 | 30
2020-11-10 | 0:00 | 6.297 | 30
2020-11-10 00:30 | 0:30 | 5.9726 | 30
2020-11-10 01:00 | 1:00 | 5.7938 | 30
2020-11-10 01:30 | 1:30 | 5.5542 | 30
2020-11-10 02:00 | 2:00 | 5.6326 | 30
2020-11-10 02:30 | 2:30 | 5.5372 | 30
2020-11-10 03:00 | 3:00 | 4.8227 | 30
2020-11-10 03:30 | 3:30 | 4.515 | 30
2020-11-10 04:00 | 4:00 | 4.575 | 30
2020-11-10 04:30 | 4:30 | 4.6438 | 30
2020-11-10 05:00 | 5:00 | 4.9359 | 30
2020-11-10 05:30 | 5:30 | 4.251 | 30
2020-11-10 06:00 | 6:00 | 3.5579 | 30
2020-11-10 06:30 | 6:30 | 2.933 | 30
2020-11-10 07:00 | 7:00 | 2.3527 | 30
2020-11-10 07:30 | 7:30 | 1.4885 | 30
2020-11-10 08:00 | 8:00 | 1.0439 | 30
2020-11-10 08:30 | 8:30 | 1.2649 | 30
2020-11-10 09:00 | 9:00 | 0.79105 | 30
2020-11-10 09:30 | 9:30 | 1.1553 | 30
2020-11-10 10:00 | 10:00 | 1.0834 | 30
2020-11-10 10:30 | 10:30 | 0.8763 | 30
2020-11-10 11:00 | 11:00 | 0.93736 | 30
2020-11-10 11:30 | 11:30 | 0.76088 | 30
2020-11-10 12:00 | 12:00 | 1.2226 | 30
2020-11-10 12:30 | 12:30 | 1.4554 | 30
2020-11-10 13:00 | 13:00 | 1.7789 | 30
2020-11-10 13:30 | 13:30 | 1.5287 | 30
2020-11-10 14:00 | 14:00 | 0.86662 | 30
2020-11-10 14:30 | 14:30 | 0.92585 | 30
2020-11-10 15:00 | 15:00 | 1.3123 | 30
2020-11-10 15:30 | 15:30 | 2.1215 | 30
2020-11-10 16:00 | 16:00 | 3.5426 | 30
2020-11-10 16:30 | 16:30 | 4.9314 | 30
2020-11-10 17:00 | 17:00 | 6.0444 | 30
2020-11-10 17:30 | 17:30 | 7.031 | 30
2020-11-10 18:00 | 18:00 | 8.0212 | 30
2020-11-10 18:30 | 18:30 | 8.7699 | 30
2020-11-10 19:00 | 19:00 | 8.606 | 30
2020-11-10 19:30 | 19:30 | 8.1809 | 30
2020-11-10 20:00 | 20:00 | 7.8722 | 30
2020-11-10 20:30 | 20:30 | 7.4399 | 30
2020-11-10 21:00 | 21:00 | 7.1711 | 30
2020-11-10 21:30 | 21:30 | 6.6596 | 30
2020-11-10 22:00 | 22:00 | 5.8955 | 30
2020-11-10 22:30 | 22:30 | 6.1402 | 30
2020-11-10 23:00 | 23:00 | 5.7176 | 30
2020-11-10 23:30 | 23:30 | 5.1004 | 30
2020-11-11 | 0:00 | 4.5773 | 30
2020-11-11 00:30 | 0:30 | 4.2605 | 30
2020-11-11 01:00 | 1:00 | 4.0615 | 30
2020-11-11 01:30 | 1:30 | 3.9366 | 30
2020-11-11 02:00 | 2:00 | 3.8886 | 30
2020-11-11 02:30 | 2:30 | 3.8792 | 30
2020-11-11 03:00 | 3:00 | 3.9318 | 30
2020-11-11 03:30 | 3:30 | 3.9186 | 30
2020-11-11 04:00 | 4:00 | 3.9718 | 30
2020-11-11 04:30 | 4:30 | 4.1741 | 30
2020-11-11 05:00 | 5:00 | 4.2659 | 30
2020-11-11 05:30 | 5:30 | 4.0128 | 30
2020-11-11 06:00 | 6:00 | 3.5754 | 30
2020-11-11 06:30 | 6:30 | 3.1549 | 30
2020-11-11 07:00 | 7:00 | 2.5804 | 30
2020-11-11 07:30 | 7:30 | 1.7952 | 30
2020-11-11 08:00 | 8:00 | 2.034 | 30
2020-11-11 08:30 | 8:30 | 1.6781 | 30
2020-11-11 09:00 | 9:00 | 1.2538 | 30
2020-11-11 09:30 | 9:30 | 0.91158 | 30
2020-11-11 10:00 | 10:00 | 0.92027 | 30
2020-11-11 10:30 | 10:30 | 1.4117 | 30
2020-11-11 11:00 | 11:00 | 1.4312 | 30
2020-11-11 11:30 | 11:30 | 1.6944 | 30
2020-11-11 12:00 | 12:00 | 1.5988 | 30
2020-11-11 12:30 | 12:30 | 1.5247 | 30
2020-11-11 13:00 | 13:00 | 1.3648 | 30
2020-11-11 13:30 | 13:30 | 0.98078 | 30
2020-11-11 14:00 | 14:00 | 0.51806 | 30
2020-11-11 14:30 | 14:30 | 0.89956 | 30
2020-11-11 15:00 | 15:00 | 2.0562 | 30
2020-11-11 15:30 | 15:30 | 4.1113 | 30
2020-11-11 16:00 | 16:00 | 5.6656 | 30
2020-11-11 16:30 | 16:30 | 6.9227 | 30
2020-11-11 17:00 | 17:00 | 8.3397 | 30
2020-11-11 17:30 | 17:30 | 9.2389 | 30
2020-11-11 18:00 | 18:00 | 9.8253 | 30
2020-11-11 18:30 | 18:30 | 10.2568 | 30
2020-11-11 19:00 | 19:00 | 9.9146 | 30
2020-11-11 19:30 | 19:30 | 9.1194 | 30
2020-11-11 20:00 | 20:00 | 8.7879 | 30
2020-11-11 20:30 | 20:30 | 8.3967 | 30
2020-11-11 21:00 | 21:00 | 7.7793 | 30
2020-11-11 21:30 | 21:30 | 7.4876 | 30
2020-11-11 22:00 | 22:00 | 7.1884 | 30
2020-11-11 22:30 | 22:30 | 7.2701 | 30
2020-11-11 23:00 | 23:00 | 6.8627 | 30
2020-11-11 23:30 | 23:30 | 6.1818 | 30
2020-11-12 | 0:00 | 5.7582 | 30
2020-11-12 00:30 | 0:30 | 5.4043 | 30
2020-11-12 01:00 | 1:00 | 5.2068 | 30
2020-11-12 01:30 | 1:30 | 5.0834 | 30
2020-11-12 02:00 | 2:00 | 5.0767 | 30
2020-11-12 02:30 | 2:30 | 4.6519 | 30
2020-11-12 03:00 | 3:00 | 3.7811 | 30
2020-11-12 03:30 | 3:30 | 3.8379 | 30
2020-11-12 04:00 | 4:00 | 4.4291 | 30
2020-11-12 04:30 | 4:30 | 5.1597 | 30
2020-11-12 05:00 | 5:00 | 5.2715 | 30
2020-11-12 05:30 | 5:30 | 5.3 | 30
2020-11-12 06:00 | 6:00 | 5.2772 | 30
2020-11-12 06:30 | 6:30 | 4.9373 | 30
2020-11-12 07:00 | 7:00 | 4.1105 | 30
2020-11-12 07:30 | 7:30 | 3.1011 | 30
2020-11-12 08:00 | 8:00 | 3.1435 | 30
2020-11-12 08:30 | 8:30 | 2.2571 | 30
2020-11-12 09:00 | 9:00 | 1.8551 | 30
2020-11-12 09:30 | 9:30 | 0.87733 | 30
2020-11-12 10:00 | 10:00 | 0.31511 | 30
2020-11-12 10:30 | 10:30 | 0.40693 | 30
2020-11-12 11:00 | 11:00 | 0.52687 | 30
2020-11-12 11:30 | 11:30 | 0.41149 | 30
2020-11-12 12:00 | 12:00 | 0.94548 | 30
2020-11-12 12:30 | 12:30 | 1.0724 | 30
2020-11-12 13:00 | 13:00 | 0.84759 | 30
2020-11-12 13:30 | 13:30 | 1.1979 | 30
2020-11-12 14:00 | 14:00 | 0.67829 | 30
2020-11-12 14:30 | 14:30 | 1.0982 | 30
2020-11-12 15:00 | 15:00 | 2.4694 | 30
2020-11-12 15:30 | 15:30 | 3.3927 | 30
2020-11-12 16:00 | 16:00 | 5.0173 | 30
2020-11-12 16:30 | 16:30 | 6.377 | 30
2020-11-12 17:00 | 17:00 | 7.4003 | 30
2020-11-12 17:30 | 17:30 | 8.1523 | 30
2020-11-12 18:00 | 18:00 | 8.8341 | 30
2020-11-12 18:30 | 18:30 | 9.2386 | 30
2020-11-12 19:00 | 19:00 | 9.1739 | 30
2020-11-12 19:30 | 19:30 | 8.9054 | 30
2020-11-12 20:00 | 20:00 | 8.6314 | 30
2020-11-12 20:30 | 20:30 | 8.1381 | 30
2020-11-12 21:00 | 21:00 | 7.6732 | 30
2020-11-12 21:30 | 21:30 | 7.2769 | 30
2020-11-12 22:00 | 22:00 | 6.8289 | 30
2020-11-12 22:30 | 22:30 | 7.7029 | 30
2020-11-12 23:00 | 23:00 | 7.4472 | 30
2020-11-12 23:30 | 23:30 | 6.6027 | 30
2020-11-13 | 0:00 | 5.8814 | 30
2020-11-13 00:30 | 0:30 | 4.7358 | 30
2020-11-13 01:00 | 1:00 | 4.5087 | 30
2020-11-13 01:30 | 1:30 | 4.5227 | 30
2020-11-13 02:00 | 2:00 | 4.9616 | 30
2020-11-13 02:30 | 2:30 | 5.7724 | 30
2020-11-13 03:00 | 3:00 | 5.587 | 30
2020-11-13 03:30 | 3:30 | 5.6242 | 30
2020-11-13 04:00 | 4:00 | 5.7101 | 30
2020-11-13 04:30 | 4:30 | 5.8157 | 30
2020-11-13 05:00 | 5:00 | 5.911 | 30
2020-11-13 05:30 | 5:30 | 5.6937 | 30
2020-11-13 06:00 | 6:00 | 4.5356 | 30
2020-11-13 06:30 | 6:30 | 5.8327 | 30
2020-11-13 07:00 | 7:00 | 7.0332 | 30
2020-11-13 07:30 | 7:30 | 3.6815 | 30
2020-11-13 08:00 | 8:00 | 4.7687 | 30
2020-11-13 08:30 | 8:30 | 5.3254 | 30
2020-11-13 09:00 | 9:00 | 5.1546 | 30
2020-11-13 09:30 | 9:30 | 3.4183 | 30
2020-11-13 10:00 | 10:00 | 6.4761 | 30
2020-11-13 10:30 | 10:30 | 5.5902 | 30
2020-11-13 11:00 | 11:00 | 5.9061 | 30
2020-11-13 11:30 | 11:30 | 7.3913 | 30
2020-11-13 12:00 | 12:00 | 6.4919 | 30
2020-11-13 12:30 | 12:30 | 1.7645 | 30
2020-11-13 13:00 | 13:00 | 1.5199 | 30
2020-11-13 13:30 | 13:30 | 0.44247 | 30
2020-11-13 14:00 | 14:00 | 1.3333 | 30
2020-11-13 14:30 | 14:30 | 2.3187 | 30
2020-11-13 15:00 | 15:00 | 3.502 | 30
2020-11-13 15:30 | 15:30 | 4.2427 | 30
2020-11-13 16:00 | 16:00 | 5.8114 | 30
2020-11-13 16:30 | 16:30 | 7.4279 | 30
2020-11-13 17:00 | 17:00 | 8.2158 | 30
2020-11-13 17:30 | 17:30 | 8.7186 | 30
2020-11-13 18:00 | 18:00 | 9.1417 | 30
2020-11-13 18:30 | 18:30 | 9.6512 | 30
2020-11-13 19:00 | 19:00 | 9.4137 | 30
2020-11-13 19:30 | 19:30 | 8.8484 | 30
2020-11-13 20:00 | 20:00 | 8.5559 | 30
2020-11-13 20:30 | 20:30 | 8.0227 | 30
2020-11-13 21:00 | 21:00 | 7.7162 | 30
2020-11-13 21:30 | 21:30 | 7.3992 | 30
2020-11-13 22:00 | 22:00 | 6.9974 | 30
2020-11-13 22:30 | 22:30 | 8.1828 | 30
2020-11-13 23:00 | 23:00 | 8.0182 | 30
2020-11-13 23:30 | 23:30 | 7.2744 | 30
2020-11-14 | 0:00 | 6.5457 | 30
2020-11-14 00:30 | 0:30 | 5.8372 | 30
2020-11-14 01:00 | 1:00 | 5.526 | 30
2020-11-14 01:30 | 1:30 | 5.3678 | 30
2020-11-14 02:00 | 2:00 | 5.2373 | 30
2020-11-14 02:30 | 2:30 | 5.3065 | 30
2020-11-14 03:00 | 3:00 | 5.1768 | 30
2020-11-14 03:30 | 3:30 | 4.9502 | 30
2020-11-14 04:00 | 4:00 | 5.0001 | 30
2020-11-14 04:30 | 4:30 | 4.9309 | 30
2020-11-14 05:00 | 5:00 | 4.9178 | 30
2020-11-14 05:30 | 5:30 | 4.5187 | 30
2020-11-14 06:00 | 6:00 | 4.0531 | 30
2020-11-14 06:30 | 6:30 | 3.4124 | 30
2020-11-14 07:00 | 7:00 | 2.8782 | 30
2020-11-14 07:30 | 7:30 | 2.1693 | 30
2020-11-14 08:00 | 8:00 | 1.4809 | 30
2020-11-14 08:30 | 8:30 | 1.1138 | 30
2020-11-14 09:00 | 9:00 | 0.90201 | 30
2020-11-14 09:30 | 9:30 | 0.74106 | 30
2020-11-14 10:00 | 10:00 | 0.61521 | 30
2020-11-14 10:30 | 10:30 | 0.70156 | 30
2020-11-14 11:00 | 11:00 | 0.85336 | 30
2020-11-14 11:30 | 11:30 | 1.1739 | 30
2020-11-14 12:00 | 12:00 | 1.7587 | 30
2020-11-14 12:30 | 12:30 | 2.678 | 30
2020-11-14 13:00 | 13:00 | 3.9006 | 30
2020-11-14 13:30 | 13:30 | 6.0985 | 30
2020-11-14 14:00 | 14:00 | 6.3503 | 30
2020-11-14 14:30 | 14:30 | 7.0062 | 30
2020-11-14 15:00 | 15:00 | 7.794 | 30
2020-11-14 15:30 | 15:30 | 9.6798 | 30
2020-11-14 16:00 | 16:00 | 10.6887 | 30
2020-11-14 16:30 | 16:30 | 11.3288 | 30
2020-11-14 17:00 | 17:00 | 11.7764 | 30
2020-11-14 17:30 | 17:30 | 11.5837 | 30
2020-11-14 18:00 | 18:00 | 11.557 | 30
2020-11-14 18:30 | 18:30 | 11.6803 | 30
2020-11-14 19:00 | 19:00 | 11.4646 | 30
2020-11-14 19:30 | 19:30 | 10.9985 | 30
2020-11-14 20:00 | 20:00 | 10.5739 | 30
2020-11-14 20:30 | 20:30 | 9.8382 | 30
2020-11-14 21:00 | 21:00 | 9.2092 | 30
2020-11-14 21:30 | 21:30 | 8.7846 | 30
2020-11-14 22:00 | 22:00 | 8.1047 | 30
2020-11-14 22:30 | 22:30 | 7.9215 | 30
2020-11-14 23:00 | 23:00 | 7.4855 | 30
2020-11-14 23:30 | 23:30 | 6.7615 | 30
2020-11-15 | 0:00 | 6.1338 | 30
2020-11-15 00:30 | 0:30 | 5.7156 | 30
2020-11-15 01:00 | 1:00 | 5.4775 | 30
2020-11-15 01:30 | 1:30 | 5.3312 | 30
2020-11-15 02:00 | 2:00 | 5.3625 | 30
2020-11-15 02:30 | 2:30 | 5.4298 | 30
2020-11-15 03:00 | 3:00 | 5.3693 | 30
2020-11-15 03:30 | 3:30 | 5.267 | 30
2020-11-15 04:00 | 4:00 | 5.2133 | 30
2020-11-15 04:30 | 4:30 | 5.2791 | 30
2020-11-15 05:00 | 5:00 | 5.5918 | 30
2020-11-15 05:30 | 5:30 | 5.1948 | 30
2020-11-15 06:00 | 6:00 | 4.6707 | 30
2020-11-15 06:30 | 6:30 | 4.034 | 30
2020-11-15 07:00 | 7:00 | 3.5013 | 30
2020-11-15 07:30 | 7:30 | 2.8636 | 30
2020-11-15 08:00 | 8:00 | 2.5828 | 30
2020-11-15 08:30 | 8:30 | 2.3587 | 30
2020-11-15 09:00 | 9:00 | 2.1254 | 30
2020-11-15 09:30 | 9:30 | 2.3177 | 30
2020-11-15 10:00 | 10:00 | 2.6796 | 30
2020-11-15 10:30 | 10:30 | 2.8799 | 30
2020-11-15 11:00 | 11:00 | 3.2003 | 30
2020-11-15 11:30 | 11:30 | 3.8153 | 30
2020-11-15 12:00 | 12:00 | 4.446 | 30
2020-11-15 12:30 | 12:30 | 4.7313 | 30
2020-11-15 13:00 | 13:00 | 5.0732 | 30
2020-11-15 13:30 | 13:30 | 5.3775 | 30
2020-11-15 14:00 | 14:00 | 6.1677 | 30
2020-11-15 14:30 | 14:30 | 7.0184 | 30
2020-11-15 15:00 | 15:00 | 8.1971 | 30
2020-11-15 15:30 | 15:30 | 9.296 | 30
2020-11-15 16:00 | 16:00 | 10.4978 | 30
2020-11-15 16:30 | 16:30 | 11.3647 | 30
2020-11-15 17:00 | 17:00 | 12.3216 | 30
2020-11-15 17:30 | 17:30 | 13.0761 | 30
2020-11-15 18:00 | 18:00 | 13.0618 | 30
2020-11-15 18:30 | 18:30 | 13.2331 | 30
2020-11-15 19:00 | 19:00 | 13.0374 | 30
2020-11-15 19:30 | 19:30 | 12.2375 | 30
2020-11-15 20:00 | 20:00 | 11.4367 | 30
2020-11-15 20:30 | 20:30 | 10.8211 | 30
2020-11-15 21:00 | 21:00 | 10.137 | 30
2020-11-15 21:30 | 21:30 | 9.3809 | 30
2020-11-15 22:00 | 22:00 | 8.6205 | 30
2020-11-15 22:30 | 22:30 | 8.2893 | 30
2020-11-15 23:00 | 23:00 | 7.6873 | 30
2020-11-15 23:30 | 23:30 | 7.0397 | 30
2020-11-16 | 0:00 | 6.4843 | 30
2020-11-16 00:30 | 0:30 | 6.196 | 30
2020-11-16 01:00 | 1:00 | 6.0103 | 30
2020-11-16 01:30 | 1:30 | 5.842 | 30
2020-11-16 02:00 | 2:00 | 5.7643 | 30
2020-11-16 02:30 | 2:30 | 5.759 | 30
2020-11-16 03:00 | 3:00 | 6.0204 | 30
2020-11-16 03:30 | 3:30 | 6.4037 | 30
2020-11-16 04:00 | 4:00 | 6.4869 | 30
2020-11-16 04:30 | 4:30 | 6.5055 | 30
2020-11-16 05:00 | 5:00 | 6.5367 | 30
2020-11-16 05:30 | 5:30 | 6.5256 | 30
2020-11-16 06:00 | 6:00 | 6.6114 | 30
2020-11-16 06:30 | 6:30 | 6.2636 | 30
2020-11-16 07:00 | 7:00 | 5.4308 | 30
2020-11-16 07:30 | 7:30 | 5.1254 | 30
2020-11-16 08:00 | 8:00 | 4.8057 | 30
2020-11-16 08:30 | 8:30 | 4.7902 | 30
2020-11-16 09:00 | 9:00 | 5.204 | 30
2020-11-16 09:30 | 9:30 | 3.9478 | 30
2020-11-16 10:00 | 10:00 | 3.4058 | 30
2020-11-16 10:30 | 10:30 | 3.1584 | 30
2020-11-16 11:00 | 11:00 | 3.5959 | 30
2020-11-16 11:30 | 11:30 | 3.3349 | 30
2020-11-16 12:00 | 12:00 | 3.5651 | 30
2020-11-16 12:30 | 12:30 | 3.7462 | 30
2020-11-16 13:00 | 13:00 | 4.1402 | 30
2020-11-16 13:30 | 13:30 | 4.9827 | 30
2020-11-16 14:00 | 14:00 | 5.5566 | 30
2020-11-16 14:30 | 14:30 | 6.2903 | 30
2020-11-16 15:00 | 15:00 | 7.5436 | 30
2020-11-16 15:30 | 15:30 | 9.1929 | 30
2020-11-16 16:00 | 16:00 | 10.8434 | 30
2020-11-16 16:30 | 16:30 | 11.9411 | 30
2020-11-16 17:00 | 17:00 | 12.7437 | 30
2020-11-16 17:30 | 17:30 | 13.1326 | 30
2020-11-16 18:00 | 18:00 | 13.0182 | 30
2020-11-16 18:30 | 18:30 | 13.128 | 30
2020-11-16 19:00 | 19:00 | 12.7244 | 30
2020-11-16 19:30 | 19:30 | 11.903 | 30
2020-11-16 20:00 | 20:00 | 11.2257 | 30
2020-11-16 20:30 | 20:30 | 10.2316 | 30
2020-11-16 21:00 | 21:00 | 9.5333 | 30
2020-11-16 21:30 | 21:30 | 8.8642 | 30
2020-11-16 22:00 | 22:00 | 8.1544 | 30
2020-11-16 22:30 | 22:30 | 7.9468 | 30
2020-11-16 23:00 | 23:00 | 7.4422 | 30
2020-11-16 23:30 | 23:30 | 6.4482 | 30
2020-11-17 | 0:00 | 5.8068 | 30
2020-11-17 00:30 | 0:30 | 5.4977 | 30
2020-11-17 01:00 | 1:00 | 5.2665 | 30
2020-11-17 01:30 | 1:30 | 5.1152 | 30
2020-11-17 02:00 | 2:00 | 4.9617 | 30
2020-11-17 02:30 | 2:30 | 4.9529 | 30
2020-11-17 03:00 | 3:00 | 4.8674 | 30
2020-11-17 03:30 | 3:30 | 4.7735 | 30
2020-11-17 04:00 | 4:00 | 4.8188 | 30
2020-11-17 04:30 | 4:30 | 4.852 | 30
2020-11-17 05:00 | 5:00 | 5.0585 | 30
2020-11-17 05:30 | 5:30 | 5.1048 | 30
2020-11-17 06:00 | 6:00 | 4.8581 | 30
2020-11-17 06:30 | 6:30 | 4.7368 | 30
2020-11-17 07:00 | 7:00 | 3.4938 | 30
2020-11-17 07:30 | 7:30 | 3.1126 | 30
2020-11-17 08:00 | 8:00 | 2.2899 | 30
2020-11-17 08:30 | 8:30 | 2.0607 | 30
2020-11-17 09:00 | 9:00 | 3.0137 | 30
2020-11-17 09:30 | 9:30 | 2.2571 | 30
2020-11-17 10:00 | 10:00 | 1.6601 | 30
2020-11-17 10:30 | 10:30 | 3.118 | 30
2020-11-17 11:00 | 11:00 | 3.8518 | 30
2020-11-17 11:30 | 11:30 | 4.7589 | 30
2020-11-17 12:00 | 12:00 | 5.4321 | 30
2020-11-17 12:30 | 12:30 | 7.5486 | 30
2020-11-17 13:00 | 13:00 | 8.7984 | 30
2020-11-17 13:30 | 13:30 | 10.5144 | 30
2020-11-17 14:00 | 14:00 | 11.0111 | 30
2020-11-17 14:30 | 14:30 | 10.0682 | 30
2020-11-17 15:00 | 15:00 | 8.8437 | 30
2020-11-17 15:30 | 15:30 | 8.3769 | 30
2020-11-17 16:00 | 16:00 | 9.4469 | 30
2020-11-17 16:30 | 16:30 | 10.5247 | 30
2020-11-17 17:00 | 17:00 | 10.889 | 30
2020-11-17 17:30 | 17:30 | 11.2836 | 30
2020-11-17 18:00 | 18:00 | 11.2537 | 30
2020-11-17 18:30 | 18:30 | 11.3336 | 30
2020-11-17 19:00 | 19:00 | 11.2057 | 30
2020-11-17 19:30 | 19:30 | 10.6085 | 30
2020-11-17 20:00 | 20:00 | 10.3749 | 30
2020-11-17 20:30 | 20:30 | 9.8031 | 30
2020-11-17 21:00 | 21:00 | 9.3525 | 30
2020-11-17 21:30 | 21:30 | 8.7482 | 30
2020-11-17 22:00 | 22:00 | 7.9026 | 30
2020-11-17 22:30 | 22:30 | 7.8081 | 30
2020-11-17 23:00 | 23:00 | 7.3564 | 30
2020-11-17 23:30 | 23:30 | 6.5847 | 30
2020-11-18 | 0:00 | 6.0021 | 30
2020-11-18 00:30 | 0:30 | 5.7782 | 30
2020-11-18 01:00 | 1:00 | 5.6678 | 30
2020-11-18 01:30 | 1:30 | 5.4422 | 30
2020-11-18 02:00 | 2:00 | 5.3982 | 30
2020-11-18 02:30 | 2:30 | 5.2822 | 30
2020-11-18 03:00 | 3:00 | 5.2548 | 30
2020-11-18 03:30 | 3:30 | 5.2256 | 30
2020-11-18 04:00 | 4:00 | 5.2981 | 30
2020-11-18 04:30 | 4:30 | 5.1525 | 30
2020-11-18 05:00 | 5:00 | 4.7413 | 30
2020-11-18 05:30 | 5:30 | 4.4861 | 30
2020-11-18 06:00 | 6:00 | 4.1453 | 30
2020-11-18 06:30 | 6:30 | 3.6337 | 30
2020-11-18 07:00 | 7:00 | 2.9821 | 30
2020-11-18 07:30 | 7:30 | 2.086 | 30
2020-11-18 08:00 | 8:00 | 1.2492 | 30
2020-11-18 08:30 | 8:30 | 0.69594 | 30
2020-11-18 09:00 | 9:00 | 0.35237 | 30
2020-11-18 09:30 | 9:30 | 0.42593 | 30
2020-11-18 10:00 | 10:00 | 0.476 | 30
2020-11-18 10:30 | 10:30 | 0.56829 | 30
2020-11-18 11:00 | 11:00 | 0.46064 | 30
2020-11-18 11:30 | 11:30 | 0.57126 | 30
2020-11-18 12:00 | 12:00 | 0.43907 | 30
2020-11-18 12:30 | 12:30 | 0.78715 | 30
2020-11-18 13:00 | 13:00 | 0.89578 | 30
2020-11-18 13:30 | 13:30 | 1.8376 | 30
2020-11-18 14:00 | 14:00 | 3.2787 | 30
2020-11-18 14:30 | 14:30 | 4.2847 | 30
2020-11-18 15:00 | 15:00 | 6.1071 | 30
2020-11-18 15:30 | 15:30 | 6.1078 | 30
2020-11-18 16:00 | 16:00 | 7.0179 | 30
2020-11-18 16:30 | 16:30 | 7.2592 | 30
2020-11-18 17:00 | 17:00 | 8.5637 | 30
2020-11-18 17:30 | 17:30 | 9.2867 | 30
2020-11-18 18:00 | 18:00 | 9.9866 | 30
2020-11-18 18:30 | 18:30 | 10.5035 | 30
2020-11-18 19:00 | 19:00 | 10.4203 | 30
2020-11-18 19:30 | 19:30 | 10.1784 | 30
2020-11-18 20:00 | 20:00 | 10.2834 | 30
2020-11-18 20:30 | 20:30 | 9.5589 | 30
2020-11-18 21:00 | 21:00 | 9.1302 | 30
2020-11-18 21:30 | 21:30 | 8.5696 | 30
2020-11-18 22:00 | 22:00 | 7.6804 | 30
2020-11-18 22:30 | 22:30 | 7.4312 | 30
2020-11-18 23:00 | 23:00 | 6.9772 | 30
2020-11-18 23:30 | 23:30 | 6.2037 | 30
2020-11-19 | 0:00 | 5.7787 | 30
2020-11-19 00:30 | 0:30 | 5.51 | 30
2020-11-19 01:00 | 1:00 | 5.085 | 30
2020-11-19 01:30 | 1:30 | 4.6241 | 30
2020-11-19 02:00 | 2:00 | 4.5563 | 30
2020-11-19 02:30 | 2:30 | 4.4834 | 30
2020-11-19 03:00 | 3:00 | 4.4856 | 30
2020-11-19 03:30 | 3:30 | 4.369 | 30
2020-11-19 04:00 | 4:00 | 4.3804 | 30
2020-11-19 04:30 | 4:30 | 4.4631 | 30
2020-11-19 05:00 | 5:00 | 5.071 | 30
2020-11-19 05:30 | 5:30 | 4.891 | 30
2020-11-19 06:00 | 6:00 | 5.1474 | 30
2020-11-19 06:30 | 6:30 | 5.0415 | 30
2020-11-19 07:00 | 7:00 | 4.2559 | 30
2020-11-19 07:30 | 7:30 | 3.3197 | 30
2020-11-19 08:00 | 8:00 | 2.6262 | 30
2020-11-19 08:30 | 8:30 | 1.8524 | 30
2020-11-19 09:00 | 9:00 | 1.6255 | 30
2020-11-19 09:30 | 9:30 | 0.70922 | 30
2020-11-19 10:00 | 10:00 | 0.38734 | 30
2020-11-19 10:30 | 10:30 | 0.33736 | 30
2020-11-19 11:00 | 11:00 | 0.37258 | 30
2020-11-19 11:30 | 11:30 | 0.72374 | 30
2020-11-19 12:00 | 12:00 | 0.50953 | 30
2020-11-19 12:30 | 12:30 | 0.39234 | 30
2020-11-19 13:00 | 13:00 | 0.46257 | 30
2020-11-19 13:30 | 13:30 | 0.35721 | 30
2020-11-19 14:00 | 14:00 | 0.74695 | 30
2020-11-19 14:30 | 14:30 | 2.1488 | 30
2020-11-19 15:00 | 15:00 | 3.3902 | 30
2020-11-19 15:30 | 15:30 | 4.8828 | 30
2020-11-19 16:00 | 16:00 | 6.7233 | 30
2020-11-19 16:30 | 16:30 | 7.8728 | 30
2020-11-19 17:00 | 17:00 | 8.8668 | 30
2020-11-19 17:30 | 17:30 | 9.7005 | 30
2020-11-19 18:00 | 18:00 | 10.1585 | 30
2020-11-19 18:30 | 18:30 | 10.7063 | 30
2020-11-19 19:00 | 19:00 | 10.83 | 30
2020-11-19 19:30 | 19:30 | 10.3039 | 30
2020-11-19 20:00 | 20:00 | 9.4716 | 30
2020-11-19 20:30 | 20:30 | 8.6806 | 30
2020-11-19 21:00 | 21:00 | 7.6546 | 30
2020-11-19 21:30 | 21:30 | 6.6766 | 30
2020-11-19 22:00 | 22:00 | 5.9741 | 30
2020-11-19 22:30 | 22:30 | 6.0835 | 30
2020-11-19 23:00 | 23:00 | 5.7111 | 30
2020-11-19 23:30 | 23:30 | 5.1055 | 30
2020-11-20 | 0:00 | 4.6945 | 30
2020-11-20 00:30 | 0:30 | 4.3844 | 30
2020-11-20 01:00 | 1:00 | 4.1451 | 30
2020-11-20 01:30 | 1:30 | 4.0628 | 30
2020-11-20 02:00 | 2:00 | 4.0138 | 30
2020-11-20 02:30 | 2:30 | 4.2759 | 30
2020-11-20 03:00 | 3:00 | 4.3393 | 30
2020-11-20 03:30 | 3:30 | 4.1668 | 30
2020-11-20 04:00 | 4:00 | 4.0646 | 30
2020-11-20 04:30 | 4:30 | 4.1938 | 30
2020-11-20 05:00 | 5:00 | 4.3886 | 30
2020-11-20 05:30 | 5:30 | 4.182 | 30
2020-11-20 06:00 | 6:00 | 3.6218 | 30
2020-11-20 06:30 | 6:30 | 2.9613 | 30
2020-11-20 07:00 | 7:00 | 2.2225 | 30
2020-11-20 07:30 | 7:30 | 1.5848 | 30
2020-11-20 08:00 | 8:00 | 0.89366 | 30
2020-11-20 08:30 | 8:30 | 0.64815 | 30
2020-11-20 09:00 | 9:00 | 0.6599 | 30
2020-11-20 09:30 | 9:30 | 1.0594 | 30
2020-11-20 10:00 | 10:00 | 1.1833 | 30
2020-11-20 10:30 | 10:30 | 1.2362 | 30
2020-11-20 11:00 | 11:00 | 1.125 | 30
2020-11-20 11:30 | 11:30 | 0.89114 | 30
2020-11-20 12:00 | 12:00 | 0.54502 | 30
2020-11-20 12:30 | 12:30 | 0.24008 | 30
2020-11-20 13:00 | 13:00 | 0.39361 | 30
2020-11-20 13:30 | 13:30 | 1.0278 | 30
2020-11-20 14:00 | 14:00 | 2.0432 | 30
2020-11-20 14:30 | 14:30 | 2.8663 | 30
2020-11-20 15:00 | 15:00 | 3.9252 | 30
2020-11-20 15:30 | 15:30 | 5.2474 | 30
2020-11-20 16:00 | 16:00 | 6.6641 | 30
2020-11-20 16:30 | 16:30 | 7.7152 | 30
2020-11-20 17:00 | 17:00 | 8.3504 | 30
2020-11-20 17:30 | 17:30 | 8.7134 | 30
2020-11-20 18:00 | 18:00 | 8.9981 | 30
2020-11-20 18:30 | 18:30 | 9.2582 | 30
2020-11-20 19:00 | 19:00 | 9.1013 | 30
2020-11-20 19:30 | 19:30 | 8.8458 | 30
2020-11-20 20:00 | 20:00 | 8.5064 | 30
2020-11-20 20:30 | 20:30 | 7.8265 | 30
2020-11-20 21:00 | 21:00 | 7.5179 | 30
2020-11-20 21:30 | 21:30 | 7.1779 | 30
2020-11-20 22:00 | 22:00 | 6.8143 | 30
2020-11-20 22:30 | 22:30 | 6.9447 | 30
2020-11-20 23:00 | 23:00 | 6.6013 | 30
2020-11-20 23:30 | 23:30 | 5.8168 | 30
2020-11-21 | 0:00 | 5.3295 | 30
2020-11-21 00:30 | 0:30 | 5.1407 | 30
2020-11-21 01:00 | 1:00 | 5.0083 | 30
2020-11-21 01:30 | 1:30 | 4.9857 | 30
2020-11-21 02:00 | 2:00 | 5.0298 | 30
2020-11-21 02:30 | 2:30 | 5.0874 | 30
2020-11-21 03:00 | 3:00 | 5.1397 | 30
2020-11-21 03:30 | 3:30 | 5.2248 | 30
2020-11-21 04:00 | 4:00 | 5.4596 | 30
2020-11-21 04:30 | 4:30 | 5.3629 | 30
2020-11-21 05:00 | 5:00 | 5.2852 | 30
2020-11-21 05:30 | 5:30 | 4.9478 | 30
2020-11-21 06:00 | 6:00 | 4.4892 | 30
2020-11-21 06:30 | 6:30 | 4.0509 | 30
2020-11-21 07:00 | 7:00 | 3.3348 | 30
2020-11-21 07:30 | 7:30 | 2.7212 | 30
2020-11-21 08:00 | 8:00 | 2.2095 | 30
2020-11-21 08:30 | 8:30 | 2.033 | 30
2020-11-21 09:00 | 9:00 | 2.0685 | 30
2020-11-21 09:30 | 9:30 | 1.2765 | 30
2020-11-21 10:00 | 10:00 | 1.163 | 30
2020-11-21 10:30 | 10:30 | 1.2595 | 30
2020-11-21 11:00 | 11:00 | 1.4805 | 30
2020-11-21 11:30 | 11:30 | 1.2587 | 30
2020-11-21 12:00 | 12:00 | 1.7547 | 30
2020-11-21 12:30 | 12:30 | 2.4077 | 30
2020-11-21 13:00 | 13:00 | 2.3197 | 30
2020-11-21 13:30 | 13:30 | 2.9577 | 30
2020-11-21 14:00 | 14:00 | 3.5005 | 30
2020-11-21 14:30 | 14:30 | 4.2692 | 30
2020-11-21 15:00 | 15:00 | 5.3476 | 30
2020-11-21 15:30 | 15:30 | 6.646 | 30
2020-11-21 16:00 | 16:00 | 7.698 | 30
2020-11-21 16:30 | 16:30 | 8.595 | 30
2020-11-21 17:00 | 17:00 | 9.4419 | 30
2020-11-21 17:30 | 17:30 | 9.467 | 30
2020-11-21 18:00 | 18:00 | 9.5039 | 30
2020-11-21 18:30 | 18:30 | 9.2473 | 30
2020-11-21 19:00 | 19:00 | 9.3919 | 30
2020-11-21 19:30 | 19:30 | 8.9001 | 30
2020-11-21 20:00 | 20:00 | 8.6318 | 30
2020-11-21 20:30 | 20:30 | 8.1491 | 30
2020-11-21 21:00 | 21:00 | 7.7959 | 30
2020-11-21 21:30 | 21:30 | 7.3203 | 30
2020-11-21 22:00 | 22:00 | 6.7752 | 30
2020-11-21 22:30 | 22:30 | 6.7904 | 30
2020-11-21 23:00 | 23:00 | 6.4615 | 30
2020-11-21 23:30 | 23:30 | 5.8633 | 30
2020-11-22 | 0:00 | 5.3808 | 30
2020-11-22 00:30 | 0:30 | 5.9394 | 30
2020-11-22 01:00 | 1:00 | 6.0111 | 30
2020-11-22 01:30 | 1:30 | 5.9355 | 30
2020-11-22 02:00 | 2:00 | 5.7649 | 30
2020-11-22 02:30 | 2:30 | 5.4748 | 30
2020-11-22 03:00 | 3:00 | 4.3817 | 30
2020-11-22 03:30 | 3:30 | 4.6175 | 30
2020-11-22 04:00 | 4:00 | 4.7911 | 30
2020-11-22 04:30 | 4:30 | 4.7342 | 30
2020-11-22 05:00 | 5:00 | 4.613 | 30
2020-11-22 05:30 | 5:30 | 4.3553 | 30
2020-11-22 06:00 | 6:00 | 3.4119 | 30
2020-11-22 06:30 | 6:30 | 2.7901 | 30
2020-11-22 07:00 | 7:00 | 2.2762 | 30
2020-11-22 07:30 | 7:30 | 2.108 | 30
2020-11-22 08:00 | 8:00 | 1.5984 | 30
2020-11-22 08:30 | 8:30 | 1.2392 | 30
2020-11-22 09:00 | 9:00 | 0.57956 | 30
2020-11-22 09:30 | 9:30 | 0.41945 | 30
2020-11-22 10:00 | 10:00 | 0.32723 | 30
2020-11-22 10:30 | 10:30 | 0.40579 | 30
2020-11-22 11:00 | 11:00 | 0.65673 | 30
2020-11-22 11:30 | 11:30 | 1.1159 | 30
2020-11-22 12:00 | 12:00 | 2.0259 | 30
2020-11-22 12:30 | 12:30 | 2.1346 | 30
2020-11-22 13:00 | 13:00 | 2.714 | 30
2020-11-22 13:30 | 13:30 | 3.1826 | 30
2020-11-22 14:00 | 14:00 | 5.1454 | 30
2020-11-22 14:30 | 14:30 | 4.9255 | 30
2020-11-22 15:00 | 15:00 | 5.8699 | 30
2020-11-22 15:30 | 15:30 | 7.1228 | 30
2020-11-22 16:00 | 16:00 | 8.5334 | 30
2020-11-22 16:30 | 16:30 | 9.5442 | 30
2020-11-22 17:00 | 17:00 | 10.235 | 30
2020-11-22 17:30 | 17:30 | 10.8463 | 30
2020-11-22 18:00 | 18:00 | 11.5694 | 30
2020-11-22 18:30 | 18:30 | 11.2264 | 30
2020-11-22 19:00 | 19:00 | 11.378 | 30
2020-11-22 19:30 | 19:30 | 11.0754 | 30
2020-11-22 20:00 | 20:00 | 10.3865 | 30
2020-11-22 20:30 | 20:30 | 9.5109 | 30
2020-11-22 21:00 | 21:00 | 8.2238 | 30
2020-11-22 21:30 | 21:30 | 7.2333 | 30
2020-11-22 22:00 | 22:00 | 6.4383 | 30
2020-11-22 22:30 | 22:30 | 6.5047 | 30
2020-11-22 23:00 | 23:00 | 6.2047 | 30
2020-11-22 23:30 | 23:30 | 5.3946 | 30
2020-11-23 | 0:00 | 4.8819 | 30
2020-11-23 00:30 | 0:30 | 4.5706 | 30
2020-11-23 01:00 | 1:00 | 4.3467 | 30
2020-11-23 01:30 | 1:30 | 4.1435 | 30
2020-11-23 02:00 | 2:00 | 4.1112 | 30
2020-11-23 02:30 | 2:30 | 4.3878 | 30
2020-11-23 03:00 | 3:00 | 4.347 | 30
2020-11-23 03:30 | 3:30 | 4.3172 | 30
2020-11-23 04:00 | 4:00 | 4.305 | 30
2020-11-23 04:30 | 4:30 | 4.3629 | 30
2020-11-23 05:00 | 5:00 | 4.3438 | 30
2020-11-23 05:30 | 5:30 | 4.5314 | 30
2020-11-23 06:00 | 6:00 | 4.4785 | 30
2020-11-23 06:30 | 6:30 | 4.285 | 30
2020-11-23 07:00 | 7:00 | 3.4218 | 30
2020-11-23 07:30 | 7:30 | 2.4103 | 30
2020-11-23 08:00 | 8:00 | 1.2413 | 30
2020-11-23 08:30 | 8:30 | 0.57166 | 30
2020-11-23 09:00 | 9:00 | 0.47463 | 30
2020-11-23 09:30 | 9:30 | 0.21939 | 30
2020-11-23 10:00 | 10:00 | 0.19092 | 30
2020-11-23 10:30 | 10:30 | 0.36014 | 30
2020-11-23 11:00 | 11:00 | 0.58989 | 30
2020-11-23 11:30 | 11:30 | 1.0806 | 30
2020-11-23 12:00 | 12:00 | 1.9463 | 30
2020-11-23 12:30 | 12:30 | 2.5255 | 30
2020-11-23 13:00 | 13:00 | 2.952 | 30
2020-11-23 13:30 | 13:30 | 3.7912 | 30
2020-11-23 14:00 | 14:00 | 4.6165 | 30
2020-11-23 14:30 | 14:30 | 5.4262 | 30
2020-11-23 15:00 | 15:00 | 6.7565 | 30
2020-11-23 15:30 | 15:30 | 8.3771 | 30
2020-11-23 16:00 | 16:00 | 9.8344 | 30
2020-11-23 16:30 | 16:30 | 10.8669 | 30
2020-11-23 17:00 | 17:00 | 11.622 | 30
2020-11-23 17:30 | 17:30 | 11.8129 | 30
2020-11-23 18:00 | 18:00 | 11.9247 | 30
2020-11-23 18:30 | 18:30 | 12.236 | 30
2020-11-23 19:00 | 19:00 | 11.687 | 30
2020-11-23 19:30 | 19:30 | 11.0477 | 30
2020-11-23 20:00 | 20:00 | 10.1597 | 30
2020-11-23 20:30 | 20:30 | 9.4102 | 30
2020-11-23 21:00 | 21:00 | 8.7899 | 30
2020-11-23 21:30 | 21:30 | 8.0923 | 30
2020-11-23 22:00 | 22:00 | 7.3059 | 30
2020-11-23 22:30 | 22:30 | 7.1116 | 30
2020-11-23 23:00 | 23:00 | 6.6351 | 30
2020-11-23 23:30 | 23:30 | 5.9449 | 30
2020-11-24 | 0:00 | 5.4529 | 30
2020-11-24 00:30 | 0:30 | 5.202 | 30
2020-11-24 01:00 | 1:00 | 5.0304 | 30
2020-11-24 01:30 | 1:30 | 4.863 | 30
2020-11-24 02:00 | 2:00 | 4.78 | 30
2020-11-24 02:30 | 2:30 | 4.6867 | 30
2020-11-24 03:00 | 3:00 | 4.7471 | 30
2020-11-24 03:30 | 3:30 | 4.7448 | 30
2020-11-24 04:00 | 4:00 | 4.8489 | 30
2020-11-24 04:30 | 4:30 | 4.8286 | 30
2020-11-24 05:00 | 5:00 | 5.0001 | 30
2020-11-24 05:30 | 5:30 | 4.7458 | 30
2020-11-24 06:00 | 6:00 | 4.6691 | 30
2020-11-24 06:30 | 6:30 | 4.6182 | 30
2020-11-24 07:00 | 7:00 | 3.5838 | 30
2020-11-24 07:30 | 7:30 | 3.507 | 30
2020-11-24 08:00 | 8:00 | 2.9361 | 30
2020-11-24 08:30 | 8:30 | 2.5375 | 30
2020-11-24 09:00 | 9:00 | 2.4751 | 30
2020-11-24 09:30 | 9:30 | 2.2994 | 30
2020-11-24 10:00 | 10:00 | 2.4855 | 30
2020-11-24 10:30 | 10:30 | 2.6758 | 30
2020-11-24 11:00 | 11:00 | 2.8177 | 30
2020-11-24 11:30 | 11:30 | 2.6012 | 30
2020-11-24 12:00 | 12:00 | 2.9648 | 30
2020-11-24 12:30 | 12:30 | 3.2722 | 30
2020-11-24 13:00 | 13:00 | 2.914 | 30
2020-11-24 13:30 | 13:30 | 2.7946 | 30
2020-11-24 14:00 | 14:00 | 3.5848 | 30
2020-11-24 14:30 | 14:30 | 6.9573 | 30
2020-11-24 15:00 | 15:00 | 6.2593 | 30
2020-11-24 15:30 | 15:30 | 7.9969 | 30
2020-11-24 16:00 | 16:00 | 7.5127 | 30
2020-11-24 16:30 | 16:30 | 7.6043 | 30
2020-11-24 17:00 | 17:00 | 7.9385 | 30
2020-11-24 17:30 | 17:30 | 8.9225 | 30
2020-11-24 18:00 | 18:00 | 9.5168 | 30
2020-11-24 18:30 | 18:30 | 10.6719 | 30
2020-11-24 19:00 | 19:00 | 11.0563 | 30
2020-11-24 19:30 | 19:30 | 10.5119 | 30
2020-11-24 20:00 | 20:00 | 10.1189 | 30
2020-11-24 20:30 | 20:30 | 9.5028 | 30
2020-11-24 21:00 | 21:00 | 9.083 | 30
2020-11-24 21:30 | 21:30 | 8.5664 | 30
2020-11-24 22:00 | 22:00 | 7.7476 | 30
2020-11-24 22:30 | 22:30 | 7.5662 | 30
2020-11-24 23:00 | 23:00 | 7.2303 | 30
2020-11-24 23:30 | 23:30 | 6.5164 | 30
2020-11-25 | 0:00 | 6.0795 | 30
2020-11-25 00:30 | 0:30 | 4.9347 | 30
2020-11-25 01:00 | 1:00 | 4.6123 | 30
2020-11-25 01:30 | 1:30 | 4.4929 | 30
2020-11-25 02:00 | 2:00 | 4.1762 | 30
2020-11-25 02:30 | 2:30 | 5.6701 | 30
2020-11-25 03:00 | 3:00 | 5.7905 | 30
2020-11-25 03:30 | 3:30 | 5.9093 | 30
2020-11-25 04:00 | 4:00 | 5.9758 | 30
2020-11-25 04:30 | 4:30 | 6.052 | 30
2020-11-25 05:00 | 5:00 | 6.2876 | 30
2020-11-25 05:30 | 5:30 | 6.4371 | 30
2020-11-25 06:00 | 6:00 | 6.2362 | 30
2020-11-25 06:30 | 6:30 | 5.0854 | 30
2020-11-25 07:00 | 7:00 | 5.5217 | 30
2020-11-25 07:30 | 7:30 | 5.7214 | 30
2020-11-25 08:00 | 8:00 | 3.9749 | 30
2020-11-25 08:30 | 8:30 | 3.8738 | 30
2020-11-25 09:00 | 9:00 | 4.9988 | 30
2020-11-25 09:30 | 9:30 | 4.8426 | 30
2020-11-25 10:00 | 10:00 | 2.988 | 30
2020-11-25 10:30 | 10:30 | 3.8131 | 30
2020-11-25 11:00 | 11:00 | 5.5194 | 30
2020-11-25 11:30 | 11:30 | 5.1324 | 30
2020-11-25 12:00 | 12:00 | 4.4143 | 30
2020-11-25 12:30 | 12:30 | 3.5877 | 30
2020-11-25 13:00 | 13:00 | 2.7786 | 30
2020-11-25 13:30 | 13:30 | 4.3132 | 30
2020-11-25 14:00 | 14:00 | 4.5788 | 30
2020-11-25 14:30 | 14:30 | 6.2863 | 30
2020-11-25 15:00 | 15:00 | 7.0454 | 30
2020-11-25 15:30 | 15:30 | 6.6935 | 30
2020-11-25 16:00 | 16:00 | 6.7243 | 30
2020-11-25 16:30 | 16:30 | 7.2223 | 30
2020-11-25 17:00 | 17:00 | 7.7476 | 30
2020-11-25 17:30 | 17:30 | 8.2355 | 30
2020-11-25 18:00 | 18:00 | 8.7325 | 30
2020-11-25 18:30 | 18:30 | 9.3515 | 30
2020-11-25 19:00 | 19:00 | 9.4111 | 30
2020-11-25 19:30 | 19:30 | 9.1054 | 30
2020-11-25 20:00 | 20:00 | 8.8832 | 30
2020-11-25 20:30 | 20:30 | 8.6426 | 30
2020-11-25 21:00 | 21:00 | 8.5087 | 30
2020-11-25 21:30 | 21:30 | 8.2037 | 30
2020-11-25 22:00 | 22:00 | 7.5253 | 30
2020-11-25 22:30 | 22:30 | 6.9061 | 30
2020-11-25 23:00 | 23:00 | 6.6302 | 30
2020-11-25 23:30 | 23:30 | 5.9809 | 30
2020-11-26 | 0:00 | 5.4734 | 30
2020-11-26 00:30 | 0:30 | 5.1623 | 30
2020-11-26 01:00 | 1:00 | 4.9694 | 30
2020-11-26 01:30 | 1:30 | 4.8894 | 30
2020-11-26 02:00 | 2:00 | 4.8082 | 30
2020-11-26 02:30 | 2:30 | 4.7301 | 30
2020-11-26 03:00 | 3:00 | 4.7336 | 30
2020-11-26 03:30 | 3:30 | 4.7311 | 30
2020-11-26 04:00 | 4:00 | 5.0456 | 30
2020-11-26 04:30 | 4:30 | 5.5768 | 30
2020-11-26 05:00 | 5:00 | 5.6672 | 30
2020-11-26 05:30 | 5:30 | 5.4905 | 30
2020-11-26 06:00 | 6:00 | 5.5709 | 30
2020-11-26 06:30 | 6:30 | 5.4311 | 30
2020-11-26 07:00 | 7:00 | 5.2021 | 30
2020-11-26 07:30 | 7:30 | 4.3314 | 30
2020-11-26 08:00 | 8:00 | 3.3496 | 30
2020-11-26 08:30 | 8:30 | 2.8081 | 30
2020-11-26 09:00 | 9:00 | 1.9427 | 30
2020-11-26 09:30 | 9:30 | 0.64694 | 30
2020-11-26 10:00 | 10:00 | 0.318 | 30
2020-11-26 10:30 | 10:30 | 0.38577 | 30
2020-11-26 11:00 | 11:00 | 0.81352 | 30
2020-11-26 11:30 | 11:30 | 1.139 | 30
2020-11-26 12:00 | 12:00 | 1.9188 | 30
2020-11-26 12:30 | 12:30 | 3.3744 | 30
2020-11-26 13:00 | 13:00 | 3.4336 | 30
2020-11-26 13:30 | 13:30 | 2.9211 | 30
2020-11-26 14:00 | 14:00 | 3.6047 | 30
2020-11-26 14:30 | 14:30 | 4.1257 | 30
2020-11-26 15:00 | 15:00 | 5.1816 | 30
2020-11-26 15:30 | 15:30 | 6.4954 | 30
2020-11-26 16:00 | 16:00 | 7.748 | 30
2020-11-26 16:30 | 16:30 | 8.8763 | 30
2020-11-26 17:00 | 17:00 | 9.7645 | 30
2020-11-26 17:30 | 17:30 | 10.7071 | 30
2020-11-26 18:00 | 18:00 | 10.8598 | 30
2020-11-26 18:30 | 18:30 | 11.2125 | 30
2020-11-26 19:00 | 19:00 | 11.1015 | 30
2020-11-26 19:30 | 19:30 | 10.6174 | 30
2020-11-26 20:00 | 20:00 | 9.8569 | 30
2020-11-26 20:30 | 20:30 | 9.0492 | 30
2020-11-26 21:00 | 21:00 | 8.5625 | 30
2020-11-26 21:30 | 21:30 | 8.1191 | 30
2020-11-26 22:00 | 22:00 | 7.3555 | 30
2020-11-26 22:30 | 22:30 | 7.266 | 30
2020-11-26 23:00 | 23:00 | 6.858 | 30
2020-11-26 23:30 | 23:30 | 6.2231 | 30
2020-11-27 | 0:00 | 5.6684 | 30
2020-11-27 00:30 | 0:30 | 5.166 | 30
2020-11-27 01:00 | 1:00 | 4.7132 | 30
2020-11-27 01:30 | 1:30 | 4.5655 | 30
2020-11-27 02:00 | 2:00 | 4.4812 | 30
2020-11-27 02:30 | 2:30 | 4.2852 | 30
2020-11-27 03:00 | 3:00 | 4.1993 | 30
2020-11-27 03:30 | 3:30 | 4.2124 | 30
2020-11-27 04:00 | 4:00 | 4.2884 | 30
2020-11-27 04:30 | 4:30 | 4.3489 | 30
2020-11-27 05:00 | 5:00 | 4.4675 | 30
2020-11-27 05:30 | 5:30 | 4.2172 | 30
2020-11-27 06:00 | 6:00 | 4.086 | 30
2020-11-27 06:30 | 6:30 | 3.7315 | 30
2020-11-27 07:00 | 7:00 | 3.4702 | 30
2020-11-27 07:30 | 7:30 | 3.3574 | 30
2020-11-27 08:00 | 8:00 | 3.2474 | 30
2020-11-27 08:30 | 8:30 | 2.4741 | 30
2020-11-27 09:00 | 9:00 | 1.767 | 30
2020-11-27 09:30 | 9:30 | 1.1498 | 30
2020-11-27 10:00 | 10:00 | 1.3721 | 30
2020-11-27 10:30 | 10:30 | 1.2164 | 30
2020-11-27 11:00 | 11:00 | 1.5669 | 30
2020-11-27 11:30 | 11:30 | 2.1738 | 30
2020-11-27 12:00 | 12:00 | 0.51513 | 30
2020-11-27 12:30 | 12:30 | 0.26237 | 30
2020-11-27 13:00 | 13:00 | 0.67643 | 30
2020-11-27 13:30 | 13:30 | 1.4065 | 30
2020-11-27 14:00 | 14:00 | 2.1167 | 30
2020-11-27 14:30 | 14:30 | 2.3711 | 30
2020-11-27 15:00 | 15:00 | 3.4929 | 30
2020-11-27 15:30 | 15:30 | 4.9468 | 30
2020-11-27 16:00 | 16:00 | 6.1699 | 30
2020-11-27 16:30 | 16:30 | 7.3504 | 30
2020-11-27 17:00 | 17:00 | 8.0281 | 30
2020-11-27 17:30 | 17:30 | 8.5542 | 30
2020-11-27 18:00 | 18:00 | 8.781 | 30
2020-11-27 18:30 | 18:30 | 9.0263 | 30
2020-11-27 19:00 | 19:00 | 8.9144 | 30
2020-11-27 19:30 | 19:30 | 8.7143 | 30
2020-11-27 20:00 | 20:00 | 8.4063 | 30
2020-11-27 20:30 | 20:30 | 7.9005 | 30
2020-11-27 21:00 | 21:00 | 7.5235 | 30
2020-11-27 21:30 | 21:30 | 7.2184 | 30
2020-11-27 22:00 | 22:00 | 6.5894 | 30
2020-11-27 22:30 | 22:30 | 6.698 | 30
2020-11-27 23:00 | 23:00 | 6.3978 | 30
2020-11-27 23:30 | 23:30 | 5.7527 | 30
2020-11-28 | 0:00 | 5.2238 | 30
2020-11-28 00:30 | 0:30 | 4.9598 | 30
2020-11-28 01:00 | 1:00 | 4.7664 | 30
2020-11-28 01:30 | 1:30 | 4.6384 | 30
2020-11-28 02:00 | 2:00 | 4.4753 | 30
2020-11-28 02:30 | 2:30 | 4.4362 | 30
2020-11-28 03:00 | 3:00 | 4.4314 | 30
2020-11-28 03:30 | 3:30 | 4.43 | 30
2020-11-28 04:00 | 4:00 | 4.3548 | 30
2020-11-28 04:30 | 4:30 | 4.2091 | 30
2020-11-28 05:00 | 5:00 | 4.2322 | 30
2020-11-28 05:30 | 5:30 | 4.1872 | 30
2020-11-28 06:00 | 6:00 | 3.6402 | 30
2020-11-28 06:30 | 6:30 | 3.0945 | 30
2020-11-28 07:00 | 7:00 | 2.4437 | 30
2020-11-28 07:30 | 7:30 | 2.072 | 30
2020-11-28 08:00 | 8:00 | 1.2627 | 30
2020-11-28 08:30 | 8:30 | 0.78248 | 30
2020-11-28 09:00 | 9:00 | 0.33727 | 30
2020-11-28 09:30 | 9:30 | 0.25879 | 30
2020-11-28 10:00 | 10:00 | 0.27676 | 30
2020-11-28 10:30 | 10:30 | 0.19031 | 30
2020-11-28 11:00 | 11:00 | 0.18469 | 30
2020-11-28 11:30 | 11:30 | 0.48151 | 30
2020-11-28 12:00 | 12:00 | 0.89188 | 30
2020-11-28 12:30 | 12:30 | 1.4651 | 30
2020-11-28 13:00 | 13:00 | 2.1134 | 30
2020-11-28 13:30 | 13:30 | 2.8271 | 30
2020-11-28 14:00 | 14:00 | 3.5954 | 30
2020-11-28 14:30 | 14:30 | 4.6184 | 30
2020-11-28 15:00 | 15:00 | 5.75 | 30
2020-11-28 15:30 | 15:30 | 7.1657 | 30
2020-11-28 16:00 | 16:00 | 9.3082 | 30
2020-11-28 16:30 | 16:30 | 10.229 | 30
2020-11-28 17:00 | 17:00 | 10.6705 | 30
2020-11-28 17:30 | 17:30 | 10.6108 | 30
2020-11-28 18:00 | 18:00 | 10.4085 | 30
2020-11-28 18:30 | 18:30 | 10.2606 | 30
2020-11-28 19:00 | 19:00 | 10.0835 | 30
2020-11-28 19:30 | 19:30 | 9.4514 | 30
2020-11-28 20:00 | 20:00 | 8.9193 | 30
2020-11-28 20:30 | 20:30 | 8.499 | 30
2020-11-28 21:00 | 21:00 | 7.9084 | 30
2020-11-28 21:30 | 21:30 | 7.5439 | 30
2020-11-28 22:00 | 22:00 | 6.9998 | 30
2020-11-28 22:30 | 22:30 | 7.1092 | 30
2020-11-28 23:00 | 23:00 | 6.7285 | 30
2020-11-28 23:30 | 23:30 | 6.0068 | 30
2020-11-29 | 0:00 | 5.4254 | 30
2020-11-29 00:30 | 0:30 | 5.1207 | 30
2020-11-29 01:00 | 1:00 | 4.8943 | 30
2020-11-29 01:30 | 1:30 | 4.7517 | 30
2020-11-29 02:00 | 2:00 | 4.6156 | 30
2020-11-29 02:30 | 2:30 | 4.5611 | 30
2020-11-29 03:00 | 3:00 | 4.464 | 30
2020-11-29 03:30 | 3:30 | 4.4443 | 30
2020-11-29 04:00 | 4:00 | 4.4212 | 30
2020-11-29 04:30 | 4:30 | 4.1337 | 30
2020-11-29 05:00 | 5:00 | 4.0538 | 30
2020-11-29 05:30 | 5:30 | 3.7129 | 30
2020-11-29 06:00 | 6:00 | 3.2352 | 30
2020-11-29 06:30 | 6:30 | 2.7106 | 30
2020-11-29 07:00 | 7:00 | 2.205 | 30
2020-11-29 07:30 | 7:30 | 1.5833 | 30
2020-11-29 08:00 | 8:00 | 1.1335 | 30
2020-11-29 08:30 | 8:30 | 0.98633 | 30
2020-11-29 09:00 | 9:00 | 0.67991 | 30
2020-11-29 09:30 | 9:30 | 0.59107 | 30
2020-11-29 10:00 | 10:00 | 0.76366 | 30
2020-11-29 10:30 | 10:30 | 0.9287 | 30
2020-11-29 11:00 | 11:00 | 1.4414 | 30
2020-11-29 11:30 | 11:30 | 2.1029 | 30
2020-11-29 12:00 | 12:00 | 2.8239 | 30
2020-11-29 12:30 | 12:30 | 3.5847 | 30
2020-11-29 13:00 | 13:00 | 4.2929 | 30
2020-11-29 13:30 | 13:30 | 5.4951 | 30
2020-11-29 14:00 | 14:00 | 6.4311 | 30
2020-11-29 14:30 | 14:30 | 7.3327 | 30
2020-11-29 15:00 | 15:00 | 8.2077 | 30
2020-11-29 15:30 | 15:30 | 9.262 | 30
2020-11-29 16:00 | 16:00 | 10.5339 | 30
2020-11-29 16:30 | 16:30 | 11.2552 | 30
2020-11-29 17:00 | 17:00 | 11.7668 | 30
2020-11-29 17:30 | 17:30 | 11.785 | 30
2020-11-29 18:00 | 18:00 | 12.0496 | 30
2020-11-29 18:30 | 18:30 | 11.982 | 30
2020-11-29 19:00 | 19:00 | 11.7177 | 30
2020-11-29 19:30 | 19:30 | 11.0271 | 30
2020-11-29 20:00 | 20:00 | 10.2676 | 30
2020-11-29 20:30 | 20:30 | 9.7385 | 30
2020-11-29 21:00 | 21:00 | 9.0483 | 30
2020-11-29 21:30 | 21:30 | 8.2591 | 30
2020-11-29 22:00 | 22:00 | 7.3537 | 30
2020-11-29 22:30 | 22:30 | 7.3705 | 30
2020-11-29 23:00 | 23:00 | 6.8581 | 30
2020-11-29 23:30 | 23:30 | 6.0612 | 30
2020-11-30 | 0:00 | 5.474 | 30
2020-11-30 00:30 | 0:30 | 4.9441 | 30
2020-11-30 01:00 | 1:00 | 4.8138 | 30
2020-11-30 01:30 | 1:30 | 4.6677 | 30
2020-11-30 02:00 | 2:00 | 4.5473 | 30
2020-11-30 02:30 | 2:30 | 4.4832 | 30
2020-11-30 03:00 | 3:00 | 4.5037 | 30
2020-11-30 03:30 | 3:30 | 4.7292 | 30
2020-11-30 04:00 | 4:00 | 4.7142 | 30
2020-11-30 04:30 | 4:30 | 4.8352 | 30
2020-11-30 05:00 | 5:00 | 4.9674 | 30
2020-11-30 05:30 | 5:30 | 4.9536 | 30
2020-11-30 06:00 | 6:00 | 5.2055 | 30
2020-11-30 06:30 | 6:30 | 4.7814 | 30
2020-11-30 07:00 | 7:00 | 3.8699 | 30
2020-11-30 07:30 | 7:30 | 3.146 | 30
2020-11-30 08:00 | 8:00 | 2.6435 | 30
2020-11-30 08:30 | 8:30 | 2.451 | 30
2020-11-30 09:00 | 9:00 | 3.1251 | 30
2020-11-30 09:30 | 9:30 | 2.5279 | 30
2020-11-30 10:00 | 10:00 | 3.21 | 30
2020-11-30 10:30 | 10:30 | 2.821 | 30
2020-11-30 11:00 | 11:00 | 2.7162 | 30
2020-11-30 11:30 | 11:30 | 2.9527 | 30
2020-11-30 12:00 | 12:00 | 3.318 | 30
2020-11-30 12:30 | 12:30 | 3.6653 | 30
2020-11-30 13:00 | 13:00 | 3.6393 | 30
2020-11-30 13:30 | 13:30 | 4.1134 | 30
2020-11-30 14:00 | 14:00 | 4.9271 | 30
2020-11-30 14:30 | 14:30 | 5.3583 | 30
2020-11-30 15:00 | 15:00 | 6.3699 | 30
2020-11-30 15:30 | 15:30 | 7.5575 | 30
2020-11-30 16:00 | 16:00 | 8.3457 | 30
2020-11-30 16:30 | 16:30 | 9.3196 | 30
2020-11-30 17:00 | 17:00 | 9.8979 | 30
2020-11-30 17:30 | 17:30 | 10.1638 | 30
2020-11-30 18:00 | 18:00 | 10.9234 | 30
2020-11-30 18:30 | 18:30 | 11.3128 | 30
2020-11-30 19:00 | 19:00 | 10.5458 | 30
2020-11-30 19:30 | 19:30 | 10.0234 | 30
2020-11-30 20:00 | 20:00 | 9.8747 | 30
2020-11-30 20:30 | 20:30 | 8.8345 | 30
2020-11-30 21:00 | 21:00 | 7.9043 | 30
2020-11-30 21:30 | 21:30 | 7.3793 | 30
2020-11-30 22:00 | 22:00 | 6.8124 | 30
2020-11-30 22:30 | 22:30 | 6.7381 | 30
2020-11-30 23:00 | 23:00 | 6.494 | 30
2020-11-30 23:30 | 23:30 | 5.6294 | 30
2020-12-01 | 0:00 | 5.0803 | 30
2020-12-01 00:30 | 0:30 | 4.8625 | 30
2020-12-01 01:00 | 1:00 | 4.6452 | 30
2020-12-01 01:30 | 1:30 | 4.5956 | 30
2020-12-01 02:00 | 2:00 | 4.504 | 30
2020-12-01 02:30 | 2:30 | 4.505 | 30
2020-12-01 03:00 | 3:00 | 4.4454 | 30
2020-12-01 03:30 | 3:30 | 4.4265 | 30
2020-12-01 04:00 | 4:00 | 4.4657 | 30
2020-12-01 04:30 | 4:30 | 4.5765 | 30
2020-12-01 05:00 | 5:00 | 4.7218 | 30
2020-12-01 05:30 | 5:30 | 4.8121 | 30
2020-12-01 06:00 | 6:00 | 4.6836 | 30
2020-12-01 06:30 | 6:30 | 4.3352 | 30
2020-12-01 07:00 | 7:00 | 4.2349 | 30
2020-12-01 07:30 | 7:30 | 4.1873 | 30
2020-12-01 08:00 | 8:00 | 3.7342 | 30
2020-12-01 08:30 | 8:30 | 2.562 | 30
2020-12-01 09:00 | 9:00 | 1.9726 | 30
2020-12-01 09:30 | 9:30 | 1.8486 | 30
2020-12-01 10:00 | 10:00 | 2.2523 | 30
2020-12-01 10:30 | 10:30 | 2.5634 | 30
2020-12-01 11:00 | 11:00 | 2.6703 | 30
2020-12-01 11:30 | 11:30 | 3.5354 | 30
2020-12-01 12:00 | 12:00 | 3.2499 | 30
2020-12-01 12:30 | 12:30 | 3.6408 | 30
2020-12-01 13:00 | 13:00 | 4.3521 | 30
2020-12-01 13:30 | 13:30 | 5.2839 | 30
2020-12-01 14:00 | 14:00 | 6.4399 | 30
2020-12-01 14:30 | 14:30 | 7.4952 | 30
2020-12-01 15:00 | 15:00 | 8.6749 | 30
2020-12-01 15:30 | 15:30 | 10.0795 | 30
2020-12-01 16:00 | 16:00 | 11.4502 | 30
2020-12-01 16:30 | 16:30 | 12.6975 | 30
2020-12-01 17:00 | 17:00 | 13.3857 | 30
2020-12-01 17:30 | 17:30 | 13.6654 | 30
2020-12-01 18:00 | 18:00 | 13.6936 | 30
2020-12-01 18:30 | 18:30 | 13.4907 | 30
2020-12-01 19:00 | 19:00 | 13.1053 | 30
2020-12-01 19:30 | 19:30 | 12.4538 | 30
2020-12-01 20:00 | 20:00 | 11.6443 | 30
2020-12-01 20:30 | 20:30 | 10.9095 | 30
2020-12-01 21:00 | 21:00 | 10.0329 | 30
2020-12-01 21:30 | 21:30 | 9.4073 | 30
2020-12-01 22:00 | 22:00 | 8.3842 | 30
2020-12-01 22:30 | 22:30 | 8.2066 | 30
2020-12-01 23:00 | 23:00 | 7.5982 | 30
2020-12-01 23:30 | 23:30 | 6.7562 | 30
2020-12-02 | 0:00 | 6.1948 | 30
2020-12-02 00:30 | 0:30 | 5.7739 | 30
2020-12-02 01:00 | 1:00 | 5.3538 | 30
2020-12-02 01:30 | 1:30 | 5.1756 | 30
2020-12-02 02:00 | 2:00 | 5.0815 | 30
2020-12-02 02:30 | 2:30 | 5.7507 | 30
2020-12-02 03:00 | 3:00 | 5.6834 | 30
2020-12-02 03:30 | 3:30 | 5.7111 | 30
2020-12-02 04:00 | 4:00 | 5.6601 | 30
2020-12-02 04:30 | 4:30 | 5.6044 | 30
2020-12-02 05:00 | 5:00 | 5.9912 | 30
2020-12-02 05:30 | 5:30 | 6.5664 | 30
2020-12-02 06:00 | 6:00 | 6.753 | 30
2020-12-02 06:30 | 6:30 | 6.3138 | 30
2020-12-02 07:00 | 7:00 | 6.2192 | 30
2020-12-02 07:30 | 7:30 | 5.8579 | 30
2020-12-02 08:00 | 8:00 | 5.523 | 30
2020-12-02 08:30 | 8:30 | 5.2588 | 30
2020-12-02 09:00 | 9:00 | 5.3046 | 30
2020-12-02 09:30 | 9:30 | 5.4524 | 30
2020-12-02 10:00 | 10:00 | 5.8727 | 30
2020-12-02 10:30 | 10:30 | 6.2011 | 30
2020-12-02 11:00 | 11:00 | 5.3708 | 30
2020-12-02 11:30 | 11:30 | 5.6036 | 30
2020-12-02 12:00 | 12:00 | 5.8591 | 30
2020-12-02 12:30 | 12:30 | 6.0896 | 30
2020-12-02 13:00 | 13:00 | 6.5473 | 30
2020-12-02 13:30 | 13:30 | 7.0747 | 30
2020-12-02 14:00 | 14:00 | 7.7931 | 30
2020-12-02 14:30 | 14:30 | 8.5056 | 30
2020-12-02 15:00 | 15:00 | 10.3132 | 30
2020-12-02 15:30 | 15:30 | 13.7351 | 30
2020-12-02 16:00 | 16:00 | 13.5259 | 30
2020-12-02 16:30 | 16:30 | 13.8027 | 30
2020-12-02 17:00 | 17:00 | 13.7028 | 30
2020-12-02 17:30 | 17:30 | 13.3413 | 30
2020-12-02 18:00 | 18:00 | 13.4164 | 30
2020-12-02 18:30 | 18:30 | 13.6375 | 30
2020-12-02 19:00 | 19:00 | 13.6044 | 30
2020-12-02 19:30 | 19:30 | 13.3292 | 30
2020-12-02 20:00 | 20:00 | 13.0048 | 30
2020-12-02 20:30 | 20:30 | 12.2851 | 30
2020-12-02 21:00 | 21:00 | 10.9385 | 30
2020-12-02 21:30 | 21:30 | 9.6929 | 30
2020-12-02 22:00 | 22:00 | 8.7968 | 30
2020-12-02 22:30 | 22:30 | 8.226 | 30
2020-12-02 23:00 | 23:00 | 7.693 | 30
2020-12-02 23:30 | 23:30 | 7.3947 | 30
2020-12-03 | 0:00 | 7.1353 | 30
2020-12-03 00:30 | 0:30 | 6.7462 | 30
2020-12-03 01:00 | 1:00 | 6.4305 | 30
2020-12-03 01:30 | 1:30 | 6.2832 | 30
2020-12-03 02:00 | 2:00 | 6.0705 | 30
2020-12-03 02:30 | 2:30 | 5.9601 | 30
2020-12-03 03:00 | 3:00 | 5.863 | 30
2020-12-03 03:30 | 3:30 | 5.8611 | 30
2020-12-03 04:00 | 4:00 | 5.9073 | 30
2020-12-03 04:30 | 4:30 | 5.9299 | 30
2020-12-03 05:00 | 5:00 | 6.085 | 30
2020-12-03 05:30 | 5:30 | 6.5314 | 30
2020-12-03 06:00 | 6:00 | 7.0425 | 30
2020-12-03 06:30 | 6:30 | 6.977 | 30
2020-12-03 07:00 | 7:00 | 6.965 | 30
2020-12-03 07:30 | 7:30 | 6.0446 | 30
2020-12-03 08:00 | 8:00 | 6.3737 | 30
2020-12-03 08:30 | 8:30 | 6.3328 | 30
2020-12-03 09:00 | 9:00 | 6.1212 | 30
2020-12-03 09:30 | 9:30 | 4.3037 | 30
2020-12-03 10:00 | 10:00 | 5.6789 | 30
2020-12-03 10:30 | 10:30 | 5.5171 | 30
2020-12-03 11:00 | 11:00 | 6.7251 | 30
2020-12-03 11:30 | 11:30 | 7.497 | 30
2020-12-03 12:00 | 12:00 | 7.5996 | 30
2020-12-03 12:30 | 12:30 | 7.2506 | 30
2020-12-03 13:00 | 13:00 | 7.1623 | 30
2020-12-03 13:30 | 13:30 | 6.5991 | 30
2020-12-03 14:00 | 14:00 | 5.9009 | 30
2020-12-03 14:30 | 14:30 | 6.1516 | 30
2020-12-03 15:00 | 15:00 | 7.9011 | 30
2020-12-03 15:30 | 15:30 | 8.7681 | 30
2020-12-03 16:00 | 16:00 | 8.973 | 30
2020-12-03 16:30 | 16:30 | 9.9281 | 30
2020-12-03 17:00 | 17:00 | 10.5808 | 30
2020-12-03 17:30 | 17:30 | 10.8035 | 30
2020-12-03 18:00 | 18:00 | 11.1768 | 30
2020-12-03 18:30 | 18:30 | 11.5754 | 30
2020-12-03 19:00 | 19:00 | 11.5609 | 30
2020-12-03 19:30 | 19:30 | 11.1739 | 30
2020-12-03 20:00 | 20:00 | 10.8448 | 30
2020-12-03 20:30 | 20:30 | 10.3263 | 30
2020-12-03 21:00 | 21:00 | 9.6872 | 30
2020-12-03 21:30 | 21:30 | 9.1762 | 30
2020-12-03 22:00 | 22:00 | 8.5382 | 30
2020-12-03 22:30 | 22:30 | 8.5426 | 30
2020-12-03 23:00 | 23:00 | 7.9249 | 30
2020-12-03 23:30 | 23:30 | 7.1048 | 30
2020-12-04 | 0:00 | 6.7536 | 30
2020-12-04 00:30 | 0:30 | 6.5225 | 30
2020-12-04 01:00 | 1:00 | 6.3907 | 30
2020-12-04 01:30 | 1:30 | 6.2797 | 30
2020-12-04 02:00 | 2:00 | 6.1745 | 30
2020-12-04 02:30 | 2:30 | 5.8196 | 30
2020-12-04 03:00 | 3:00 | 4.5424 | 30
2020-12-04 03:30 | 3:30 | 4.5136 | 30
2020-12-04 04:00 | 4:00 | 5.4035 | 30
2020-12-04 04:30 | 4:30 | 5.877 | 30
2020-12-04 05:00 | 5:00 | 6.6614 | 30
2020-12-04 05:30 | 5:30 | 6.8211 | 30
2020-12-04 06:00 | 6:00 | 6.8662 | 30
2020-12-04 06:30 | 6:30 | 6.1778 | 30
2020-12-04 07:00 | 7:00 | 6.3347 | 30
2020-12-04 07:30 | 7:30 | 5.3342 | 30
2020-12-04 08:00 | 8:00 | 6.0798 | 30
2020-12-04 08:30 | 8:30 | 3.2676 | 30
2020-12-04 09:00 | 9:00 | 3.6594 | 30
2020-12-04 09:30 | 9:30 | 3.5492 | 30
2020-12-04 10:00 | 10:00 | 1.7446 | 30
2020-12-04 10:30 | 10:30 | 4.0643 | 30
2020-12-04 11:00 | 11:00 | 5.8579 | 30
2020-12-04 11:30 | 11:30 | 5.5008 | 30
2020-12-04 12:00 | 12:00 | 6.1592 | 30
2020-12-04 12:30 | 12:30 | 5.1866 | 30
2020-12-04 13:00 | 13:00 | 6.0403 | 30
2020-12-04 13:30 | 13:30 | 6.4069 | 30
2020-12-04 14:00 | 14:00 | 6.5159 | 30
2020-12-04 14:30 | 14:30 | 7.7639 | 30
2020-12-04 15:00 | 15:00 | 9.2954 | 30
2020-12-04 15:30 | 15:30 | 10.8463 | 30
2020-12-04 16:00 | 16:00 | 12.0774 | 30
2020-12-04 16:30 | 16:30 | 13.228 | 30
2020-12-04 17:00 | 17:00 | 13.6629 | 30
2020-12-04 17:30 | 17:30 | 13.687 | 30
2020-12-04 18:00 | 18:00 | 13.4333 | 30
2020-12-04 18:30 | 18:30 | 13.1173 | 30
2020-12-04 19:00 | 19:00 | 12.9285 | 30
2020-12-04 19:30 | 19:30 | 12.2518 | 30
2020-12-04 20:00 | 20:00 | 11.7096 | 30
2020-12-04 20:30 | 20:30 | 10.9785 | 30
2020-12-04 21:00 | 21:00 | 10.1592 | 30
2020-12-04 21:30 | 21:30 | 9.5142 | 30
2020-12-04 22:00 | 22:00 | 8.7117 | 30
2020-12-04 22:30 | 22:30 | 8.4671 | 30
2020-12-04 23:00 | 23:00 | 7.9361 | 30
2020-12-04 23:30 | 23:30 | 7.4377 | 30
2020-12-05 | 0:00 | 6.8339 | 30
2020-12-05 00:30 | 0:30 | 6.4569 | 30
2020-12-05 01:00 | 1:00 | 6.127 | 30
2020-12-05 01:30 | 1:30 | 5.846 | 30
2020-12-05 02:00 | 2:00 | 6.62 | 30
2020-12-05 02:30 | 2:30 | 6.9082 | 30
2020-12-05 03:00 | 3:00 | 6.5056 | 30
2020-12-05 03:30 | 3:30 | 5.4944 | 30
2020-12-05 04:00 | 4:00 | 5.4276 | 30
2020-12-05 04:30 | 4:30 | 4.9986 | 30
2020-12-05 05:00 | 5:00 | 4.8436 | 30
2020-12-05 05:30 | 5:30 | 4.6537 | 30
2020-12-05 06:00 | 6:00 | 4.3987 | 30
2020-12-05 06:30 | 6:30 | 4.1539 | 30
2020-12-05 07:00 | 7:00 | 3.8519 | 30
2020-12-05 07:30 | 7:30 | 3.5296 | 30
2020-12-05 08:00 | 8:00 | 3.3209 | 30
2020-12-05 08:30 | 8:30 | 3.4041 | 30
2020-12-05 09:00 | 9:00 | 3.5458 | 30
2020-12-05 09:30 | 9:30 | 3.6881 | 30
2020-12-05 10:00 | 10:00 | 3.9903 | 30
2020-12-05 10:30 | 10:30 | 4.512 | 30
2020-12-05 11:00 | 11:00 | 5.0725 | 30
2020-12-05 11:30 | 11:30 | 5.5369 | 30
2020-12-05 12:00 | 12:00 | 5.8575 | 30
2020-12-05 12:30 | 12:30 | 6.3301 | 30
2020-12-05 13:00 | 13:00 | 7.8989 | 30
2020-12-05 13:30 | 13:30 | 7.6625 | 30
2020-12-05 14:00 | 14:00 | 8.6921 | 30
2020-12-05 14:30 | 14:30 | 9.933 | 30
2020-12-05 15:00 | 15:00 | 9.5334 | 30
2020-12-05 15:30 | 15:30 | 10.8098 | 30
2020-12-05 16:00 | 16:00 | 11.6775 | 30
2020-12-05 16:30 | 16:30 | 12.6211 | 30
2020-12-05 17:00 | 17:00 | 12.8973 | 30
2020-12-05 17:30 | 17:30 | 12.9873 | 30
2020-12-05 18:00 | 18:00 | 12.6349 | 30
2020-12-05 18:30 | 18:30 | 12.3443 | 30
2020-12-05 19:00 | 19:00 | 12.0185 | 30
2020-12-05 19:30 | 19:30 | 11.6617 | 30
2020-12-05 20:00 | 20:00 | 11.2082 | 30
2020-12-05 20:30 | 20:30 | 10.6336 | 30
2020-12-05 21:00 | 21:00 | 10.2399 | 30
2020-12-05 21:30 | 21:30 | 9.7233 | 30
2020-12-05 22:00 | 22:00 | 9.1371 | 30
2020-12-05 22:30 | 22:30 | 8.97 | 30
2020-12-05 23:00 | 23:00 | 8.5068 | 30
2020-12-05 23:30 | 23:30 | 7.6581 | 30
2020-12-06 | 0:00 | 7.2119 | 30
2020-12-06 00:30 | 0:30 | 7.387 | 30
2020-12-06 01:00 | 1:00 | 7.2327 | 30
2020-12-06 01:30 | 1:30 | 7.3067 | 30
2020-12-06 02:00 | 2:00 | 7.1443 | 30
2020-12-06 02:30 | 2:30 | 6.9737 | 30
2020-12-06 03:00 | 3:00 | 6.8603 | 30
2020-12-06 03:30 | 3:30 | 6.7624 | 30
2020-12-06 04:00 | 4:00 | 6.6773 | 30
2020-12-06 04:30 | 4:30 | 6.5106 | 30
2020-12-06 05:00 | 5:00 | 6.4289 | 30
2020-12-06 05:30 | 5:30 | 6.0236 | 30
2020-12-06 06:00 | 6:00 | 5.8762 | 30
2020-12-06 06:30 | 6:30 | 5.4066 | 30
2020-12-06 07:00 | 7:00 | 4.9368 | 30
2020-12-06 07:30 | 7:30 | 4.3933 | 30
2020-12-06 08:00 | 8:00 | 4.528 | 30
2020-12-06 08:30 | 8:30 | 4.5613 | 30
2020-12-06 09:00 | 9:00 | 4.8387 | 30
2020-12-06 09:30 | 9:30 | 5.2837 | 30
2020-12-06 10:00 | 10:00 | 5.4768 | 30
2020-12-06 10:30 | 10:30 | 5.6829 | 30
2020-12-06 11:00 | 11:00 | 6.2575 | 30
2020-12-06 11:30 | 11:30 | 7.4781 | 30
2020-12-06 12:00 | 12:00 | 8.9615 | 30
2020-12-06 12:30 | 12:30 | 10.3005 | 30
2020-12-06 13:00 | 13:00 | 10.7782 | 30
2020-12-06 13:30 | 13:30 | 11.182 | 30
2020-12-06 14:00 | 14:00 | 11.0207 | 30
2020-12-06 14:30 | 14:30 | 11.0118 | 30
2020-12-06 15:00 | 15:00 | 12.5642 | 30
2020-12-06 15:30 | 15:30 | 13.1282 | 30
2020-12-06 16:00 | 16:00 | 13.1653 | 30
2020-12-06 16:30 | 16:30 | 13.6641 | 30
2020-12-06 17:00 | 17:00 | 13.6423 | 30
2020-12-06 17:30 | 17:30 | 13.8641 | 30
2020-12-06 18:00 | 18:00 | 14.4419 | 30
2020-12-06 18:30 | 18:30 | 14.5455 | 30
2020-12-06 19:00 | 19:00 | 14.4375 | 30
2020-12-06 19:30 | 19:30 | 13.8421 | 30
2020-12-06 20:00 | 20:00 | 13.1516 | 30
2020-12-06 20:30 | 20:30 | 12.326 | 30
2020-12-06 21:00 | 21:00 | 11.4765 | 30
2020-12-06 21:30 | 21:30 | 10.6317 | 30
2020-12-06 22:00 | 22:00 | 9.7097 | 30
2020-12-06 22:30 | 22:30 | 9.375 | 30
2020-12-06 23:00 | 23:00 | 8.3756 | 30
2020-12-06 23:30 | 23:30 | 7.4824 | 30
2020-12-07 | 0:00 | 6.6689 | 30
2020-12-07 00:30 | 0:30 | 6.3817 | 30
2020-12-07 01:00 | 1:00 | 6.1067 | 30
2020-12-07 01:30 | 1:30 | 5.8772 | 30
2020-12-07 02:00 | 2:00 | 5.7703 | 30
2020-12-07 02:30 | 2:30 | 6.2111 | 30
2020-12-07 03:00 | 3:00 | 6.6423 | 30
2020-12-07 03:30 | 3:30 | 6.5627 | 30
2020-12-07 04:00 | 4:00 | 6.6265 | 30
2020-12-07 04:30 | 4:30 | 6.79 | 30
2020-12-07 05:00 | 5:00 | 6.8507 | 30
2020-12-07 05:30 | 5:30 | 6.9035 | 30
2020-12-07 06:00 | 6:00 | 7.1773 | 30
2020-12-07 06:30 | 6:30 | 7.4552 | 30
2020-12-07 07:00 | 7:00 | 7.8062 | 30
2020-12-07 07:30 | 7:30 | 7.6371 | 30
2020-12-07 08:00 | 8:00 | 6.9081 | 30
2020-12-07 08:30 | 8:30 | 6.9531 | 30
2020-12-07 09:00 | 9:00 | 6.3262 | 30
2020-12-07 09:30 | 9:30 | 7.8369 | 30
2020-12-07 10:00 | 10:00 | 7.1865 | 30
2020-12-07 10:30 | 10:30 | 8.3093 | 30
2020-12-07 11:00 | 11:00 | 7.5719 | 30
2020-12-07 11:30 | 11:30 | 7.8106 | 30
2020-12-07 12:00 | 12:00 | 7.3422 | 30
2020-12-07 12:30 | 12:30 | 6.4094 | 30
2020-12-07 13:00 | 13:00 | 4.2009 | 30
2020-12-07 13:30 | 13:30 | 7.6245 | 30
2020-12-07 14:00 | 14:00 | 10.2086 | 30
2020-12-07 14:30 | 14:30 | 10.1168 | 30
2020-12-07 15:00 | 15:00 | 10.3547 | 30
2020-12-07 15:30 | 15:30 | 10.5642 | 30
2020-12-07 16:00 | 16:00 | 10.1467 | 30
2020-12-07 16:30 | 16:30 | 10.568 | 30
2020-12-07 17:00 | 17:00 | 10.9648 | 30
2020-12-07 17:30 | 17:30 | 11.5624 | 30
2020-12-07 18:00 | 18:00 | 11.7459 | 30
2020-12-07 18:30 | 18:30 | 12.0136 | 30
2020-12-07 19:00 | 19:00 | 11.5337 | 30
2020-12-07 19:30 | 19:30 | 10.7617 | 30
2020-12-07 20:00 | 20:00 | 10.2624 | 30
2020-12-07 20:30 | 20:30 | 9.7278 | 30
2020-12-07 21:00 | 21:00 | 9.0135 | 30
2020-12-07 21:30 | 21:30 | 8.6152 | 30
2020-12-07 22:00 | 22:00 | 7.8217 | 30
2020-12-07 22:30 | 22:30 | 7.8732 | 30
2020-12-07 23:00 | 23:00 | 7.4175 | 30
2020-12-07 23:30 | 23:30 | 6.6596 | 30
2020-12-08 | 0:00 | 6.1287 | 30
2020-12-08 00:30 | 0:30 | 5.9802 | 30
2020-12-08 01:00 | 1:00 | 5.8369 | 30
2020-12-08 01:30 | 1:30 | 6.2499 | 30
2020-12-08 02:00 | 2:00 | 6.1491 | 30
2020-12-08 02:30 | 2:30 | 6.0618 | 30
2020-12-08 03:00 | 3:00 | 5.3515 | 30
2020-12-08 03:30 | 3:30 | 5.2231 | 30
2020-12-08 04:00 | 4:00 | 5.2615 | 30
2020-12-08 04:30 | 4:30 | 5.2811 | 30
2020-12-08 05:00 | 5:00 | 5.4996 | 30
2020-12-08 05:30 | 5:30 | 5.7088 | 30
2020-12-08 06:00 | 6:00 | 6.0948 | 30
2020-12-08 06:30 | 6:30 | 6.1444 | 30
2020-12-08 07:00 | 7:00 | 6.201 | 30
2020-12-08 07:30 | 7:30 | 6.3317 | 30
2020-12-08 08:00 | 8:00 | 6.9467 | 30
2020-12-08 08:30 | 8:30 | 7.1853 | 30
2020-12-08 09:00 | 9:00 | 5.7639 | 30
2020-12-08 09:30 | 9:30 | 4.5867 | 30
2020-12-08 10:00 | 10:00 | 5.0191 | 30
2020-12-08 10:30 | 10:30 | 4.8796 | 30
2020-12-08 11:00 | 11:00 | 4.5209 | 30
2020-12-08 11:30 | 11:30 | 3.0492 | 30
2020-12-08 12:00 | 12:00 | 2.2659 | 30
2020-12-08 12:30 | 12:30 | 1.6513 | 30
2020-12-08 13:00 | 13:00 | 2.7197 | 30
2020-12-08 13:30 | 13:30 | 1.9866 | 30
2020-12-08 14:00 | 14:00 | 3.1101 | 30
2020-12-08 14:30 | 14:30 | 5.6432 | 30
2020-12-08 15:00 | 15:00 | 6.5339 | 30
2020-12-08 15:30 | 15:30 | 5.9901 | 30
2020-12-08 16:00 | 16:00 | 8.3346 | 30
2020-12-08 16:30 | 16:30 | 9.316 | 30
2020-12-08 17:00 | 17:00 | 9.4092 | 30
2020-12-08 17:30 | 17:30 | 9.8009 | 30
2020-12-08 18:00 | 18:00 | 10.4848 | 30
2020-12-08 18:30 | 18:30 | 10.7887 | 30
2020-12-08 19:00 | 19:00 | 10.7026 | 30
2020-12-08 19:30 | 19:30 | 10.3278 | 30
2020-12-08 20:00 | 20:00 | 9.9027 | 30
2020-12-08 20:30 | 20:30 | 9.3887 | 30
2020-12-08 21:00 | 21:00 | 8.8247 | 30
2020-12-08 21:30 | 21:30 | 8.2119 | 30
2020-12-08 22:00 | 22:00 | 7.5353 | 30
2020-12-08 22:30 | 22:30 | 7.1351 | 30
2020-12-08 23:00 | 23:00 | 6.6101 | 30
2020-12-08 23:30 | 23:30 | 5.8782 | 30
2020-12-09 | 0:00 | 5.2522 | 30
2020-12-09 00:30 | 0:30 | 4.8976 | 30
2020-12-09 01:00 | 1:00 | 4.6838 | 30
2020-12-09 01:30 | 1:30 | 4.5716 | 30
2020-12-09 02:00 | 2:00 | 4.3792 | 30
2020-12-09 02:30 | 2:30 | 4.5752 | 30
2020-12-09 03:00 | 3:00 | 5.0102 | 30
2020-12-09 03:30 | 3:30 | 4.9899 | 30
2020-12-09 04:00 | 4:00 | 4.8735 | 30
2020-12-09 04:30 | 4:30 | 4.9738 | 30
2020-12-09 05:00 | 5:00 | 4.9719 | 30
2020-12-09 05:30 | 5:30 | 4.8689 | 30
2020-12-09 06:00 | 6:00 | 4.6196 | 30
2020-12-09 06:30 | 6:30 | 4.1013 | 30
2020-12-09 07:00 | 7:00 | 3.5091 | 30
2020-12-09 07:30 | 7:30 | 3.4518 | 30
2020-12-09 08:00 | 8:00 | 4.1841 | 30
2020-12-09 08:30 | 8:30 | 3.4541 | 30
2020-12-09 09:00 | 9:00 | 2.5335 | 30
2020-12-09 09:30 | 9:30 | 3.179 | 30
2020-12-09 10:00 | 10:00 | 3.7726 | 30
2020-12-09 10:30 | 10:30 | 3.5742 | 30
2020-12-09 11:00 | 11:00 | 3.6221 | 30
2020-12-09 11:30 | 11:30 | 3.3456 | 30
2020-12-09 12:00 | 12:00 | 2.1163 | 30
2020-12-09 12:30 | 12:30 | 1.1298 | 30
2020-12-09 13:00 | 13:00 | 1.7961 | 30
2020-12-09 13:30 | 13:30 | 5.6541 | 30
2020-12-09 14:00 | 14:00 | 3.5743 | 30
2020-12-09 14:30 | 14:30 | 2.3172 | 30
2020-12-09 15:00 | 15:00 | 3.6711 | 30
2020-12-09 15:30 | 15:30 | 4.9409 | 30
2020-12-09 16:00 | 16:00 | 5.9588 | 30
2020-12-09 16:30 | 16:30 | 7.2217 | 30
2020-12-09 17:00 | 17:00 | 8.0199 | 30
2020-12-09 17:30 | 17:30 | 8.8224 | 30
2020-12-09 18:00 | 18:00 | 9.327 | 30
2020-12-09 18:30 | 18:30 | 9.7085 | 30
2020-12-09 19:00 | 19:00 | 9.7417 | 30
2020-12-09 19:30 | 19:30 | 9.3077 | 30
2020-12-09 20:00 | 20:00 | 8.9651 | 30
2020-12-09 20:30 | 20:30 | 8.3967 | 30
2020-12-09 21:00 | 21:00 | 7.9585 | 30
2020-12-09 21:30 | 21:30 | 7.4296 | 30
2020-12-09 22:00 | 22:00 | 6.8988 | 30
2020-12-09 22:30 | 22:30 | 6.9663 | 30
2020-12-09 23:00 | 23:00 | 6.4849 | 30
2020-12-09 23:30 | 23:30 | 5.8001 | 30
2020-12-10 | 0:00 | 5.3858 | 30
2020-12-10 00:30 | 0:30 | 5.1324 | 30
2020-12-10 01:00 | 1:00 | 4.9869 | 30
2020-12-10 01:30 | 1:30 | 4.8829 | 30
2020-12-10 02:00 | 2:00 | 4.9497 | 30
2020-12-10 02:30 | 2:30 | 4.9855 | 30
2020-12-10 03:00 | 3:00 | 5.0856 | 30
2020-12-10 03:30 | 3:30 | 5.0837 | 30
2020-12-10 04:00 | 4:00 | 5.1628 | 30
2020-12-10 04:30 | 4:30 | 5.3361 | 30
2020-12-10 05:00 | 5:00 | 5.5975 | 30
2020-12-10 05:30 | 5:30 | 5.1093 | 30
2020-12-10 06:00 | 6:00 | 4.8073 | 30
2020-12-10 06:30 | 6:30 | 4.128 | 30
2020-12-10 07:00 | 7:00 | 3.8542 | 30
2020-12-10 07:30 | 7:30 | 4.8301 | 30
2020-12-10 08:00 | 8:00 | 4.5221 | 30
2020-12-10 08:30 | 8:30 | 3.7618 | 30
2020-12-10 09:00 | 9:00 | 4.1288 | 30
2020-12-10 09:30 | 9:30 | 3.0254 | 30
2020-12-10 10:00 | 10:00 | 2.268 | 30
2020-12-10 10:30 | 10:30 | 2.5055 | 30
2020-12-10 11:00 | 11:00 | 2.8307 | 30
2020-12-10 11:30 | 11:30 | 2.9208 | 30
2020-12-10 12:00 | 12:00 | 3.0767 | 30
2020-12-10 12:30 | 12:30 | 2.2788 | 30
2020-12-10 13:00 | 13:00 | 3.405 | 30
2020-12-10 13:30 | 13:30 | 3.7295 | 30
2020-12-10 14:00 | 14:00 | 4.2747 | 30
2020-12-10 14:30 | 14:30 | 5.2652 | 30
2020-12-10 15:00 | 15:00 | 6.286 | 30
2020-12-10 15:30 | 15:30 | 7.4536 | 30
2020-12-10 16:00 | 16:00 | 8.7134 | 30
2020-12-10 16:30 | 16:30 | 9.714 | 30
2020-12-10 17:00 | 17:00 | 10.4347 | 30
2020-12-10 17:30 | 17:30 | 11.0038 | 30
2020-12-10 18:00 | 18:00 | 11.1969 | 30
2020-12-10 18:30 | 18:30 | 11.3578 | 30
2020-12-10 19:00 | 19:00 | 10.8017 | 30
2020-12-10 19:30 | 19:30 | 10.1759 | 30
2020-12-10 20:00 | 20:00 | 9.8213 | 30
2020-12-10 20:30 | 20:30 | 8.6691 | 30
2020-12-10 21:00 | 21:00 | 8.221 | 30
2020-12-10 21:30 | 21:30 | 7.7035 | 30
2020-12-10 22:00 | 22:00 | 7.1558 | 30
2020-12-10 22:30 | 22:30 | 7.2739 | 30
2020-12-10 23:00 | 23:00 | 6.922 | 30
2020-12-10 23:30 | 23:30 | 6.1479 | 30
2020-12-11 | 0:00 | 5.6476 | 30
2020-12-11 00:30 | 0:30 | 5.309 | 30
2020-12-11 01:00 | 1:00 | 4.8131 | 30
2020-12-11 01:30 | 1:30 | 4.7001 | 30
2020-12-11 02:00 | 2:00 | 4.5519 | 30
2020-12-11 02:30 | 2:30 | 4.3518 | 30
2020-12-11 03:00 | 3:00 | 4.2263 | 30
2020-12-11 03:30 | 3:30 | 4.2194 | 30
2020-12-11 04:00 | 4:00 | 4.2557 | 30
2020-12-11 04:30 | 4:30 | 4.3729 | 30
2020-12-11 05:00 | 5:00 | 4.4439 | 30
2020-12-11 05:30 | 5:30 | 4.5002 | 30
2020-12-11 06:00 | 6:00 | 3.7207 | 30
2020-12-11 06:30 | 6:30 | 4.8148 | 30
2020-12-11 07:00 | 7:00 | 5.9278 | 30
2020-12-11 07:30 | 7:30 | 5.9736 | 30
2020-12-11 08:00 | 8:00 | 6.6862 | 30
2020-12-11 08:30 | 8:30 | 5.6338 | 30
2020-12-11 09:00 | 9:00 | 4.7521 | 30
2020-12-11 09:30 | 9:30 | 4.6865 | 30
2020-12-11 10:00 | 10:00 | 4.7172 | 30
2020-12-11 10:30 | 10:30 | 4.9358 | 30
2020-12-11 11:00 | 11:00 | 5.2497 | 30
2020-12-11 11:30 | 11:30 | 5.8521 | 30
2020-12-11 12:00 | 12:00 | 5.7743 | 30
2020-12-11 12:30 | 12:30 | 5.1845 | 30
2020-12-11 13:00 | 13:00 | 3.4505 | 30
2020-12-11 13:30 | 13:30 | 3.7702 | 30
2020-12-11 14:00 | 14:00 | 5.9717 | 30
2020-12-11 14:30 | 14:30 | 7.099 | 30
2020-12-11 15:00 | 15:00 | 7.6801 | 30
2020-12-11 15:30 | 15:30 | 7.2743 | 30
2020-12-11 16:00 | 16:00 | 7.1986 | 30
2020-12-11 16:30 | 16:30 | 7.4304 | 30
2020-12-11 17:00 | 17:00 | 8.0527 | 30
2020-12-11 17:30 | 17:30 | 8.0678 | 30
2020-12-11 18:00 | 18:00 | 8.3788 | 30
2020-12-11 18:30 | 18:30 | 8.9222 | 30
2020-12-11 19:00 | 19:00 | 9.0517 | 30
2020-12-11 19:30 | 19:30 | 8.7858 | 30
2020-12-11 20:00 | 20:00 | 8.6673 | 30
2020-12-11 20:30 | 20:30 | 8.4097 | 30
2020-12-11 21:00 | 21:00 | 7.9258 | 30
2020-12-11 21:30 | 21:30 | 7.7295 | 30
2020-12-11 22:00 | 22:00 | 7.2977 | 30
2020-12-11 22:30 | 22:30 | 7.5555 | 30
2020-12-11 23:00 | 23:00 | 7.4032 | 30
2020-12-11 23:30 | 23:30 | 5.7253 | 30
2020-12-12 | 0:00 | 4.9927 | 30
2020-12-12 00:30 | 0:30 | 4.7637 | 30
2020-12-12 01:00 | 1:00 | 4.5616 | 30
2020-12-12 01:30 | 1:30 | 4.5061 | 30
2020-12-12 02:00 | 2:00 | 4.4763 | 30
2020-12-12 02:30 | 2:30 | 4.4711 | 30
2020-12-12 03:00 | 3:00 | 4.4106 | 30
2020-12-12 03:30 | 3:30 | 4.4184 | 30
2020-12-12 04:00 | 4:00 | 4.5182 | 30
2020-12-12 04:30 | 4:30 | 3.9909 | 30
2020-12-12 05:00 | 5:00 | 3.95 | 30
2020-12-12 05:30 | 5:30 | 4.0122 | 30
2020-12-12 06:00 | 6:00 | 4.287 | 30
2020-12-12 06:30 | 6:30 | 4.1772 | 30
2020-12-12 07:00 | 7:00 | 4.3554 | 30
2020-12-12 07:30 | 7:30 | 4.8219 | 30
2020-12-12 08:00 | 8:00 | 4.2603 | 30
2020-12-12 08:30 | 8:30 | 4.2378 | 30
2020-12-12 09:00 | 9:00 | 4.9377 | 30
2020-12-12 09:30 | 9:30 | 5.302 | 30
2020-12-12 10:00 | 10:00 | 5.0008 | 30
2020-12-12 10:30 | 10:30 | 4.9624 | 30
2020-12-12 11:00 | 11:00 | 3.7619 | 30
2020-12-12 11:30 | 11:30 | 2.8552 | 30
2020-12-12 12:00 | 12:00 | 3.4281 | 30
2020-12-12 12:30 | 12:30 | 3.7663 | 30
2020-12-12 13:00 | 13:00 | 3.7344 | 30
2020-12-12 13:30 | 13:30 | 3.1934 | 30
2020-12-12 14:00 | 14:00 | 3.2328 | 30
2020-12-12 14:30 | 14:30 | 2.2025 | 30
2020-12-12 15:00 | 15:00 | 2.8745 | 30
2020-12-12 15:30 | 15:30 | 3.802 | 30
2020-12-12 16:00 | 16:00 | 3.9685 | 30
2020-12-12 16:30 | 16:30 | 4.5858 | 30
2020-12-12 17:00 | 17:00 | 6.0151 | 30
2020-12-12 17:30 | 17:30 | 6.3754 | 30
2020-12-12 18:00 | 18:00 | 6.0854 | 30
2020-12-12 18:30 | 18:30 | 7.777 | 30
2020-12-12 19:00 | 19:00 | 8.9102 | 30
2020-12-12 19:30 | 19:30 | 8.312 | 30
2020-12-12 20:00 | 20:00 | 7.9974 | 30
2020-12-12 20:30 | 20:30 | 7.6347 | 30
2020-12-12 21:00 | 21:00 | 7.3709 | 30
2020-12-12 21:30 | 21:30 | 7.1486 | 30
2020-12-12 22:00 | 22:00 | 6.3988 | 30
2020-12-12 22:30 | 22:30 | 6.3206 | 30
2020-12-12 23:00 | 23:00 | 5.9609 | 30
2020-12-12 23:30 | 23:30 | 5.5246 | 30
2020-12-13 | 0:00 | 5.5566 | 30
2020-12-13 00:30 | 0:30 | 5.389 | 30
2020-12-13 01:00 | 1:00 | 5.1949 | 30
2020-12-13 01:30 | 1:30 | 4.9975 | 30
2020-12-13 02:00 | 2:00 | 4.8881 | 30
2020-12-13 02:30 | 2:30 | 4.7508 | 30
2020-12-13 03:00 | 3:00 | 4.3506 | 30
2020-12-13 03:30 | 3:30 | 4.2789 | 30
2020-12-13 04:00 | 4:00 | 4.3131 | 30
2020-12-13 04:30 | 4:30 | 4.3818 | 30
2020-12-13 05:00 | 5:00 | 4.5466 | 30
2020-12-13 05:30 | 5:30 | 4.7378 | 30
2020-12-13 06:00 | 6:00 | 5.3407 | 30
2020-12-13 06:30 | 6:30 | 5.3667 | 30
2020-12-13 07:00 | 7:00 | 5.5217 | 30
2020-12-13 07:30 | 7:30 | 5.0228 | 30
2020-12-13 08:00 | 8:00 | 5.3203 | 30
2020-12-13 08:30 | 8:30 | 6.5587 | 30
2020-12-13 09:00 | 9:00 | 6.0398 | 30
2020-12-13 09:30 | 9:30 | 5.9023 | 30
2020-12-13 10:00 | 10:00 | 6.018 | 30
2020-12-13 10:30 | 10:30 | 6.2746 | 30
2020-12-13 11:00 | 11:00 | 6.5669 | 30
2020-12-13 11:30 | 11:30 | 6.621 | 30
2020-12-13 12:00 | 12:00 | 6.1293 | 30
2020-12-13 12:30 | 12:30 | 5.9926 | 30
2020-12-13 13:00 | 13:00 | 5.2251 | 30
2020-12-13 13:30 | 13:30 | 5.0255 | 30
2020-12-13 14:00 | 14:00 | 5.001 | 30
2020-12-13 14:30 | 14:30 | 5.3989 | 30
2020-12-13 15:00 | 15:00 | 5.7465 | 30
2020-12-13 15:30 | 15:30 | 5.8394 | 30
2020-12-13 16:00 | 16:00 | 6.3333 | 30
2020-12-13 16:30 | 16:30 | 6.8842 | 30
2020-12-13 17:00 | 17:00 | 7.4732 | 30
2020-12-13 17:30 | 17:30 | 7.8514 | 30
2020-12-13 18:00 | 18:00 | 8.0906 | 30
2020-12-13 18:30 | 18:30 | 7.8666 | 30
2020-12-13 19:00 | 19:00 | 7.6746 | 30
2020-12-13 19:30 | 19:30 | 7.3393 | 30
2020-12-13 20:00 | 20:00 | 6.6218 | 30
2020-12-13 20:30 | 20:30 | 5.4458 | 30
2020-12-13 21:00 | 21:00 | 5.1342 | 30
2020-12-13 21:30 | 21:30 | 4.9725 | 30
2020-12-13 22:00 | 22:00 | 4.5119 | 30
2020-12-13 22:30 | 22:30 | 5.1307 | 30
2020-12-13 23:00 | 23:00 | 5.0492 | 30
2020-12-13 23:30 | 23:30 | 4.7091 | 30
2020-12-14 | 0:00 | 4.3331 | 30
2020-12-14 00:30 | 0:30 | 4.1482 | 30
2020-12-14 01:00 | 1:00 | 4.091 | 30
2020-12-14 01:30 | 1:30 | 3.7773 | 30
2020-12-14 02:00 | 2:00 | 3.7565 | 30
2020-12-14 02:30 | 2:30 | 3.6446 | 30
2020-12-14 03:00 | 3:00 | 3.5991 | 30
2020-12-14 03:30 | 3:30 | 3.603 | 30
2020-12-14 04:00 | 4:00 | 3.5815 | 30
2020-12-14 04:30 | 4:30 | 3.7785 | 30
2020-12-14 05:00 | 5:00 | 3.9852 | 30
2020-12-14 05:30 | 5:30 | 4.3521 | 30
2020-12-14 06:00 | 6:00 | 4.5462 | 30
2020-12-14 06:30 | 6:30 | 4.5421 | 30
2020-12-14 07:00 | 7:00 | 4.7106 | 30
2020-12-14 07:30 | 7:30 | 5.3582 | 30
2020-12-14 08:00 | 8:00 | 6.0146 | 30
2020-12-14 08:30 | 8:30 | 6.1626 | 30
2020-12-14 09:00 | 9:00 | 6.4858 | 30
2020-12-14 09:30 | 9:30 | 6.688 | 30
2020-12-14 10:00 | 10:00 | 6.1491 | 30
2020-12-14 10:30 | 10:30 | 6.3326 | 30
2020-12-14 11:00 | 11:00 | 6.2326 | 30
2020-12-14 11:30 | 11:30 | 5.942 | 30
2020-12-14 12:00 | 12:00 | 5.8242 | 30
2020-12-14 12:30 | 12:30 | 4.3522 | 30
2020-12-14 13:00 | 13:00 | 4.1225 | 30
2020-12-14 13:30 | 13:30 | 4.641 | 30
2020-12-14 14:00 | 14:00 | 4.1403 | 30
2020-12-14 14:30 | 14:30 | 3.2252 | 30
2020-12-14 15:00 | 15:00 | 4.318 | 30
2020-12-14 15:30 | 15:30 | 4.5956 | 30
2020-12-14 16:00 | 16:00 | 4.6513 | 30
2020-12-14 16:30 | 16:30 | 5.5888 | 30
2020-12-14 17:00 | 17:00 | 6.4398 | 30
2020-12-14 17:30 | 17:30 | 7.0665 | 30
2020-12-14 18:00 | 18:00 | 8.0136 | 30
2020-12-14 18:30 | 18:30 | 8.5139 | 30
2020-12-14 19:00 | 19:00 | 8.5504 | 30
2020-12-14 19:30 | 19:30 | 8.3422 | 30
2020-12-14 20:00 | 20:00 | 7.9355 | 30
2020-12-14 20:30 | 20:30 | 7.5442 | 30
2020-12-14 21:00 | 21:00 | 7.1859 | 30
2020-12-14 21:30 | 21:30 | 6.7294 | 30
2020-12-14 22:00 | 22:00 | 6.1373 | 30
2020-12-14 22:30 | 22:30 | 6.2297 | 30
2020-12-14 23:00 | 23:00 | 6.1682 | 30
2020-12-14 23:30 | 23:30 | 5.2802 | 30
2020-12-15 | 0:00 | 4.8037 | 30
2020-12-15 00:30 | 0:30 | 4.5054 | 30
2020-12-15 01:00 | 1:00 | 4.2903 | 30
2020-12-15 01:30 | 1:30 | 4.2057 | 30
2020-12-15 02:00 | 2:00 | 4.1817 | 30
2020-12-15 02:30 | 2:30 | 4.0836 | 30
2020-12-15 03:00 | 3:00 | 3.9126 | 30
2020-12-15 03:30 | 3:30 | 3.8779 | 30
2020-12-15 04:00 | 4:00 | 3.9096 | 30
2020-12-15 04:30 | 4:30 | 4.0812 | 30
2020-12-15 05:00 | 5:00 | 4.2773 | 30
2020-12-15 05:30 | 5:30 | 4.0718 | 30
2020-12-15 06:00 | 6:00 | 3.5406 | 30
2020-12-15 06:30 | 6:30 | 3.8652 | 30
2020-12-15 07:00 | 7:00 | 3.1576 | 30
2020-12-15 07:30 | 7:30 | 1.6261 | 30
2020-12-15 08:00 | 8:00 | 1.6707 | 30
2020-12-15 08:30 | 8:30 | 1.947 | 30
2020-12-15 09:00 | 9:00 | 1.6702 | 30
2020-12-15 09:30 | 9:30 | 1.4487 | 30
2020-12-15 10:00 | 10:00 | 1.8101 | 30
2020-12-15 10:30 | 10:30 | 1.3743 | 30
2020-12-15 11:00 | 11:00 | 1.2258 | 30
2020-12-15 11:30 | 11:30 | 1.4706 | 30
2020-12-15 12:00 | 12:00 | 0.92969 | 30
2020-12-15 12:30 | 12:30 | 0.72131 | 30
2020-12-15 13:00 | 13:00 | 1.8281 | 30
2020-12-15 13:30 | 13:30 | 1.7381 | 30
2020-12-15 14:00 | 14:00 | 2.5384 | 30
2020-12-15 14:30 | 14:30 | 3.0686 | 30
2020-12-15 15:00 | 15:00 | 4.0989 | 30
2020-12-15 15:30 | 15:30 | 5.3065 | 30
2020-12-15 16:00 | 16:00 | 6.7818 | 30
2020-12-15 16:30 | 16:30 | 7.997 | 30
2020-12-15 17:00 | 17:00 | 9.1343 | 30
2020-12-15 17:30 | 17:30 | 9.7265 | 30
2020-12-15 18:00 | 18:00 | 10.3843 | 30
2020-12-15 18:30 | 18:30 | 10.1368 | 30
2020-12-15 19:00 | 19:00 | 10.0686 | 30
2020-12-15 19:30 | 19:30 | 10.0034 | 30
2020-12-15 20:00 | 20:00 | 9.8255 | 30
2020-12-15 20:30 | 20:30 | 9.2234 | 30
2020-12-15 21:00 | 21:00 | 8.633 | 30
2020-12-15 21:30 | 21:30 | 8.0373 | 30
2020-12-15 22:00 | 22:00 | 7.4456 | 30
2020-12-15 22:30 | 22:30 | 7.2391 | 30
2020-12-15 23:00 | 23:00 | 6.6734 | 30
2020-12-15 23:30 | 23:30 | 6.0045 | 30
2020-12-16 | 0:00 | 5.3203 | 30
2020-12-16 00:30 | 0:30 | 5.0252 | 30
2020-12-16 01:00 | 1:00 | 4.8065 | 30
2020-12-16 01:30 | 1:30 | 4.5756 | 30
2020-12-16 02:00 | 2:00 | 4.5198 | 30
2020-12-16 02:30 | 2:30 | 4.4789 | 30
2020-12-16 03:00 | 3:00 | 4.3839 | 30
2020-12-16 03:30 | 3:30 | 4.4179 | 30
2020-12-16 04:00 | 4:00 | 4.7271 | 30
2020-12-16 04:30 | 4:30 | 4.7442 | 30
2020-12-16 05:00 | 5:00 | 4.8111 | 30
2020-12-16 05:30 | 5:30 | 4.9533 | 30
2020-12-16 06:00 | 6:00 | 5.4555 | 30
2020-12-16 06:30 | 6:30 | 5.0681 | 30
2020-12-16 07:00 | 7:00 | 3.8815 | 30
2020-12-16 07:30 | 7:30 | 3.242 | 30
2020-12-16 08:00 | 8:00 | 3.1149 | 30
2020-12-16 08:30 | 8:30 | 2.2495 | 30
2020-12-16 09:00 | 9:00 | 3.1011 | 30
2020-12-16 09:30 | 9:30 | 1.7166 | 30
2020-12-16 10:00 | 10:00 | 2.1497 | 30
2020-12-16 10:30 | 10:30 | 2.0996 | 30
2020-12-16 11:00 | 11:00 | 1.1903 | 30
2020-12-16 11:30 | 11:30 | 1.4882 | 30
2020-12-16 12:00 | 12:00 | 2.1063 | 30
2020-12-16 12:30 | 12:30 | 3.0509 | 30
2020-12-16 13:00 | 13:00 | 4.1648 | 30
2020-12-16 13:30 | 13:30 | 3.0017 | 30
2020-12-16 14:00 | 14:00 | 2.5814 | 30
2020-12-16 14:30 | 14:30 | 3.7434 | 30
2020-12-16 15:00 | 15:00 | 5.9058 | 30
2020-12-16 15:30 | 15:30 | 6.5139 | 30
2020-12-16 16:00 | 16:00 | 7.6206 | 30
2020-12-16 16:30 | 16:30 | 9.021 | 30
2020-12-16 17:00 | 17:00 | 10.9395 | 30
2020-12-16 17:30 | 17:30 | 11.4126 | 30
2020-12-16 18:00 | 18:00 | 11.7052 | 30
2020-12-16 18:30 | 18:30 | 11.629 | 30
2020-12-16 19:00 | 19:00 | 11.4828 | 30
2020-12-16 19:30 | 19:30 | 11.0158 | 30
2020-12-16 20:00 | 20:00 | 10.6778 | 30
2020-12-16 20:30 | 20:30 | 10.1824 | 30
2020-12-16 21:00 | 21:00 | 9.8242 | 30
2020-12-16 21:30 | 21:30 | 9.2532 | 30
2020-12-16 22:00 | 22:00 | 8.5859 | 30
2020-12-16 22:30 | 22:30 | 8.3944 | 30
2020-12-16 23:00 | 23:00 | 8.2138 | 30
2020-12-16 23:30 | 23:30 | 7.1461 | 30
2020-12-17 | 0:00 | 6.545 | 30
2020-12-17 00:30 | 0:30 | 6.2009 | 30
2020-12-17 01:00 | 1:00 | 5.9298 | 30
2020-12-17 01:30 | 1:30 | 5.7859 | 30
2020-12-17 02:00 | 2:00 | 5.3969 | 30
2020-12-17 02:30 | 2:30 | 5.3332 | 30
2020-12-17 03:00 | 3:00 | 5.3289 | 30
2020-12-17 03:30 | 3:30 | 5.4123 | 30
2020-12-17 04:00 | 4:00 | 5.5805 | 30
2020-12-17 04:30 | 4:30 | 5.5232 | 30
2020-12-17 05:00 | 5:00 | 5.5794 | 30
2020-12-17 05:30 | 5:30 | 5.8183 | 30
2020-12-17 06:00 | 6:00 | 5.9382 | 30
2020-12-17 06:30 | 6:30 | 5.9033 | 30
2020-12-17 07:00 | 7:00 | 6.3589 | 30
2020-12-17 07:30 | 7:30 | 7.0268 | 30
2020-12-17 08:00 | 8:00 | 7.2114 | 30
2020-12-17 08:30 | 8:30 | 5.5607 | 30
2020-12-17 09:00 | 9:00 | 4.2231 | 30
2020-12-17 09:30 | 9:30 | 2.815 | 30
2020-12-17 10:00 | 10:00 | 2.1117 | 30
2020-12-17 10:30 | 10:30 | 3.8235 | 30
2020-12-17 11:00 | 11:00 | 2.7318 | 30
2020-12-17 11:30 | 11:30 | 3.0459 | 30
2020-12-17 12:00 | 12:00 | 5.8228 | 30
2020-12-17 12:30 | 12:30 | 7.1333 | 30
2020-12-17 13:00 | 13:00 | 6.0986 | 30
2020-12-17 13:30 | 13:30 | 3.6225 | 30
2020-12-17 14:00 | 14:00 | 4.1104 | 30
2020-12-17 14:30 | 14:30 | 5.8838 | 30
2020-12-17 15:00 | 15:00 | 7.4401 | 30
2020-12-17 15:30 | 15:30 | 7.7286 | 30
2020-12-17 16:00 | 16:00 | 9.2644 | 30
2020-12-17 16:30 | 16:30 | 8.3722 | 30
2020-12-17 17:00 | 17:00 | 9.1311 | 30
2020-12-17 17:30 | 17:30 | 9.3453 | 30
2020-12-17 18:00 | 18:00 | 9.8446 | 30
2020-12-17 18:30 | 18:30 | 10.136 | 30
2020-12-17 19:00 | 19:00 | 10.3485 | 30
2020-12-17 19:30 | 19:30 | 10.1403 | 30
2020-12-17 20:00 | 20:00 | 9.7942 | 30
2020-12-17 20:30 | 20:30 | 9.1518 | 30
2020-12-17 21:00 | 21:00 | 8.6623 | 30
2020-12-17 21:30 | 21:30 | 8.2145 | 30
2020-12-17 22:00 | 22:00 | 7.5753 | 30
2020-12-17 22:30 | 22:30 | 7.7192 | 30
2020-12-17 23:00 | 23:00 | 7.1514 | 30
2020-12-17 23:30 | 23:30 | 6.3887 | 30
2020-12-18 | 0:00 | 5.9197 | 30
2020-12-18 00:30 | 0:30 | 5.5095 | 30
2020-12-18 01:00 | 1:00 | 5.2469 | 30
2020-12-18 01:30 | 1:30 | 5.0734 | 30
2020-12-18 02:00 | 2:00 | 4.8472 | 30
2020-12-18 02:30 | 2:30 | 4.7169 | 30
2020-12-18 03:00 | 3:00 | 4.5873 | 30
2020-12-18 03:30 | 3:30 | 4.605 | 30
2020-12-18 04:00 | 4:00 | 4.7291 | 30
2020-12-18 04:30 | 4:30 | 5.1721 | 30
2020-12-18 05:00 | 5:00 | 5.2889 | 30
2020-12-18 05:30 | 5:30 | 4.8929 | 30
2020-12-18 06:00 | 6:00 | 4.9118 | 30
2020-12-18 06:30 | 6:30 | 4.8462 | 30
2020-12-18 07:00 | 7:00 | 4.038 | 30
2020-12-18 07:30 | 7:30 | 3.1836 | 30
2020-12-18 08:00 | 8:00 | 4.201 | 30
2020-12-18 08:30 | 8:30 | 6.2751 | 30
2020-12-18 09:00 | 9:00 | 5.646 | 30
2020-12-18 09:30 | 9:30 | 4.3729 | 30
2020-12-18 10:00 | 10:00 | 4.2439 | 30
2020-12-18 10:30 | 10:30 | 5.0852 | 30
2020-12-18 11:00 | 11:00 | 5.6981 | 30
2020-12-18 11:30 | 11:30 | 5.1294 | 30
2020-12-18 12:00 | 12:00 | 6.322 | 30
2020-12-18 12:30 | 12:30 | 4.9268 | 30
2020-12-18 13:00 | 13:00 | 5.7723 | 30
2020-12-18 13:30 | 13:30 | 5.7646 | 30
2020-12-18 14:00 | 14:00 | 5.9845 | 30
2020-12-18 14:30 | 14:30 | 6.5015 | 30
2020-12-18 15:00 | 15:00 | 7.3838 | 30
2020-12-18 15:30 | 15:30 | 8.2636 | 30
2020-12-18 16:00 | 16:00 | 9.5882 | 30
2020-12-18 16:30 | 16:30 | 10.7447 | 30
2020-12-18 17:00 | 17:00 | 11.5024 | 30
2020-12-18 17:30 | 17:30 | 12.0296 | 30
2020-12-18 18:00 | 18:00 | 11.9817 | 30
2020-12-18 18:30 | 18:30 | 11.544 | 30
2020-12-18 19:00 | 19:00 | 11.3131 | 30
2020-12-18 19:30 | 19:30 | 11.0556 | 30
2020-12-18 20:00 | 20:00 | 10.7865 | 30
2020-12-18 20:30 | 20:30 | 10.2759 | 30
2020-12-18 21:00 | 21:00 | 9.7461 | 30
2020-12-18 21:30 | 21:30 | 9.3179 | 30
2020-12-18 22:00 | 22:00 | 9.1389 | 30
2020-12-18 22:30 | 22:30 | 9.1629 | 30
2020-12-18 23:00 | 23:00 | 8.5403 | 30
2020-12-18 23:30 | 23:30 | 7.7921 | 30
2020-12-19 | 0:00 | 7.0661 | 30
2020-12-19 00:30 | 0:30 | 6.7717 | 30
2020-12-19 01:00 | 1:00 | 6.062 | 30
2020-12-19 01:30 | 1:30 | 5.5076 | 30
2020-12-19 02:00 | 2:00 | 5.2101 | 30
2020-12-19 02:30 | 2:30 | 5.0974 | 30
2020-12-19 03:00 | 3:00 | 5.0029 | 30
2020-12-19 03:30 | 3:30 | 4.7714 | 30
2020-12-19 04:00 | 4:00 | 4.6637 | 30
2020-12-19 04:30 | 4:30 | 4.561 | 30
2020-12-19 05:00 | 5:00 | 4.4948 | 30
2020-12-19 05:30 | 5:30 | 4.2951 | 30
2020-12-19 06:00 | 6:00 | 4.0902 | 30
2020-12-19 06:30 | 6:30 | 3.9343 | 30
2020-12-19 07:00 | 7:00 | 4.2963 | 30
2020-12-19 07:30 | 7:30 | 5.4284 | 30
2020-12-19 08:00 | 8:00 | 5.9903 | 30
2020-12-19 08:30 | 8:30 | 5.0806 | 30
2020-12-19 09:00 | 9:00 | 3.7395 | 30
2020-12-19 09:30 | 9:30 | 4.0373 | 30
2020-12-19 10:00 | 10:00 | 6.4627 | 30
2020-12-19 10:30 | 10:30 | 7.6664 | 30
2020-12-19 11:00 | 11:00 | 7.8639 | 30
2020-12-19 11:30 | 11:30 | 5.9404 | 30
2020-12-19 12:00 | 12:00 | 3.6541 | 30
2020-12-19 12:30 | 12:30 | 4.717 | 30
2020-12-19 13:00 | 13:00 | 5.1887 | 30
2020-12-19 13:30 | 13:30 | 6.1326 | 30
2020-12-19 14:00 | 14:00 | 6.4499 | 30
2020-12-19 14:30 | 14:30 | 7.7059 | 30
2020-12-19 15:00 | 15:00 | 8.796 | 30
2020-12-19 15:30 | 15:30 | 10.1337 | 30
2020-12-19 16:00 | 16:00 | 9.7296 | 30
2020-12-19 16:30 | 16:30 | 10.8134 | 30
2020-12-19 17:00 | 17:00 | 11.8908 | 30
2020-12-19 17:30 | 17:30 | 11.984 | 30
2020-12-19 18:00 | 18:00 | 11.8468 | 30
2020-12-19 18:30 | 18:30 | 11.7287 | 30
2020-12-19 19:00 | 19:00 | 11.4752 | 30
2020-12-19 19:30 | 19:30 | 11.2575 | 30
2020-12-19 20:00 | 20:00 | 10.6593 | 30
2020-12-19 20:30 | 20:30 | 10.1568 | 30
2020-12-19 21:00 | 21:00 | 9.6507 | 30
2020-12-19 21:30 | 21:30 | 9.4328 | 30
2020-12-19 22:00 | 22:00 | 8.8973 | 30
2020-12-19 22:30 | 22:30 | 9.0261 | 30
2020-12-19 23:00 | 23:00 | 8.5901 | 30
2020-12-19 23:30 | 23:30 | 7.8731 | 30
2020-12-20 | 0:00 | 7.2464 | 30
2020-12-20 00:30 | 0:30 | 6.8246 | 30
2020-12-20 01:00 | 1:00 | 6.5958 | 30
2020-12-20 01:30 | 1:30 | 6.4181 | 30
2020-12-20 02:00 | 2:00 | 6.0206 | 30
2020-12-20 02:30 | 2:30 | 5.6941 | 30
2020-12-20 03:00 | 3:00 | 5.6028 | 30
2020-12-20 03:30 | 3:30 | 5.3871 | 30
2020-12-20 04:00 | 4:00 | 5.2432 | 30
2020-12-20 04:30 | 4:30 | 5.1769 | 30
2020-12-20 05:00 | 5:00 | 5.0409 | 30
2020-12-20 05:30 | 5:30 | 5.004 | 30
2020-12-20 06:00 | 6:00 | 4.4721 | 30
2020-12-20 06:30 | 6:30 | 3.9605 | 30
2020-12-20 07:00 | 7:00 | 3.65 | 30
2020-12-20 07:30 | 7:30 | 3.6848 | 30
2020-12-20 08:00 | 8:00 | 4.052 | 30
2020-12-20 08:30 | 8:30 | 4.0345 | 30
2020-12-20 09:00 | 9:00 | 3.982 | 30
2020-12-20 09:30 | 9:30 | 4.4563 | 30
2020-12-20 10:00 | 10:00 | 3.6649 | 30
2020-12-20 10:30 | 10:30 | 3.443 | 30
2020-12-20 11:00 | 11:00 | 4.4442 | 30
2020-12-20 11:30 | 11:30 | 4.9795 | 30
2020-12-20 12:00 | 12:00 | 5.4133 | 30
2020-12-20 12:30 | 12:30 | 5.9433 | 30
2020-12-20 13:00 | 13:00 | 6.023 | 30
2020-12-20 13:30 | 13:30 | 6.5372 | 30
2020-12-20 14:00 | 14:00 | 7.3843 | 30
2020-12-20 14:30 | 14:30 | 7.9749 | 30
2020-12-20 15:00 | 15:00 | 8.9746 | 30
2020-12-20 15:30 | 15:30 | 10.1755 | 30
2020-12-20 16:00 | 16:00 | 12.0978 | 30
2020-12-20 16:30 | 16:30 | 12.7166 | 30
2020-12-20 17:00 | 17:00 | 12.689 | 30
2020-12-20 17:30 | 17:30 | 12.5582 | 30
2020-12-20 18:00 | 18:00 | 12.5104 | 30
2020-12-20 18:30 | 18:30 | 12.5533 | 30
2020-12-20 19:00 | 19:00 | 12.1031 | 30
2020-12-20 19:30 | 19:30 | 11.5448 | 30
2020-12-20 20:00 | 20:00 | 10.652 | 30
2020-12-20 20:30 | 20:30 | 9.7862 | 30
2020-12-20 21:00 | 21:00 | 9.2653 | 30
2020-12-20 21:30 | 21:30 | 8.5346 | 30
2020-12-20 22:00 | 22:00 | 7.9634 | 30
2020-12-20 22:30 | 22:30 | 7.9126 | 30
2020-12-20 23:00 | 23:00 | 7.4198 | 30
2020-12-20 23:30 | 23:30 | 6.7442 | 30
2020-12-21 | 0:00 | 6.1613 | 30
2020-12-21 00:30 | 0:30 | 5.7564 | 30
2020-12-21 01:00 | 1:00 | 5.5395 | 30
2020-12-21 01:30 | 1:30 | 5.3915 | 30
2020-12-21 02:00 | 2:00 | 5.2416 | 30
2020-12-21 02:30 | 2:30 | 5.1358 | 30
2020-12-21 03:00 | 3:00 | 5.0985 | 30
2020-12-21 03:30 | 3:30 | 5.0945 | 30
2020-12-21 04:00 | 4:00 | 5.1158 | 30
2020-12-21 04:30 | 4:30 | 5.2029 | 30
2020-12-21 05:00 | 5:00 | 5.2 | 30
2020-12-21 05:30 | 5:30 | 5.0552 | 30
2020-12-21 06:00 | 6:00 | 4.4481 | 30
2020-12-21 06:30 | 6:30 | 4.5661 | 30
2020-12-21 07:00 | 7:00 | 5.0807 | 30
2020-12-21 07:30 | 7:30 | 5.2984 | 30
2020-12-21 08:00 | 8:00 | 3.9672 | 30
2020-12-21 08:30 | 8:30 | 6.0643 | 30
2020-12-21 09:00 | 9:00 | 4.58 | 30
2020-12-21 09:30 | 9:30 | 5.0839 | 30
2020-12-21 10:00 | 10:00 | 5.4456 | 30
2020-12-21 10:30 | 10:30 | 6.8821 | 30
2020-12-21 11:00 | 11:00 | 7.4422 | 30
2020-12-21 11:30 | 11:30 | 6.2355 | 30
2020-12-21 12:00 | 12:00 | 5.8341 | 30
2020-12-21 12:30 | 12:30 | 5.8787 | 30
2020-12-21 13:00 | 13:00 | 6.0222 | 30
2020-12-21 13:30 | 13:30 | 6.4577 | 30
2020-12-21 14:00 | 14:00 | 5.9738 | 30
2020-12-21 14:30 | 14:30 | 7.1841 | 30
2020-12-21 15:00 | 15:00 | 8.1623 | 30
2020-12-21 15:30 | 15:30 | 9.7182 | 30
2020-12-21 16:00 | 16:00 | 10.239 | 30
2020-12-21 16:30 | 16:30 | 11.1496 | 30
2020-12-21 17:00 | 17:00 | 11.9036 | 30
2020-12-21 17:30 | 17:30 | 12.1471 | 30
2020-12-21 18:00 | 18:00 | 12.2695 | 30
2020-12-21 18:30 | 18:30 | 12.2585 | 30
2020-12-21 19:00 | 19:00 | 12.1696 | 30
2020-12-21 19:30 | 19:30 | 11.68 | 30
2020-12-21 20:00 | 20:00 | 11.1372 | 30
2020-12-21 20:30 | 20:30 | 10.4563 | 30
2020-12-21 21:00 | 21:00 | 9.7318 | 30
2020-12-21 21:30 | 21:30 | 9.1189 | 30
2020-12-21 22:00 | 22:00 | 8.319 | 30
2020-12-21 22:30 | 22:30 | 8.39 | 30
2020-12-21 23:00 | 23:00 | 7.6258 | 30
2020-12-21 23:30 | 23:30 | 6.9605 | 30
2020-12-22 | 0:00 | 6.3769 | 30
2020-12-22 00:30 | 0:30 | 5.8336 | 30
2020-12-22 01:00 | 1:00 | 5.6112 | 30
2020-12-22 01:30 | 1:30 | 5.3122 | 30
2020-12-22 02:00 | 2:00 | 5.2161 | 30
2020-12-22 02:30 | 2:30 | 4.9228 | 30
2020-12-22 03:00 | 3:00 | 4.8498 | 30
2020-12-22 03:30 | 3:30 | 4.7348 | 30
2020-12-22 04:00 | 4:00 | 4.7454 | 30
2020-12-22 04:30 | 4:30 | 4.6691 | 30
2020-12-22 05:00 | 5:00 | 4.6123 | 30
2020-12-22 05:30 | 5:30 | 4.7311 | 30
2020-12-22 06:00 | 6:00 | 4.569 | 30
2020-12-22 06:30 | 6:30 | 4.5945 | 30
2020-12-22 07:00 | 7:00 | 4.8736 | 30
2020-12-22 07:30 | 7:30 | 2.5279 | 30
2020-12-22 08:00 | 8:00 | 2.1095 | 30
2020-12-22 08:30 | 8:30 | 2.0805 | 30
2020-12-22 09:00 | 9:00 | 2.1701 | 30
2020-12-22 09:30 | 9:30 | 2.9127 | 30
2020-12-22 10:00 | 10:00 | 5.0791 | 30
2020-12-22 10:30 | 10:30 | 5.9654 | 30
2020-12-22 11:00 | 11:00 | 5.8731 | 30
2020-12-22 11:30 | 11:30 | 5.1551 | 30
2020-12-22 12:00 | 12:00 | 3.6567 | 30
2020-12-22 12:30 | 12:30 | 4.618 | 30
2020-12-22 13:00 | 13:00 | 7.2163 | 30
2020-12-22 13:30 | 13:30 | 6.299 | 30
2020-12-22 14:00 | 14:00 | 9.7222 | 30
2020-12-22 14:30 | 14:30 | 11.6725 | 30
2020-12-22 15:00 | 15:00 | 9.0558 | 30
2020-12-22 15:30 | 15:30 | 7.3143 | 30
2020-12-22 16:00 | 16:00 | 9.3949 | 30
2020-12-22 16:30 | 16:30 | 11.4435 | 30
2020-12-22 17:00 | 17:00 | 11.8896 | 30
2020-12-22 17:30 | 17:30 | 12.2923 | 30
2020-12-22 18:00 | 18:00 | 12.4269 | 30
2020-12-22 18:30 | 18:30 | 12.5321 | 30
2020-12-22 19:00 | 19:00 | 12.4773 | 30
2020-12-22 19:30 | 19:30 | 11.9987 | 30
2020-12-22 20:00 | 20:00 | 11.727 | 30
2020-12-22 20:30 | 20:30 | 11.8098 | 30
2020-12-22 21:00 | 21:00 | 11.4269 | 30
2020-12-22 21:30 | 21:30 | 10.7682 | 30
2020-12-22 22:00 | 22:00 | 10.0937 | 30
2020-12-22 22:30 | 22:30 | 8.9102 | 30
2020-12-22 23:00 | 23:00 | 8.9699 | 30
2020-12-22 23:30 | 23:30 | 8.4035 | 30
2020-12-23 | 0:00 | 7.4089 | 30
2020-12-23 00:30 | 0:30 | 6.3073 | 30
2020-12-23 01:00 | 1:00 | 5.8527 | 30
2020-12-23 01:30 | 1:30 | 5.5469 | 30
2020-12-23 02:00 | 2:00 | 5.3487 | 30
2020-12-23 02:30 | 2:30 | 5.3331 | 30
2020-12-23 03:00 | 3:00 | 5.345 | 30
2020-12-23 03:30 | 3:30 | 5.3056 | 30
2020-12-23 04:00 | 4:00 | 5.3224 | 30
2020-12-23 04:30 | 4:30 | 5.2869 | 30
2020-12-23 05:00 | 5:00 | 5.1877 | 30
2020-12-23 05:30 | 5:30 | 5.2687 | 30
2020-12-23 06:00 | 6:00 | 4.5466 | 30
2020-12-23 06:30 | 6:30 | 5.1705 | 30
2020-12-23 07:00 | 7:00 | 3.8085 | 30
2020-12-23 07:30 | 7:30 | 3.9906 | 30
2020-12-23 08:00 | 8:00 | 3.338 | 30
2020-12-23 08:30 | 8:30 | 2.1922 | 30
2020-12-23 09:00 | 9:00 | 3.245 | 30
2020-12-23 09:30 | 9:30 | 2.9953 | 30
2020-12-23 10:00 | 10:00 | 3.0642 | 30
2020-12-23 10:30 | 10:30 | 2.2562 | 30
2020-12-23 11:00 | 11:00 | 1.9816 | 30
2020-12-23 11:30 | 11:30 | 1.6195 | 30
2020-12-23 12:00 | 12:00 | 2.0945 | 30
2020-12-23 12:30 | 12:30 | 2.8552 | 30
2020-12-23 13:00 | 13:00 | 3.2332 | 30
2020-12-23 13:30 | 13:30 | 4.1361 | 30
2020-12-23 14:00 | 14:00 | 5.3082 | 30
2020-12-23 14:30 | 14:30 | 5.5468 | 30
2020-12-23 15:00 | 15:00 | 6.3913 | 30
2020-12-23 15:30 | 15:30 | 6.8662 | 30
2020-12-23 16:00 | 16:00 | 7.4927 | 30
2020-12-23 16:30 | 16:30 | 7.9211 | 30
2020-12-23 17:00 | 17:00 | 8.1026 | 30
2020-12-23 17:30 | 17:30 | 8.5502 | 30
2020-12-23 18:00 | 18:00 | 9.0408 | 30
2020-12-23 18:30 | 18:30 | 9.0456 | 30
2020-12-23 19:00 | 19:00 | 9.3356 | 30
2020-12-23 19:30 | 19:30 | 9.616 | 30
2020-12-23 20:00 | 20:00 | 9.2143 | 30
2020-12-23 20:30 | 20:30 | 8.7297 | 30
2020-12-23 21:00 | 21:00 | 8.5949 | 30
2020-12-23 21:30 | 21:30 | 8.8392 | 30
2020-12-23 22:00 | 22:00 | 8.2756 | 30
2020-12-23 22:30 | 22:30 | 8.3544 | 30
2020-12-23 23:00 | 23:00 | 8.0399 | 30
2020-12-23 23:30 | 23:30 | 7.0366 | 30
2020-12-24 | 0:00 | 6.5227 | 30
2020-12-24 00:30 | 0:30 | 5.7917 | 30
2020-12-24 01:00 | 1:00 | 5.4456 | 30
2020-12-24 01:30 | 1:30 | 5.2664 | 30
2020-12-24 02:00 | 2:00 | 5.1332 | 30
2020-12-24 02:30 | 2:30 | 5.0846 | 30
2020-12-24 03:00 | 3:00 | 4.6985 | 30
2020-12-24 03:30 | 3:30 | 4.7053 | 30
2020-12-24 04:00 | 4:00 | 4.9659 | 30
2020-12-24 04:30 | 4:30 | 5.0707 | 30
2020-12-24 05:00 | 5:00 | 5.111 | 30
2020-12-24 05:30 | 5:30 | 5.003 | 30
2020-12-24 06:00 | 6:00 | 4.4954 | 30
2020-12-24 06:30 | 6:30 | 3.9274 | 30
2020-12-24 07:00 | 7:00 | 3.4569 | 30
2020-12-24 07:30 | 7:30 | 2.9226 | 30
2020-12-24 08:00 | 8:00 | 3.2988 | 30
2020-12-24 08:30 | 8:30 | 3.5191 | 30
2020-12-24 09:00 | 9:00 | 2.1988 | 30
2020-12-24 09:30 | 9:30 | 2.0209 | 30
2020-12-24 10:00 | 10:00 | 1.7958 | 30
2020-12-24 10:30 | 10:30 | 2.5566 | 30
2020-12-24 11:00 | 11:00 | 3.5378 | 30
2020-12-24 11:30 | 11:30 | 5.7652 | 30
2020-12-24 12:00 | 12:00 | 3.7502 | 30
2020-12-24 12:30 | 12:30 | 4.6414 | 30
2020-12-24 13:00 | 13:00 | 6.5182 | 30
2020-12-24 13:30 | 13:30 | 4.5745 | 30
2020-12-24 14:00 | 14:00 | 5.1153 | 30
2020-12-24 14:30 | 14:30 | 6.8619 | 30
2020-12-24 15:00 | 15:00 | 5.8077 | 30
2020-12-24 15:30 | 15:30 | 5.9625 | 30
2020-12-24 16:00 | 16:00 | 6.4101 | 30
2020-12-24 16:30 | 16:30 | 7.695 | 30
2020-12-24 17:00 | 17:00 | 8.5025 | 30
2020-12-24 17:30 | 17:30 | 8.842 | 30
2020-12-24 18:00 | 18:00 | 9.08 | 30
2020-12-24 18:30 | 18:30 | 9.0995 | 30
2020-12-24 19:00 | 19:00 | 9.0278 | 30
2020-12-24 19:30 | 19:30 | 8.6738 | 30
2020-12-24 20:00 | 20:00 | 8.3386 | 30
2020-12-24 20:30 | 20:30 | 8.2245 | 30
2020-12-24 21:00 | 21:00 | 8.0789 | 30
2020-12-24 21:30 | 21:30 | 7.8027 | 30
2020-12-24 22:00 | 22:00 | 7.4993 | 30
2020-12-24 22:30 | 22:30 | 7.9179 | 30
2020-12-24 23:00 | 23:00 | 7.6749 | 30
2020-12-24 23:30 | 23:30 | 7.0071 | 30
2020-12-25 | 0:00 | 6.1462 | 30
2020-12-25 00:30 | 0:30 | 5.7388 | 30
2020-12-25 01:00 | 1:00 | 4.9505 | 30
2020-12-25 01:30 | 1:30 | 4.5016 | 30
2020-12-25 02:00 | 2:00 | 4.3995 | 30
2020-12-25 02:30 | 2:30 | 4.6195 | 30
2020-12-25 03:00 | 3:00 | 4.9066 | 30
2020-12-25 03:30 | 3:30 | 4.7496 | 30
2020-12-25 04:00 | 4:00 | 4.6982 | 30
2020-12-25 04:30 | 4:30 | 4.4535 | 30
2020-12-25 05:00 | 5:00 | 4.5592 | 30
2020-12-25 05:30 | 5:30 | 4.5315 | 30
2020-12-25 06:00 | 6:00 | 4.471 | 30
2020-12-25 06:30 | 6:30 | 5.0375 | 30
2020-12-25 07:00 | 7:00 | 4.7834 | 30
2020-12-25 07:30 | 7:30 | 3.3934 | 30
2020-12-25 08:00 | 8:00 | 2.0819 | 30
2020-12-25 08:30 | 8:30 | 2.8215 | 30
2020-12-25 09:00 | 9:00 | 4.4303 | 30
2020-12-25 09:30 | 9:30 | 5.173 | 30
2020-12-25 10:00 | 10:00 | 5.6886 | 30
2020-12-25 10:30 | 10:30 | 5.7413 | 30
2020-12-25 11:00 | 11:00 | 4.9564 | 30
2020-12-25 11:30 | 11:30 | 4.722 | 30
2020-12-25 12:00 | 12:00 | 6.0904 | 30
2020-12-25 12:30 | 12:30 | 2.4214 | 30
2020-12-25 13:00 | 13:00 | 1.8935 | 30
2020-12-25 13:30 | 13:30 | 3.0655 | 30
2020-12-25 14:00 | 14:00 | 4.2304 | 30
2020-12-25 14:30 | 14:30 | 4.1133 | 30
2020-12-25 15:00 | 15:00 | 4.0515 | 30
2020-12-25 15:30 | 15:30 | 5.0513 | 30
2020-12-25 16:00 | 16:00 | 6.5246 | 30
2020-12-25 16:30 | 16:30 | 7.2677 | 30
2020-12-25 17:00 | 17:00 | 7.6527 | 30
2020-12-25 17:30 | 17:30 | 8.1995 | 30
2020-12-25 18:00 | 18:00 | 8.3523 | 30
2020-12-25 18:30 | 18:30 | 8.5826 | 30
2020-12-25 19:00 | 19:00 | 8.719 | 30
2020-12-25 19:30 | 19:30 | 9.0025 | 30
2020-12-25 20:00 | 20:00 | 8.901 | 30
2020-12-25 20:30 | 20:30 | 8.7326 | 30
2020-12-25 21:00 | 21:00 | 8.4313 | 30
2020-12-25 21:30 | 21:30 | 8.0412 | 30
2020-12-25 22:00 | 22:00 | 7.6306 | 30
2020-12-25 22:30 | 22:30 | 7.8955 | 30
2020-12-25 23:00 | 23:00 | 7.5782 | 30
2020-12-25 23:30 | 23:30 | 6.9177 | 30
2020-12-26 | 0:00 | 6.2971 | 30
2020-12-26 00:30 | 0:30 | 6.0049 | 30
2020-12-26 01:00 | 1:00 | 5.7066 | 30
2020-12-26 01:30 | 1:30 | 5.2666 | 30
2020-12-26 02:00 | 2:00 | 5.0459 | 30
2020-12-26 02:30 | 2:30 | 4.9558 | 30
2020-12-26 03:00 | 3:00 | 4.6603 | 30
2020-12-26 03:30 | 3:30 | 4.5697 | 30
2020-12-26 04:00 | 4:00 | 4.2405 | 30
2020-12-26 04:30 | 4:30 | 4.0896 | 30
2020-12-26 05:00 | 5:00 | 4.1316 | 30
2020-12-26 05:30 | 5:30 | 4.082 | 30
2020-12-26 06:00 | 6:00 | 3.727 | 30
2020-12-26 06:30 | 6:30 | 2.8016 | 30
2020-12-26 07:00 | 7:00 | 3.4419 | 30
2020-12-26 07:30 | 7:30 | 3.0686 | 30
2020-12-26 08:00 | 8:00 | 3.5835 | 30
2020-12-26 08:30 | 8:30 | 4.1219 | 30
2020-12-26 09:00 | 9:00 | 2.4773 | 30
2020-12-26 09:30 | 9:30 | 2.1964 | 30
2020-12-26 10:00 | 10:00 | 3.3116 | 30
2020-12-26 10:30 | 10:30 | 1.0503 | 30
2020-12-26 11:00 | 11:00 | 2.5189 | 30
2020-12-26 11:30 | 11:30 | 2.6187 | 30
2020-12-26 12:00 | 12:00 | 4.6782 | 30
2020-12-26 12:30 | 12:30 | 5.1204 | 30
2020-12-26 13:00 | 13:00 | 3.1248 | 30
2020-12-26 13:30 | 13:30 | 3.0248 | 30
2020-12-26 14:00 | 14:00 | 2.6287 | 30
2020-12-26 14:30 | 14:30 | 2.7523 | 30
2020-12-26 15:00 | 15:00 | 3.6883 | 30
2020-12-26 15:30 | 15:30 | 4.0534 | 30
2020-12-26 16:00 | 16:00 | 5.1657 | 30
2020-12-26 16:30 | 16:30 | 6.4632 | 30
2020-12-26 17:00 | 17:00 | 7.0724 | 30
2020-12-26 17:30 | 17:30 | 7.6714 | 30
2020-12-26 18:00 | 18:00 | 8.1694 | 30
2020-12-26 18:30 | 18:30 | 8.5425 | 30
2020-12-26 19:00 | 19:00 | 8.7225 | 30
2020-12-26 19:30 | 19:30 | 8.6025 | 30
2020-12-26 20:00 | 20:00 | 8.6309 | 30
2020-12-26 20:30 | 20:30 | 8.4442 | 30
2020-12-26 21:00 | 21:00 | 8.0122 | 30
2020-12-26 21:30 | 21:30 | 7.7069 | 30
2020-12-26 22:00 | 22:00 | 7.2942 | 30
2020-12-26 22:30 | 22:30 | 7.5774 | 30
2020-12-26 23:00 | 23:00 | 7.2371 | 30
2020-12-26 23:30 | 23:30 | 6.5607 | 30
2020-12-27 | 0:00 | 6.0025 | 30
2020-12-27 00:30 | 0:30 | 5.7132 | 30
2020-12-27 01:00 | 1:00 | 5.5946 | 30
2020-12-27 01:30 | 1:30 | 5.3122 | 30
2020-12-27 02:00 | 2:00 | 5.2203 | 30
2020-12-27 02:30 | 2:30 | 5.1216 | 30
2020-12-27 03:00 | 3:00 | 5.0246 | 30
2020-12-27 03:30 | 3:30 | 4.976 | 30
2020-12-27 04:00 | 4:00 | 5.0066 | 30
2020-12-27 04:30 | 4:30 | 4.9068 | 30
2020-12-27 05:00 | 5:00 | 4.7943 | 30
2020-12-27 05:30 | 5:30 | 4.4633 | 30
2020-12-27 06:00 | 6:00 | 4.162 | 30
2020-12-27 06:30 | 6:30 | 3.5226 | 30
2020-12-27 07:00 | 7:00 | 3.1792 | 30
2020-12-27 07:30 | 7:30 | 2.8296 | 30
2020-12-27 08:00 | 8:00 | 2.1183 | 30
2020-12-27 08:30 | 8:30 | 2.409 | 30
2020-12-27 09:00 | 9:00 | 1.9604 | 30
2020-12-27 09:30 | 9:30 | 1.4233 | 30
2020-12-27 10:00 | 10:00 | 1.9656 | 30
2020-12-27 10:30 | 10:30 | 3.2182 | 30
2020-12-27 11:00 | 11:00 | 2.9274 | 30
2020-12-27 11:30 | 11:30 | 3.0273 | 30
2020-12-27 12:00 | 12:00 | 3.1363 | 30
2020-12-27 12:30 | 12:30 | 3.0027 | 30
2020-12-27 13:00 | 13:00 | 3.4251 | 30
2020-12-27 13:30 | 13:30 | 3.3266 | 30
2020-12-27 14:00 | 14:00 | 3.1005 | 30
2020-12-27 14:30 | 14:30 | 3.8543 | 30
2020-12-27 15:00 | 15:00 | 5.0005 | 30
2020-12-27 15:30 | 15:30 | 5.7366 | 30
2020-12-27 16:00 | 16:00 | 6.8197 | 30
2020-12-27 16:30 | 16:30 | 7.9237 | 30
2020-12-27 17:00 | 17:00 | 8.8667 | 30
2020-12-27 17:30 | 17:30 | 9.4337 | 30
2020-12-27 18:00 | 18:00 | 9.6774 | 30
2020-12-27 18:30 | 18:30 | 9.9147 | 30
2020-12-27 19:00 | 19:00 | 9.9739 | 30
2020-12-27 19:30 | 19:30 | 9.5901 | 30
2020-12-27 20:00 | 20:00 | 9.3602 | 30
2020-12-27 20:30 | 20:30 | 9.3089 | 30
2020-12-27 21:00 | 21:00 | 7.9483 | 30
2020-12-27 21:30 | 21:30 | 8.289 | 30
2020-12-27 22:00 | 22:00 | 7.5746 | 30
2020-12-27 22:30 | 22:30 | 7.529 | 30
2020-12-27 23:00 | 23:00 | 7.0838 | 30
2020-12-27 23:30 | 23:30 | 6.4272 | 30
2020-12-28 | 0:00 | 5.8949 | 30
2020-12-28 00:30 | 0:30 | 5.6412 | 30
2020-12-28 01:00 | 1:00 | 5.4504 | 30
2020-12-28 01:30 | 1:30 | 5.1685 | 30
2020-12-28 02:00 | 2:00 | 4.9939 | 30
2020-12-28 02:30 | 2:30 | 4.6956 | 30
2020-12-28 03:00 | 3:00 | 4.6598 | 30
2020-12-28 03:30 | 3:30 | 4.6128 | 30
2020-12-28 04:00 | 4:00 | 4.6492 | 30
2020-12-28 04:30 | 4:30 | 4.4302 | 30
2020-12-28 05:00 | 5:00 | 4.2484 | 30
2020-12-28 05:30 | 5:30 | 3.9183 | 30
2020-12-28 06:00 | 6:00 | 3.5022 | 30
2020-12-28 06:30 | 6:30 | 3.0358 | 30
2020-12-28 07:00 | 7:00 | 2.5474 | 30
2020-12-28 07:30 | 7:30 | 2.2538 | 30
2020-12-28 08:00 | 8:00 | 2.3138 | 30
2020-12-28 08:30 | 8:30 | 2.1134 | 30
2020-12-28 09:00 | 9:00 | 1.6829 | 30
2020-12-28 09:30 | 9:30 | 2.4058 | 30
2020-12-28 10:00 | 10:00 | 2.3806 | 30
2020-12-28 10:30 | 10:30 | 1.7052 | 30
2020-12-28 11:00 | 11:00 | 1.7997 | 30
2020-12-28 11:30 | 11:30 | 2.3548 | 30
2020-12-28 12:00 | 12:00 | 3.0224 | 30
2020-12-28 12:30 | 12:30 | 3.2242 | 30
2020-12-28 13:00 | 13:00 | 3.4925 | 30
2020-12-28 13:30 | 13:30 | 3.3206 | 30
2020-12-28 14:00 | 14:00 | 4.6264 | 30
2020-12-28 14:30 | 14:30 | 5.1757 | 30
2020-12-28 15:00 | 15:00 | 7.4423 | 30
2020-12-28 15:30 | 15:30 | 9.0357 | 30
2020-12-28 16:00 | 16:00 | 9.5653 | 30
2020-12-28 16:30 | 16:30 | 9.5674 | 30
2020-12-28 17:00 | 17:00 | 10.4245 | 30
2020-12-28 17:30 | 17:30 | 10.609 | 30
2020-12-28 18:00 | 18:00 | 10.7398 | 30
2020-12-28 18:30 | 18:30 | 10.9196 | 30
2020-12-28 19:00 | 19:00 | 10.7673 | 30
2020-12-28 19:30 | 19:30 | 10.4957 | 30
2020-12-28 20:00 | 20:00 | 9.8731 | 30
2020-12-28 20:30 | 20:30 | 8.7673 | 30
2020-12-28 21:00 | 21:00 | 8.2153 | 30
2020-12-28 21:30 | 21:30 | 7.6332 | 30
2020-12-28 22:00 | 22:00 | 7.146 | 30
2020-12-28 22:30 | 22:30 | 7.326 | 30
2020-12-28 23:00 | 23:00 | 6.8163 | 30
2020-12-28 23:30 | 23:30 | 5.9936 | 30
2020-12-29 | 0:00 | 5.4302 | 30
2020-12-29 00:30 | 0:30 | 5.2255 | 30
2020-12-29 01:00 | 1:00 | 5.0157 | 30
2020-12-29 01:30 | 1:30 | 4.831 | 30
2020-12-29 02:00 | 2:00 | 4.7015 | 30
2020-12-29 02:30 | 2:30 | 4.5751 | 30
2020-12-29 03:00 | 3:00 | 4.2751 | 30
2020-12-29 03:30 | 3:30 | 4.1868 | 30
2020-12-29 04:00 | 4:00 | 4.2035 | 30
2020-12-29 04:30 | 4:30 | 4.0661 | 30
2020-12-29 05:00 | 5:00 | 4.0543 | 30
2020-12-29 05:30 | 5:30 | 3.7732 | 30
2020-12-29 06:00 | 6:00 | 3.506 | 30
2020-12-29 06:30 | 6:30 | 3.2767 | 30
2020-12-29 07:00 | 7:00 | 3.1854 | 30
2020-12-29 07:30 | 7:30 | 2.7846 | 30
2020-12-29 08:00 | 8:00 | 2.734 | 30
2020-12-29 08:30 | 8:30 | 2.8683 | 30
2020-12-29 09:00 | 9:00 | 3.252 | 30
2020-12-29 09:30 | 9:30 | 2.6478 | 30
2020-12-29 10:00 | 10:00 | 2.1635 | 30
2020-12-29 10:30 | 10:30 | 3.355 | 30
2020-12-29 11:00 | 11:00 | 2.5502 | 30
2020-12-29 11:30 | 11:30 | 2.896 | 30
2020-12-29 12:00 | 12:00 | 3.754 | 30
2020-12-29 12:30 | 12:30 | 3.6273 | 30
2020-12-29 13:00 | 13:00 | 3.6046 | 30
2020-12-29 13:30 | 13:30 | 3.5826 | 30
2020-12-29 14:00 | 14:00 | 4.5043 | 30
2020-12-29 14:30 | 14:30 | 5.897 | 30
2020-12-29 15:00 | 15:00 | 7.2464 | 30
2020-12-29 15:30 | 15:30 | 8.1621 | 30
2020-12-29 16:00 | 16:00 | 8.7484 | 30
2020-12-29 16:30 | 16:30 | 8.8419 | 30
2020-12-29 17:00 | 17:00 | 9.0607 | 30
2020-12-29 17:30 | 17:30 | 9.5949 | 30
2020-12-29 18:00 | 18:00 | 10.082 | 30
2020-12-29 18:30 | 18:30 | 10.0288 | 30
2020-12-29 19:00 | 19:00 | 10.0638 | 30
2020-12-29 19:30 | 19:30 | 9.9049 | 30
2020-12-29 20:00 | 20:00 | 9.8489 | 30
2020-12-29 20:30 | 20:30 | 9.2499 | 30
2020-12-29 21:00 | 21:00 | 8.8184 | 30
2020-12-29 21:30 | 21:30 | 8.3333 | 30
2020-12-29 22:00 | 22:00 | 7.5707 | 30
2020-12-29 22:30 | 22:30 | 7.6939 | 30
2020-12-29 23:00 | 23:00 | 7.251 | 30
2020-12-29 23:30 | 23:30 | 6.513 | 30
2020-12-30 | 0:00 | 5.8855 | 30
2020-12-30 00:30 | 0:30 | 5.5836 | 30
2020-12-30 01:00 | 1:00 | 5.3133 | 30
2020-12-30 01:30 | 1:30 | 5.1482 | 30
2020-12-30 02:00 | 2:00 | 4.9671 | 30
2020-12-30 02:30 | 2:30 | 4.7284 | 30
2020-12-30 03:00 | 3:00 | 4.6434 | 30
2020-12-30 03:30 | 3:30 | 4.7441 | 30
2020-12-30 04:00 | 4:00 | 4.9895 | 30
2020-12-30 04:30 | 4:30 | 5.2337 | 30
2020-12-30 05:00 | 5:00 | 5.2522 | 30
2020-12-30 05:30 | 5:30 | 5.1888 | 30
2020-12-30 06:00 | 6:00 | 5.2815 | 30
2020-12-30 06:30 | 6:30 | 5.3435 | 30
2020-12-30 07:00 | 7:00 | 5.2634 | 30
2020-12-30 07:30 | 7:30 | 5.327 | 30
2020-12-30 08:00 | 8:00 | 5.8217 | 30
2020-12-30 08:30 | 8:30 | 5.9802 | 30
2020-12-30 09:00 | 9:00 | 5.7169 | 30
2020-12-30 09:30 | 9:30 | 5.9277 | 30
2020-12-30 10:00 | 10:00 | 5.0102 | 30
2020-12-30 10:30 | 10:30 | 5.3057 | 30
2020-12-30 11:00 | 11:00 | 5.2381 | 30
2020-12-30 11:30 | 11:30 | 4.9902 | 30
2020-12-30 12:00 | 12:00 | 4.9019 | 30
2020-12-30 12:30 | 12:30 | 4.6474 | 30
2020-12-30 13:00 | 13:00 | 5.2844 | 30
2020-12-30 13:30 | 13:30 | 6.3419 | 30
2020-12-30 14:00 | 14:00 | 5.5313 | 30
2020-12-30 14:30 | 14:30 | 4.8379 | 30
2020-12-30 15:00 | 15:00 | 4.9709 | 30
2020-12-30 15:30 | 15:30 | 5.7157 | 30
2020-12-30 16:00 | 16:00 | 5.8758 | 30
2020-12-30 16:30 | 16:30 | 6.1482 | 30
2020-12-30 17:00 | 17:00 | 6.754 | 30
2020-12-30 17:30 | 17:30 | 7.3462 | 30
2020-12-30 18:00 | 18:00 | 7.6647 | 30
2020-12-30 18:30 | 18:30 | 7.887 | 30
2020-12-30 19:00 | 19:00 | 8.1228 | 30
2020-12-30 19:30 | 19:30 | 8.1874 | 30
2020-12-30 20:00 | 20:00 | 8.0136 | 30
2020-12-30 20:30 | 20:30 | 7.5678 | 30
2020-12-30 21:00 | 21:00 | 7.2921 | 30
2020-12-30 21:30 | 21:30 | 7.0549 | 30
2020-12-30 22:00 | 22:00 | 6.6408 | 30
2020-12-30 22:30 | 22:30 | 6.8309 | 30
2020-12-30 23:00 | 23:00 | 6.6574 | 30
2020-12-30 23:30 | 23:30 | 5.8942 | 30
2020-12-31 | 0:00 | 5.3593 | 30
2020-12-31 00:30 | 0:30 | 5.0344 | 30
2020-12-31 01:00 | 1:00 | 4.7359 | 30
2020-12-31 01:30 | 1:30 | 4.4731 | 30
2020-12-31 02:00 | 2:00 | 4.4299 | 30
2020-12-31 02:30 | 2:30 | 4.2778 | 30
2020-12-31 03:00 | 3:00 | 4.2094 | 30
2020-12-31 03:30 | 3:30 | 4.1578 | 30
2020-12-31 04:00 | 4:00 | 4.2109 | 30
2020-12-31 04:30 | 4:30 | 4.2178 | 30
2020-12-31 05:00 | 5:00 | 4.4068 | 30
2020-12-31 05:30 | 5:30 | 4.2592 | 30
2020-12-31 06:00 | 6:00 | 4.4669 | 30
2020-12-31 06:30 | 6:30 | 3.3825 | 30
2020-12-31 07:00 | 7:00 | 3.8474 | 30
2020-12-31 07:30 | 7:30 | 4.314 | 30
2020-12-31 08:00 | 8:00 | 2.45 | 30
2020-12-31 08:30 | 8:30 | 2.4151 | 30
2020-12-31 09:00 | 9:00 | 3.0933 | 30
2020-12-31 09:30 | 9:30 | 3.1382 | 30
2020-12-31 10:00 | 10:00 | 4.0324 | 30
2020-12-31 10:30 | 10:30 | 3.0461 | 30
2020-12-31 11:00 | 11:00 | 2.3439 | 30
2020-12-31 11:30 | 11:30 | 4.316 | 30
2020-12-31 12:00 | 12:00 | 4.4128 | 30
2020-12-31 12:30 | 12:30 | 4.2095 | 30
2020-12-31 13:00 | 13:00 | 4.1737 | 30
2020-12-31 13:30 | 13:30 | 3.8638 | 30
2020-12-31 14:00 | 14:00 | 3.6378 | 30
2020-12-31 14:30 | 14:30 | 4.3273 | 30
2020-12-31 15:00 | 15:00 | 5.0501 | 30
2020-12-31 15:30 | 15:30 | 5.964 | 30
2020-12-31 16:00 | 16:00 | 6.9637 | 30
2020-12-31 16:30 | 16:30 | 8.0324 | 30
2020-12-31 17:00 | 17:00 | 8.9816 | 30
2020-12-31 17:30 | 17:30 | 9.5258 | 30
2020-12-31 18:00 | 18:00 | 9.8001 | 30
2020-12-31 18:30 | 18:30 | 9.7647 | 30
2020-12-31 19:00 | 19:00 | 9.5786 | 30
2020-12-31 19:30 | 19:30 | 9.4189 | 30
2020-12-31 20:00 | 20:00 | 9.0837 | 30
2020-12-31 20:30 | 20:30 | 8.697 | 30
2020-12-31 21:00 | 21:00 | 8.3864 | 30
2020-12-31 21:30 | 21:30 | 8.066 | 30
2020-12-31 22:00 | 22:00 | 7.6879 | 30
2020-12-31 22:30 | 22:30 | 7.8814 | 30
2020-12-31 23:00 | 23:00 | 7.2959 | 30
2020-12-31 23:30 | 23:30 | 6.6413 | 30
2021-01-01 | 0:00 | 5.9705 | 30
2021-01-01 00:30 | 0:30 | 5.575 | 30
2021-01-01 01:00 | 1:00 | 5.2838 | 30
2021-01-01 01:30 | 1:30 | 5.0159 | 30
2021-01-01 02:00 | 2:00 | 4.9137 | 30
2021-01-01 02:30 | 2:30 | 5.1079 | 30
2021-01-01 03:00 | 3:00 | 4.888 | 30
2021-01-01 03:30 | 3:30 | 4.6725 | 30
2021-01-01 04:00 | 4:00 | 4.6458 | 30
2021-01-01 04:30 | 4:30 | 4.9855 | 30
2021-01-01 05:00 | 5:00 | 5.0865 | 30
2021-01-01 05:30 | 5:30 | 4.8212 | 30
2021-01-01 06:00 | 6:00 | 4.3221 | 30
2021-01-01 06:30 | 6:30 | 3.6205 | 30
2021-01-01 07:00 | 7:00 | 3.5179 | 30
2021-01-01 07:30 | 7:30 | 2.4595 | 30
2021-01-01 08:00 | 8:00 | 2.8785 | 30
2021-01-01 08:30 | 8:30 | 2.9117 | 30
2021-01-01 09:00 | 9:00 | 2.8883 | 30
2021-01-01 09:30 | 9:30 | 3.6006 | 30
2021-01-01 10:00 | 10:00 | 5.7885 | 30
2021-01-01 10:30 | 10:30 | 5.3798 | 30
2021-01-01 11:00 | 11:00 | 3.6367 | 30
2021-01-01 11:30 | 11:30 | 3.139 | 30
2021-01-01 12:00 | 12:00 | 4.1299 | 30
2021-01-01 12:30 | 12:30 | 3.9709 | 30
2021-01-01 13:00 | 13:00 | 4.2629 | 30
2021-01-01 13:30 | 13:30 | 5.1611 | 30
2021-01-01 14:00 | 14:00 | 4.5673 | 30
2021-01-01 14:30 | 14:30 | 6.5221 | 30
2021-01-01 15:00 | 15:00 | 7.0221 | 30
2021-01-01 15:30 | 15:30 | 6.7261 | 30
2021-01-01 16:00 | 16:00 | 7.1503 | 30
2021-01-01 16:30 | 16:30 | 8.2227 | 30
2021-01-01 17:00 | 17:00 | 8.882 | 30
2021-01-01 17:30 | 17:30 | 9.5821 | 30
2021-01-01 18:00 | 18:00 | 10.13 | 30
2021-01-01 18:30 | 18:30 | 10.1997 | 30
2021-01-01 19:00 | 19:00 | 10.0219 | 30
2021-01-01 19:30 | 19:30 | 9.5175 | 30
2021-01-01 20:00 | 20:00 | 9.2949 | 30
2021-01-01 20:30 | 20:30 | 8.6637 | 30
2021-01-01 21:00 | 21:00 | 8.4181 | 30
2021-01-01 21:30 | 21:30 | 8.1765 | 30
2021-01-01 22:00 | 22:00 | 7.3845 | 30
2021-01-01 22:30 | 22:30 | 7.3706 | 30
2021-01-01 23:00 | 23:00 | 7.3129 | 30
2021-01-01 23:30 | 23:30 | 6.719 | 30
2021-01-02 | 0:00 | 6.3682 | 30
2021-01-02 00:30 | 0:30 | 6.2841 | 30
2021-01-02 01:00 | 1:00 | 6.1489 | 30
2021-01-02 01:30 | 1:30 | 6.0273 | 30
2021-01-02 02:00 | 2:00 | 5.9532 | 30
2021-01-02 02:30 | 2:30 | 5.6987 | 30
2021-01-02 03:00 | 3:00 | 5.3566 | 30
2021-01-02 03:30 | 3:30 | 5.2537 | 30
2021-01-02 04:00 | 4:00 | 5.346 | 30
2021-01-02 04:30 | 4:30 | 5.3892 | 30
2021-01-02 05:00 | 5:00 | 5.4222 | 30
2021-01-02 05:30 | 5:30 | 5.3361 | 30
2021-01-02 06:00 | 6:00 | 5.1673 | 30
2021-01-02 06:30 | 6:30 | 4.5562 | 30
2021-01-02 07:00 | 7:00 | 3.926 | 30
2021-01-02 07:30 | 7:30 | 3.7885 | 30
2021-01-02 08:00 | 8:00 | 3.9409 | 30
2021-01-02 08:30 | 8:30 | 4.3077 | 30
2021-01-02 09:00 | 9:00 | 3.4043 | 30
2021-01-02 09:30 | 9:30 | 2.9575 | 30
2021-01-02 10:00 | 10:00 | 2.8695 | 30
2021-01-02 10:30 | 10:30 | 2.959 | 30
2021-01-02 11:00 | 11:00 | 2.8174 | 30
2021-01-02 11:30 | 11:30 | 3.6211 | 30
2021-01-02 12:00 | 12:00 | 3.6311 | 30
2021-01-02 12:30 | 12:30 | 2.9295 | 30
2021-01-02 13:00 | 13:00 | 3.2235 | 30
2021-01-02 13:30 | 13:30 | 3.0943 | 30
2021-01-02 14:00 | 14:00 | 3.7757 | 30
2021-01-02 14:30 | 14:30 | 4.0249 | 30
2021-01-02 15:00 | 15:00 | 5.3099 | 30
2021-01-02 15:30 | 15:30 | 6.1182 | 30
2021-01-02 16:00 | 16:00 | 7.5149 | 30
2021-01-02 16:30 | 16:30 | 8.1941 | 30
2021-01-02 17:00 | 17:00 | 9.3287 | 30
2021-01-02 17:30 | 17:30 | 10.0545 | 30
2021-01-02 18:00 | 18:00 | 10.487 | 30
2021-01-02 18:30 | 18:30 | 10.8345 | 30
2021-01-02 19:00 | 19:00 | 11.3832 | 30
2021-01-02 19:30 | 19:30 | 11.1781 | 30
2021-01-02 20:00 | 20:00 | 10.5707 | 30
2021-01-02 20:30 | 20:30 | 9.9441 | 30
2021-01-02 21:00 | 21:00 | 9.3617 | 30
2021-01-02 21:30 | 21:30 | 8.6942 | 30
2021-01-02 22:00 | 22:00 | 8.2565 | 30
2021-01-02 22:30 | 22:30 | 8.3859 | 30
2021-01-02 23:00 | 23:00 | 7.9284 | 30
2021-01-02 23:30 | 23:30 | 7.0943 | 30
2021-01-03 | 0:00 | 6.5525 | 30
2021-01-03 00:30 | 0:30 | 6.1969 | 30
2021-01-03 01:00 | 1:00 | 5.9851 | 30
2021-01-03 01:30 | 1:30 | 5.7723 | 30
2021-01-03 02:00 | 2:00 | 5.5754 | 30
2021-01-03 02:30 | 2:30 | 4.9031 | 30
2021-01-03 03:00 | 3:00 | 4.6502 | 30
2021-01-03 03:30 | 3:30 | 4.4924 | 30
2021-01-03 04:00 | 4:00 | 4.4421 | 30
2021-01-03 04:30 | 4:30 | 4.4026 | 30
2021-01-03 05:00 | 5:00 | 4.3983 | 30
2021-01-03 05:30 | 5:30 | 4.2464 | 30
2021-01-03 06:00 | 6:00 | 3.6184 | 30
2021-01-03 06:30 | 6:30 | 2.9984 | 30
2021-01-03 07:00 | 7:00 | 2.9061 | 30
2021-01-03 07:30 | 7:30 | 2.777 | 30
2021-01-03 08:00 | 8:00 | 2.8333 | 30
2021-01-03 08:30 | 8:30 | 2.6023 | 30
2021-01-03 09:00 | 9:00 | 3.3391 | 30
2021-01-03 09:30 | 9:30 | 4.1424 | 30
2021-01-03 10:00 | 10:00 | 4.1613 | 30
2021-01-03 10:30 | 10:30 | 3.7546 | 30
2021-01-03 11:00 | 11:00 | 2.6149 | 30
2021-01-03 11:30 | 11:30 | 0.89379 | 30
2021-01-03 12:00 | 12:00 | 1.4166 | 30
2021-01-03 12:30 | 12:30 | 2.2847 | 30
2021-01-03 13:00 | 13:00 | 2.5804 | 30
2021-01-03 13:30 | 13:30 | 3.7499 | 30
2021-01-03 14:00 | 14:00 | 4.361 | 30
2021-01-03 14:30 | 14:30 | 5.5318 | 30
2021-01-03 15:00 | 15:00 | 5.8943 | 30
2021-01-03 15:30 | 15:30 | 6.7882 | 30
2021-01-03 16:00 | 16:00 | 8.803 | 30
2021-01-03 16:30 | 16:30 | 9.0611 | 30
2021-01-03 17:00 | 17:00 | 9.1994 | 30
2021-01-03 17:30 | 17:30 | 10.7144 | 30
2021-01-03 18:00 | 18:00 | 11.7456 | 30
2021-01-03 18:30 | 18:30 | 10.7328 | 30
2021-01-03 19:00 | 19:00 | 11.5479 | 30
2021-01-03 19:30 | 19:30 | 10.9901 | 30
2021-01-03 20:00 | 20:00 | 10.5272 | 30
2021-01-03 20:30 | 20:30 | 10.0081 | 30
2021-01-03 21:00 | 21:00 | 9.54 | 30
2021-01-03 21:30 | 21:30 | 9.0579 | 30
2021-01-03 22:00 | 22:00 | 8.7512 | 30
2021-01-03 22:30 | 22:30 | 9.1202 | 30
2021-01-03 23:00 | 23:00 | 8.7138 | 30
2021-01-03 23:30 | 23:30 | 7.9832 | 30
2021-01-04 | 0:00 | 7.0752 | 30
2021-01-04 00:30 | 0:30 | 5.5269 | 30
2021-01-04 01:00 | 1:00 | 5.1731 | 30
2021-01-04 01:30 | 1:30 | 4.9903 | 30
2021-01-04 02:00 | 2:00 | 4.8923 | 30
2021-01-04 02:30 | 2:30 | 4.9216 | 30
2021-01-04 03:00 | 3:00 | 5.3144 | 30
2021-01-04 03:30 | 3:30 | 5.2828 | 30
2021-01-04 04:00 | 4:00 | 5.0005 | 30
2021-01-04 04:30 | 4:30 | 4.9927 | 30
2021-01-04 05:00 | 5:00 | 5.1363 | 30
2021-01-04 05:30 | 5:30 | 5.1126 | 30
2021-01-04 06:00 | 6:00 | 5.249 | 30
2021-01-04 06:30 | 6:30 | 5.2272 | 30
2021-01-04 07:00 | 7:00 | 4.1929 | 30
2021-01-04 07:30 | 7:30 | 3.6735 | 30
2021-01-04 08:00 | 8:00 | 3.4414 | 30
2021-01-04 08:30 | 8:30 | 4.2274 | 30
2021-01-04 09:00 | 9:00 | 6.214 | 30
2021-01-04 09:30 | 9:30 | 4.3704 | 30
2021-01-04 10:00 | 10:00 | 3.8793 | 30
2021-01-04 10:30 | 10:30 | 1.8593 | 30
2021-01-04 11:00 | 11:00 | 2.8268 | 30
2021-01-04 11:30 | 11:30 | 4.2885 | 30
2021-01-04 12:00 | 12:00 | 4.6449 | 30
2021-01-04 12:30 | 12:30 | 4.9083 | 30
2021-01-04 13:00 | 13:00 | 6.1149 | 30
2021-01-04 13:30 | 13:30 | 5.8419 | 30
2021-01-04 14:00 | 14:00 | 4.3653 | 30
2021-01-04 14:30 | 14:30 | 5.3981 | 30
2021-01-04 15:00 | 15:00 | 6.0979 | 30
2021-01-04 15:30 | 15:30 | 6.4032 | 30
2021-01-04 16:00 | 16:00 | 7.3867 | 30
2021-01-04 16:30 | 16:30 | 8.048 | 30
2021-01-04 17:00 | 17:00 | 8.4747 | 30
2021-01-04 17:30 | 17:30 | 9.3316 | 30
2021-01-04 18:00 | 18:00 | 10.0083 | 30
2021-01-04 18:30 | 18:30 | 10.4108 | 30
2021-01-04 19:00 | 19:00 | 10.3829 | 30
2021-01-04 19:30 | 19:30 | 10.2436 | 30
2021-01-04 20:00 | 20:00 | 9.8401 | 30
2021-01-04 20:30 | 20:30 | 9.2184 | 30
2021-01-04 21:00 | 21:00 | 8.8063 | 30
2021-01-04 21:30 | 21:30 | 8.2504 | 30
2021-01-04 22:00 | 22:00 | 7.6006 | 30
2021-01-04 22:30 | 22:30 | 7.6491 | 30
2021-01-04 23:00 | 23:00 | 7.3236 | 30
2021-01-04 23:30 | 23:30 | 6.3786 | 30
2021-01-05 | 0:00 | 5.9625 | 30
2021-01-05 00:30 | 0:30 | 5.6251 | 30
2021-01-05 01:00 | 1:00 | 5.1128 | 30
2021-01-05 01:30 | 1:30 | 4.6676 | 30
2021-01-05 02:00 | 2:00 | 4.5494 | 30
2021-01-05 02:30 | 2:30 | 4.543 | 30
2021-01-05 03:00 | 3:00 | 4.4979 | 30
2021-01-05 03:30 | 3:30 | 4.4226 | 30
2021-01-05 04:00 | 4:00 | 4.4509 | 30
2021-01-05 04:30 | 4:30 | 4.4955 | 30
2021-01-05 05:00 | 5:00 | 4.539 | 30
2021-01-05 05:30 | 5:30 | 4.3597 | 30
2021-01-05 06:00 | 6:00 | 4.0562 | 30
2021-01-05 06:30 | 6:30 | 3.6236 | 30
2021-01-05 07:00 | 7:00 | 3.4355 | 30
2021-01-05 07:30 | 7:30 | 3.0419 | 30
2021-01-05 08:00 | 8:00 | 2.7585 | 30
2021-01-05 08:30 | 8:30 | 2.4518 | 30
2021-01-05 09:00 | 9:00 | 2.371 | 30
2021-01-05 09:30 | 9:30 | 2.4165 | 30
2021-01-05 10:00 | 10:00 | 2.5763 | 30
2021-01-05 10:30 | 10:30 | 2.7764 | 30
2021-01-05 11:00 | 11:00 | 3.2498 | 30
2021-01-05 11:30 | 11:30 | 3.8061 | 30
2021-01-05 12:00 | 12:00 | 4.7503 | 30
2021-01-05 12:30 | 12:30 | 5.8351 | 30
2021-01-05 13:00 | 13:00 | 6.8757 | 30
2021-01-05 13:30 | 13:30 | 7.4612 | 30
2021-01-05 14:00 | 14:00 | 8.9019 | 30
2021-01-05 14:30 | 14:30 | 10.7713 | 30
2021-01-05 15:00 | 15:00 | 13.0785 | 30
2021-01-05 15:30 | 15:30 | 12.8481 | 30
2021-01-05 16:00 | 16:00 | 11.4912 | 30
2021-01-05 16:30 | 16:30 | 12.0145 | 30
2021-01-05 17:00 | 17:00 | 12.2645 | 30
2021-01-05 17:30 | 17:30 | 12.2224 | 30
2021-01-05 18:00 | 18:00 | 12.3932 | 30
2021-01-05 18:30 | 18:30 | 12.5066 | 30
2021-01-05 19:00 | 19:00 | 12.1397 | 30
2021-01-05 19:30 | 19:30 | 11.1619 | 30
2021-01-05 20:00 | 20:00 | 10.1674 | 30
2021-01-05 20:30 | 20:30 | 9.5022 | 30
2021-01-05 21:00 | 21:00 | 8.831 | 30
2021-01-05 21:30 | 21:30 | 8.2013 | 30
2021-01-05 22:00 | 22:00 | 7.2767 | 30
2021-01-05 22:30 | 22:30 | 7.4267 | 30
2021-01-05 23:00 | 23:00 | 6.9212 | 30
2021-01-05 23:30 | 23:30 | 6.1044 | 30
2021-01-06 | 0:00 | 5.6184 | 30
2021-01-06 00:30 | 0:30 | 5.3587 | 30
2021-01-06 01:00 | 1:00 | 5.0739 | 30
2021-01-06 01:30 | 1:30 | 4.8422 | 30
2021-01-06 02:00 | 2:00 | 4.754 | 30
2021-01-06 02:30 | 2:30 | 4.5797 | 30
2021-01-06 03:00 | 3:00 | 4.5504 | 30
2021-01-06 03:30 | 3:30 | 4.5432 | 30
2021-01-06 04:00 | 4:00 | 4.5215 | 30
2021-01-06 04:30 | 4:30 | 4.5622 | 30
2021-01-06 05:00 | 5:00 | 4.5793 | 30
2021-01-06 05:30 | 5:30 | 4.3991 | 30
2021-01-06 06:00 | 6:00 | 4.3353 | 30
2021-01-06 06:30 | 6:30 | 4.2973 | 30
2021-01-06 07:00 | 7:00 | 3.6353 | 30
2021-01-06 07:30 | 7:30 | 2.8167 | 30
2021-01-06 08:00 | 8:00 | 2.6406 | 30
2021-01-06 08:30 | 8:30 | 2.6572 | 30
2021-01-06 09:00 | 9:00 | 3.2306 | 30
2021-01-06 09:30 | 9:30 | 2.4282 | 30
2021-01-06 10:00 | 10:00 | 2.6493 | 30
2021-01-06 10:30 | 10:30 | 2.9942 | 30
2021-01-06 11:00 | 11:00 | 3.7005 | 30
2021-01-06 11:30 | 11:30 | 4.8338 | 30
2021-01-06 12:00 | 12:00 | 5.6331 | 30
2021-01-06 12:30 | 12:30 | 5.9233 | 30
2021-01-06 13:00 | 13:00 | 6.3287 | 30
2021-01-06 13:30 | 13:30 | 6.8987 | 30
2021-01-06 14:00 | 14:00 | 7.4927 | 30
2021-01-06 14:30 | 14:30 | 8.3798 | 30
2021-01-06 15:00 | 15:00 | 9.2245 | 30
2021-01-06 15:30 | 15:30 | 11.3071 | 30
2021-01-06 16:00 | 16:00 | 12.3157 | 30
2021-01-06 16:30 | 16:30 | 14.1928 | 30
2021-01-06 17:00 | 17:00 | 13.9976 | 30
2021-01-06 17:30 | 17:30 | 13.7634 | 30
2021-01-06 18:00 | 18:00 | 13.5456 | 30
2021-01-06 18:30 | 18:30 | 12.6665 | 30
2021-01-06 19:00 | 19:00 | 11.804 | 30
2021-01-06 19:30 | 19:30 | 11.1577 | 30
2021-01-06 20:00 | 20:00 | 10.389 | 30
2021-01-06 20:30 | 20:30 | 9.6009 | 30
2021-01-06 21:00 | 21:00 | 8.9399 | 30
2021-01-06 21:30 | 21:30 | 8.3894 | 30
2021-01-06 22:00 | 22:00 | 7.5935 | 30
2021-01-06 22:30 | 22:30 | 7.7265 | 30
2021-01-06 23:00 | 23:00 | 7.4587 | 30
2021-01-06 23:30 | 23:30 | 6.8603 | 30
2021-01-07 | 0:00 | 6.3064 | 30
2021-01-07 00:30 | 0:30 | 6.0234 | 30
2021-01-07 01:00 | 1:00 | 5.787 | 30
2021-01-07 01:30 | 1:30 | 5.6434 | 30
2021-01-07 02:00 | 2:00 | 5.5958 | 30
2021-01-07 02:30 | 2:30 | 5.4737 | 30
2021-01-07 03:00 | 3:00 | 5.4136 | 30
2021-01-07 03:30 | 3:30 | 5.3681 | 30
2021-01-07 04:00 | 4:00 | 4.8208 | 30
2021-01-07 04:30 | 4:30 | 4.6592 | 30
2021-01-07 05:00 | 5:00 | 4.8081 | 30
2021-01-07 05:30 | 5:30 | 4.9172 | 30
2021-01-07 06:00 | 6:00 | 5.1272 | 30
2021-01-07 06:30 | 6:30 | 4.4301 | 30
2021-01-07 07:00 | 7:00 | 4.8432 | 30
2021-01-07 07:30 | 7:30 | 4.9449 | 30
2021-01-07 08:00 | 8:00 | 5.1612 | 30
2021-01-07 08:30 | 8:30 | 5.5481 | 30
2021-01-07 09:00 | 9:00 | 6.0061 | 30
2021-01-07 09:30 | 9:30 | 5.0982 | 30
2021-01-07 10:00 | 10:00 | 5.3087 | 30
2021-01-07 10:30 | 10:30 | 5.4581 | 30
2021-01-07 11:00 | 11:00 | 5.6462 | 30
2021-01-07 11:30 | 11:30 | 5.7516 | 30
2021-01-07 12:00 | 12:00 | 5.5597 | 30
2021-01-07 12:30 | 12:30 | 5.0682 | 30
2021-01-07 13:00 | 13:00 | 5.5249 | 30
2021-01-07 13:30 | 13:30 | 4 | 30
2021-01-07 14:00 | 14:00 | 4.0292 | 30
2021-01-07 14:30 | 14:30 | 5.3955 | 30
2021-01-07 15:00 | 15:00 | 6.7811 | 30
2021-01-07 15:30 | 15:30 | 7.2932 | 30
2021-01-07 16:00 | 16:00 | 7.3629 | 30
2021-01-07 16:30 | 16:30 | 7.9402 | 30
2021-01-07 17:00 | 17:00 | 8.5801 | 30
2021-01-07 17:30 | 17:30 | 9.0571 | 30
2021-01-07 18:00 | 18:00 | 9.1421 | 30
2021-01-07 18:30 | 18:30 | 9.3864 | 30
2021-01-07 19:00 | 19:00 | 9.0866 | 30
2021-01-07 19:30 | 19:30 | 8.8385 | 30
2021-01-07 20:00 | 20:00 | 8.5575 | 30
2021-01-07 20:30 | 20:30 | 7.9476 | 30
2021-01-07 21:00 | 21:00 | 7.4322 | 30
2021-01-07 21:30 | 21:30 | 7.1777 | 30
2021-01-07 22:00 | 22:00 | 6.6456 | 30
2021-01-07 22:30 | 22:30 | 6.9843 | 30
2021-01-07 23:00 | 23:00 | 6.3189 | 30
2021-01-07 23:30 | 23:30 | 5.4145 | 30
2021-01-08 | 0:00 | 4.8619 | 30
2021-01-08 00:30 | 0:30 | 4.6097 | 30
2021-01-08 01:00 | 1:00 | 4.4576 | 30
2021-01-08 01:30 | 1:30 | 4.3333 | 30
2021-01-08 02:00 | 2:00 | 4.1954 | 30
2021-01-08 02:30 | 2:30 | 4.1693 | 30
2021-01-08 03:00 | 3:00 | 4.0831 | 30
2021-01-08 03:30 | 3:30 | 4.0987 | 30
2021-01-08 04:00 | 4:00 | 4.1313 | 30
2021-01-08 04:30 | 4:30 | 4.3965 | 30
2021-01-08 05:00 | 5:00 | 4.5643 | 30
2021-01-08 05:30 | 5:30 | 4.7154 | 30
2021-01-08 06:00 | 6:00 | 4.7176 | 30
2021-01-08 06:30 | 6:30 | 5.004 | 30
2021-01-08 07:00 | 7:00 | 5.2289 | 30
2021-01-08 07:30 | 7:30 | 5.2991 | 30
2021-01-08 08:00 | 8:00 | 5.9151 | 30
2021-01-08 08:30 | 8:30 | 5.3737 | 30
2021-01-08 09:00 | 9:00 | 4.4697 | 30
2021-01-08 09:30 | 9:30 | 5.4619 | 30
2021-01-08 10:00 | 10:00 | 5.6882 | 30
2021-01-08 10:30 | 10:30 | 5.5347 | 30
2021-01-08 11:00 | 11:00 | 4.6045 | 30
2021-01-08 11:30 | 11:30 | 3.5599 | 30
2021-01-08 12:00 | 12:00 | 4.3798 | 30
2021-01-08 12:30 | 12:30 | 4.0352 | 30
2021-01-08 13:00 | 13:00 | 4.0041 | 30
2021-01-08 13:30 | 13:30 | 4.52 | 30
2021-01-08 14:00 | 14:00 | 4.8098 | 30
2021-01-08 14:30 | 14:30 | 4.8339 | 30
2021-01-08 15:00 | 15:00 | 4.3226 | 30
2021-01-08 15:30 | 15:30 | 4.216 | 30
2021-01-08 16:00 | 16:00 | 5.1871 | 30
2021-01-08 16:30 | 16:30 | 5.5427 | 30
2021-01-08 17:00 | 17:00 | 6.2547 | 30
2021-01-08 17:30 | 17:30 | 7.5225 | 30
2021-01-08 18:00 | 18:00 | 8.1471 | 30
2021-01-08 18:30 | 18:30 | 8.668 | 30
2021-01-08 19:00 | 19:00 | 8.7168 | 30
2021-01-08 19:30 | 19:30 | 8.7406 | 30
2021-01-08 20:00 | 20:00 | 8.7774 | 30
2021-01-08 20:30 | 20:30 | 8.4939 | 30
2021-01-08 21:00 | 21:00 | 8.0214 | 30
2021-01-08 21:30 | 21:30 | 7.6815 | 30
2021-01-08 22:00 | 22:00 | 7.4677 | 30
2021-01-08 22:30 | 22:30 | 7.7847 | 30
2021-01-08 23:00 | 23:00 | 7.3144 | 30
2021-01-08 23:30 | 23:30 | 6.644 | 30
2021-01-09 | 0:00 | 6.0701 | 30
2021-01-09 00:30 | 0:30 | 5.5774 | 30
2021-01-09 01:00 | 1:00 | 5.1212 | 30
2021-01-09 01:30 | 1:30 | 5.043 | 30
2021-01-09 02:00 | 2:00 | 4.88 | 30
2021-01-09 02:30 | 2:30 | 4.8412 | 30
2021-01-09 03:00 | 3:00 | 4.7559 | 30
2021-01-09 03:30 | 3:30 | 4.6542 | 30
2021-01-09 04:00 | 4:00 | 4.6218 | 30
2021-01-09 04:30 | 4:30 | 4.6044 | 30
2021-01-09 05:00 | 5:00 | 4.5394 | 30
2021-01-09 05:30 | 5:30 | 4.4971 | 30
2021-01-09 06:00 | 6:00 | 3.9024 | 30
2021-01-09 06:30 | 6:30 | 3.3712 | 30
2021-01-09 07:00 | 7:00 | 3.0792 | 30
2021-01-09 07:30 | 7:30 | 3.2615 | 30
2021-01-09 08:00 | 8:00 | 3.9993 | 30
2021-01-09 08:30 | 8:30 | 4.3326 | 30
2021-01-09 09:00 | 9:00 | 3.9496 | 30
2021-01-09 09:30 | 9:30 | 4.1091 | 30
2021-01-09 10:00 | 10:00 | 3.3987 | 30
2021-01-09 10:30 | 10:30 | 3.0097 | 30
2021-01-09 11:00 | 11:00 | 2.2353 | 30
2021-01-09 11:30 | 11:30 | 3.0116 | 30
2021-01-09 12:00 | 12:00 | 4.045 | 30
2021-01-09 12:30 | 12:30 | 1.994 | 30
2021-01-09 13:00 | 13:00 | 5.4843 | 30
2021-01-09 13:30 | 13:30 | 5.1726 | 30
2021-01-09 14:00 | 14:00 | 4.5919 | 30
2021-01-09 14:30 | 14:30 | 5.9336 | 30
2021-01-09 15:00 | 15:00 | 5.5857 | 30
2021-01-09 15:30 | 15:30 | 6.0211 | 30
2021-01-09 16:00 | 16:00 | 6.0893 | 30
2021-01-09 16:30 | 16:30 | 6.5976 | 30
2021-01-09 17:00 | 17:00 | 7.4128 | 30
2021-01-09 17:30 | 17:30 | 7.7801 | 30
2021-01-09 18:00 | 18:00 | 8.1198 | 30
2021-01-09 18:30 | 18:30 | 8.1367 | 30
2021-01-09 19:00 | 19:00 | 8.1419 | 30
2021-01-09 19:30 | 19:30 | 7.9191 | 30
2021-01-09 20:00 | 20:00 | 7.6744 | 30
2021-01-09 20:30 | 20:30 | 7.3966 | 30
2021-01-09 21:00 | 21:00 | 7.4206 | 30
2021-01-09 21:30 | 21:30 | 7.2622 | 30
2021-01-09 22:00 | 22:00 | 7.3733 | 30
2021-01-09 22:30 | 22:30 | 7.5651 | 30
2021-01-09 23:00 | 23:00 | 7.1787 | 30
2021-01-09 23:30 | 23:30 | 6.5541 | 30
2021-01-10 | 0:00 | 6.0145 | 30
2021-01-10 00:30 | 0:30 | 5.8181 | 30
2021-01-10 01:00 | 1:00 | 5.4958 | 30
2021-01-10 01:30 | 1:30 | 5.2447 | 30
2021-01-10 02:00 | 2:00 | 5.2059 | 30
2021-01-10 02:30 | 2:30 | 5.179 | 30
2021-01-10 03:00 | 3:00 | 5.0489 | 30
2021-01-10 03:30 | 3:30 | 4.9859 | 30
2021-01-10 04:00 | 4:00 | 4.9598 | 30
2021-01-10 04:30 | 4:30 | 4.9723 | 30
2021-01-10 05:00 | 5:00 | 5.0329 | 30
2021-01-10 05:30 | 5:30 | 4.9462 | 30
2021-01-10 06:00 | 6:00 | 4.4676 | 30
2021-01-10 06:30 | 6:30 | 4.0176 | 30
2021-01-10 07:00 | 7:00 | 3.9048 | 30
2021-01-10 07:30 | 7:30 | 3.4798 | 30
2021-01-10 08:00 | 8:00 | 2.7922 | 30
2021-01-10 08:30 | 8:30 | 3.4423 | 30
2021-01-10 09:00 | 9:00 | 3.2226 | 30
2021-01-10 09:30 | 9:30 | 1.614 | 30
2021-01-10 10:00 | 10:00 | 3.3962 | 30
2021-01-10 10:30 | 10:30 | 3.1052 | 30
2021-01-10 11:00 | 11:00 | 2.4488 | 30
2021-01-10 11:30 | 11:30 | 1.9957 | 30
2021-01-10 12:00 | 12:00 | 3.4017 | 30
2021-01-10 12:30 | 12:30 | 3.3872 | 30
2021-01-10 13:00 | 13:00 | 4.5908 | 30
2021-01-10 13:30 | 13:30 | 7.0474 | 30
2021-01-10 14:00 | 14:00 | 5.5517 | 30
2021-01-10 14:30 | 14:30 | 6.5011 | 30
2021-01-10 15:00 | 15:00 | 5.7488 | 30
2021-01-10 15:30 | 15:30 | 6.2059 | 30
2021-01-10 16:00 | 16:00 | 6.1772 | 30
2021-01-10 16:30 | 16:30 | 7.4407 | 30
2021-01-10 17:00 | 17:00 | 7.6108 | 30
2021-01-10 17:30 | 17:30 | 8.1478 | 30
2021-01-10 18:00 | 18:00 | 8.7429 | 30
2021-01-10 18:30 | 18:30 | 9.1462 | 30
2021-01-10 19:00 | 19:00 | 9.5932 | 30
2021-01-10 19:30 | 19:30 | 9.6854 | 30
2021-01-10 20:00 | 20:00 | 9.6889 | 30
2021-01-10 20:30 | 20:30 | 9.2065 | 30
2021-01-10 21:00 | 21:00 | 8.7466 | 30
2021-01-10 21:30 | 21:30 | 8.3989 | 30
2021-01-10 22:00 | 22:00 | 7.8918 | 30
2021-01-10 22:30 | 22:30 | 7.964 | 30
2021-01-10 23:00 | 23:00 | 7.5858 | 30
2021-01-10 23:30 | 23:30 | 6.9369 | 30
2021-01-11 | 0:00 | 6.0016 | 30
2021-01-11 00:30 | 0:30 | 4.7791 | 30
2021-01-11 01:00 | 1:00 | 4.5185 | 30
2021-01-11 01:30 | 1:30 | 4.3407 | 30
2021-01-11 02:00 | 2:00 | 4.1336 | 30
2021-01-11 02:30 | 2:30 | 4.6768 | 30
2021-01-11 03:00 | 3:00 | 4.9677 | 30
2021-01-11 03:30 | 3:30 | 5.0864 | 30
2021-01-11 04:00 | 4:00 | 5.1201 | 30
2021-01-11 04:30 | 4:30 | 5.1193 | 30
2021-01-11 05:00 | 5:00 | 5.2987 | 30
2021-01-11 05:30 | 5:30 | 5.4619 | 30
2021-01-11 06:00 | 6:00 | 5.3881 | 30
2021-01-11 06:30 | 6:30 | 4.9569 | 30
2021-01-11 07:00 | 7:00 | 4.3234 | 30
2021-01-11 07:30 | 7:30 | 4.8646 | 30
2021-01-11 08:00 | 8:00 | 3.6535 | 30
2021-01-11 08:30 | 8:30 | 3.2295 | 30
2021-01-11 09:00 | 9:00 | 2.2612 | 30
2021-01-11 09:30 | 9:30 | 2.1662 | 30
2021-01-11 10:00 | 10:00 | 2.4558 | 30
2021-01-11 10:30 | 10:30 | 2.9709 | 30
2021-01-11 11:00 | 11:00 | 2.358 | 30
2021-01-11 11:30 | 11:30 | 1.9739 | 30
2021-01-11 12:00 | 12:00 | 2.1941 | 30
2021-01-11 12:30 | 12:30 | 2.0627 | 30
2021-01-11 13:00 | 13:00 | 1.2179 | 30
2021-01-11 13:30 | 13:30 | 2.1155 | 30
2021-01-11 14:00 | 14:00 | 1.8614 | 30
2021-01-11 14:30 | 14:30 | 4.1846 | 30
2021-01-11 15:00 | 15:00 | 5.9091 | 30
2021-01-11 15:30 | 15:30 | 5.2885 | 30
2021-01-11 16:00 | 16:00 | 6.9184 | 30
2021-01-11 16:30 | 16:30 | 7.6517 | 30
2021-01-11 17:00 | 17:00 | 8.801 | 30
2021-01-11 17:30 | 17:30 | 9.7715 | 30
2021-01-11 18:00 | 18:00 | 9.8664 | 30
2021-01-11 18:30 | 18:30 | 10.0666 | 30
2021-01-11 19:00 | 19:00 | 10.2199 | 30
2021-01-11 19:30 | 19:30 | 10.1836 | 30
2021-01-11 20:00 | 20:00 | 9.7894 | 30
2021-01-11 20:30 | 20:30 | 9.2839 | 30
2021-01-11 21:00 | 21:00 | 8.6539 | 30
2021-01-11 21:30 | 21:30 | 8.3965 | 30
2021-01-11 22:00 | 22:00 | 7.2136 | 30
2021-01-11 22:30 | 22:30 | 7.0697 | 30
2021-01-11 23:00 | 23:00 | 6.7692 | 30
2021-01-11 23:30 | 23:30 | 6.01 | 30
2021-01-12 | 0:00 | 5.2601 | 30
2021-01-12 00:30 | 0:30 | 4.796 | 30
2021-01-12 01:00 | 1:00 | 4.5783 | 30
2021-01-12 01:30 | 1:30 | 4.3779 | 30
2021-01-12 02:00 | 2:00 | 4.1028 | 30
2021-01-12 02:30 | 2:30 | 3.9876 | 30
2021-01-12 03:00 | 3:00 | 3.9091 | 30
2021-01-12 03:30 | 3:30 | 3.8576 | 30
2021-01-12 04:00 | 4:00 | 3.901 | 30
2021-01-12 04:30 | 4:30 | 4.045 | 30
2021-01-12 05:00 | 5:00 | 4.3151 | 30
2021-01-12 05:30 | 5:30 | 4.3647 | 30
2021-01-12 06:00 | 6:00 | 3.9171 | 30
2021-01-12 06:30 | 6:30 | 2.9914 | 30
2021-01-12 07:00 | 7:00 | 2.5861 | 30
2021-01-12 07:30 | 7:30 | 3.1021 | 30
2021-01-12 08:00 | 8:00 | 2.1039 | 30
2021-01-12 08:30 | 8:30 | 1.7916 | 30
2021-01-12 09:00 | 9:00 | 1.5749 | 30
2021-01-12 09:30 | 9:30 | 1.5487 | 30
2021-01-12 10:00 | 10:00 | 1.7209 | 30
2021-01-12 10:30 | 10:30 | 2.0106 | 30
2021-01-12 11:00 | 11:00 | 2.2045 | 30
2021-01-12 11:30 | 11:30 | 0.97757 | 30
2021-01-12 12:00 | 12:00 | 0.64124 | 30
2021-01-12 12:30 | 12:30 | 0.80186 | 30
2021-01-12 13:00 | 13:00 | 1.0486 | 30
2021-01-12 13:30 | 13:30 | 0.75222 | 30
2021-01-12 14:00 | 14:00 | 0.93025 | 30
2021-01-12 14:30 | 14:30 | 1.0203 | 30
2021-01-12 15:00 | 15:00 | 1.7875 | 30
2021-01-12 15:30 | 15:30 | 3.4871 | 30
2021-01-12 16:00 | 16:00 | 5.0367 | 30
2021-01-12 16:30 | 16:30 | 6.3837 | 30
2021-01-12 17:00 | 17:00 | 7.5779 | 30
2021-01-12 17:30 | 17:30 | 8.4714 | 30
2021-01-12 18:00 | 18:00 | 9.1988 | 30
2021-01-12 18:30 | 18:30 | 9.6277 | 30
2021-01-12 19:00 | 19:00 | 9.7631 | 30
2021-01-12 19:30 | 19:30 | 9.6145 | 30
2021-01-12 20:00 | 20:00 | 9.2096 | 30
2021-01-12 20:30 | 20:30 | 8.7017 | 30
2021-01-12 21:00 | 21:00 | 8.0277 | 30
2021-01-12 21:30 | 21:30 | 7.4347 | 30
2021-01-12 22:00 | 22:00 | 6.9011 | 30
2021-01-12 22:30 | 22:30 | 6.776 | 30
2021-01-12 23:00 | 23:00 | 6.4704 | 30
2021-01-12 23:30 | 23:30 | 5.6668 | 30
2021-01-13 | 0:00 | 5.1501 | 30
2021-01-13 00:30 | 0:30 | 4.6663 | 30
2021-01-13 01:00 | 1:00 | 4.4382 | 30
2021-01-13 01:30 | 1:30 | 4.2783 | 30
2021-01-13 02:00 | 2:00 | 4.1585 | 30
2021-01-13 02:30 | 2:30 | 4.1011 | 30
2021-01-13 03:00 | 3:00 | 4.0836 | 30
2021-01-13 03:30 | 3:30 | 4.0654 | 30
2021-01-13 04:00 | 4:00 | 4.6287 | 30
2021-01-13 04:30 | 4:30 | 4.906 | 30
2021-01-13 05:00 | 5:00 | 4.2007 | 30
2021-01-13 05:30 | 5:30 | 4.9073 | 30
2021-01-13 06:00 | 6:00 | 4.7986 | 30
2021-01-13 06:30 | 6:30 | 4.1156 | 30
2021-01-13 07:00 | 7:00 | 3.5152 | 30
2021-01-13 07:30 | 7:30 | 2.7773 | 30
2021-01-13 08:00 | 8:00 | 2.3647 | 30
2021-01-13 08:30 | 8:30 | 1.8226 | 30
2021-01-13 09:00 | 9:00 | 1.8498 | 30
2021-01-13 09:30 | 9:30 | 1.8147 | 30
2021-01-13 10:00 | 10:00 | 1.8138 | 30
2021-01-13 10:30 | 10:30 | 1.0594 | 30
2021-01-13 11:00 | 11:00 | 1.2523 | 30
2021-01-13 11:30 | 11:30 | 2.6936 | 30
2021-01-13 12:00 | 12:00 | 1.8385 | 30
2021-01-13 12:30 | 12:30 | 1.7083 | 30
2021-01-13 13:00 | 13:00 | 2.6511 | 30
2021-01-13 13:30 | 13:30 | 2.5913 | 30
2021-01-13 14:00 | 14:00 | 1.8045 | 30
2021-01-13 14:30 | 14:30 | 2.6422 | 30
2021-01-13 15:00 | 15:00 | 3.2311 | 30
2021-01-13 15:30 | 15:30 | 4.6766 | 30
2021-01-13 16:00 | 16:00 | 6.2704 | 30
2021-01-13 16:30 | 16:30 | 7.4273 | 30
2021-01-13 17:00 | 17:00 | 8.557 | 30
2021-01-13 17:30 | 17:30 | 9.5057 | 30
2021-01-13 18:00 | 18:00 | 10.2864 | 30
2021-01-13 18:30 | 18:30 | 10.6047 | 30
2021-01-13 19:00 | 19:00 | 10.5433 | 30
2021-01-13 19:30 | 19:30 | 10.4355 | 30
2021-01-13 20:00 | 20:00 | 10.1114 | 30
2021-01-13 20:30 | 20:30 | 9.6162 | 30
2021-01-13 21:00 | 21:00 | 8.9293 | 30
2021-01-13 21:30 | 21:30 | 8.5996 | 30
2021-01-13 22:00 | 22:00 | 8.2548 | 30
2021-01-13 22:30 | 22:30 | 8.2366 | 30
2021-01-13 23:00 | 23:00 | 7.8097 | 30
2021-01-13 23:30 | 23:30 | 7.1003 | 30
2021-01-14 | 0:00 | 6.5851 | 30
2021-01-14 00:30 | 0:30 | 6.2279 | 30
2021-01-14 01:00 | 1:00 | 6.0374 | 30
2021-01-14 01:30 | 1:30 | 5.8051 | 30
2021-01-14 02:00 | 2:00 | 5.5204 | 30
2021-01-14 02:30 | 2:30 | 5.383 | 30
2021-01-14 03:00 | 3:00 | 5.4024 | 30
2021-01-14 03:30 | 3:30 | 5.3449 | 30
2021-01-14 04:00 | 4:00 | 5.3711 | 30
2021-01-14 04:30 | 4:30 | 4.9916 | 30
2021-01-14 05:00 | 5:00 | 4.9287 | 30
2021-01-14 05:30 | 5:30 | 4.6516 | 30
2021-01-14 06:00 | 6:00 | 4.3609 | 30
2021-01-14 06:30 | 6:30 | 4.1079 | 30
2021-01-14 07:00 | 7:00 | 3.5613 | 30
2021-01-14 07:30 | 7:30 | 2.8586 | 30
2021-01-14 08:00 | 8:00 | 2.354 | 30
2021-01-14 08:30 | 8:30 | 2.4356 | 30
2021-01-14 09:00 | 9:00 | 2.9604 | 30
2021-01-14 09:30 | 9:30 | 2.6385 | 30
2021-01-14 10:00 | 10:00 | 2.3913 | 30
2021-01-14 10:30 | 10:30 | 2.8908 | 30
2021-01-14 11:00 | 11:00 | 3.4918 | 30
2021-01-14 11:30 | 11:30 | 2.3906 | 30
2021-01-14 12:00 | 12:00 | 2.9646 | 30
2021-01-14 12:30 | 12:30 | 3.1981 | 30
2021-01-14 13:00 | 13:00 | 4.4455 | 30
2021-01-14 13:30 | 13:30 | 4.1897 | 30
2021-01-14 14:00 | 14:00 | 3.9785 | 30
2021-01-14 14:30 | 14:30 | 4.7709 | 30
2021-01-14 15:00 | 15:00 | 5.8068 | 30
2021-01-14 15:30 | 15:30 | 6.9935 | 30
2021-01-14 16:00 | 16:00 | 8.2433 | 30
2021-01-14 16:30 | 16:30 | 9.4792 | 30
2021-01-14 17:00 | 17:00 | 10.398 | 30
2021-01-14 17:30 | 17:30 | 11.0848 | 30
2021-01-14 18:00 | 18:00 | 11.4023 | 30
2021-01-14 18:30 | 18:30 | 11.2487 | 30
2021-01-14 19:00 | 19:00 | 10.9137 | 30
2021-01-14 19:30 | 19:30 | 10.5878 | 30
2021-01-14 20:00 | 20:00 | 9.8925 | 30
2021-01-14 20:30 | 20:30 | 9.2139 | 30
2021-01-14 21:00 | 21:00 | 8.7099 | 30
2021-01-14 21:30 | 21:30 | 8.1461 | 30
2021-01-14 22:00 | 22:00 | 7.3168 | 30
2021-01-14 22:30 | 22:30 | 7.1064 | 30
2021-01-14 23:00 | 23:00 | 6.436 | 30
2021-01-14 23:30 | 23:30 | 5.6009 | 30
2021-01-15 | 0:00 | 5.112 | 30
2021-01-15 00:30 | 0:30 | 4.7572 | 30
2021-01-15 01:00 | 1:00 | 4.5045 | 30
2021-01-15 01:30 | 1:30 | 4.3432 | 30
2021-01-15 02:00 | 2:00 | 4.2762 | 30
2021-01-15 02:30 | 2:30 | 4.2164 | 30
2021-01-15 03:00 | 3:00 | 4.9134 | 30
2021-01-15 03:30 | 3:30 | 5.0694 | 30
2021-01-15 04:00 | 4:00 | 5.6471 | 30
2021-01-15 04:30 | 4:30 | 5.8972 | 30
2021-01-15 05:00 | 5:00 | 5.9313 | 30
2021-01-15 05:30 | 5:30 | 5.7634 | 30
2021-01-15 06:00 | 6:00 | 5.5057 | 30
2021-01-15 06:30 | 6:30 | 5.0281 | 30
2021-01-15 07:00 | 7:00 | 4.5634 | 30
2021-01-15 07:30 | 7:30 | 4.0644 | 30
2021-01-15 08:00 | 8:00 | 3.4253 | 30
2021-01-15 08:30 | 8:30 | 2.9058 | 30
2021-01-15 09:00 | 9:00 | 2.5234 | 30
2021-01-15 09:30 | 9:30 | 2.3824 | 30
2021-01-15 10:00 | 10:00 | 2.2826 | 30
2021-01-15 10:30 | 10:30 | 2.3799 | 30
2021-01-15 11:00 | 11:00 | 2.62 | 30
2021-01-15 11:30 | 11:30 | 3.3041 | 30
2021-01-15 12:00 | 12:00 | 3.7945 | 30
2021-01-15 12:30 | 12:30 | 4.561 | 30
2021-01-15 13:00 | 13:00 | 4.6852 | 30
2021-01-15 13:30 | 13:30 | 5.237 | 30
2021-01-15 14:00 | 14:00 | 5.9649 | 30
2021-01-15 14:30 | 14:30 | 6.8151 | 30
2021-01-15 15:00 | 15:00 | 8.2884 | 30
2021-01-15 15:30 | 15:30 | 9.6429 | 30
2021-01-15 16:00 | 16:00 | 11.0327 | 30
2021-01-15 16:30 | 16:30 | 12.0435 | 30
2021-01-15 17:00 | 17:00 | 13.1083 | 30
2021-01-15 17:30 | 17:30 | 13.3467 | 30
2021-01-15 18:00 | 18:00 | 13.529 | 30
2021-01-15 18:30 | 18:30 | 13.1893 | 30
2021-01-15 19:00 | 19:00 | 12.6594 | 30
2021-01-15 19:30 | 19:30 | 12.3857 | 30
2021-01-15 20:00 | 20:00 | 11.914 | 30
2021-01-15 20:30 | 20:30 | 11.2538 | 30
2021-01-15 21:00 | 21:00 | 10.7759 | 30
2021-01-15 21:30 | 21:30 | 8.8883 | 30
2021-01-15 22:00 | 22:00 | 9.3363 | 30
2021-01-15 22:30 | 22:30 | 8.8043 | 30
2021-01-15 23:00 | 23:00 | 7.5966 | 30
2021-01-15 23:30 | 23:30 | 7.041 | 30
2021-01-16 | 0:00 | 6.9657 | 30
2021-01-16 00:30 | 0:30 | 6.626 | 30
2021-01-16 01:00 | 1:00 | 6.436 | 30
2021-01-16 01:30 | 1:30 | 6.1658 | 30
2021-01-16 02:00 | 2:00 | 6.0772 | 30
2021-01-16 02:30 | 2:30 | 6.2421 | 30
2021-01-16 03:00 | 3:00 | 6.1093 | 30
2021-01-16 03:30 | 3:30 | 5.9727 | 30
2021-01-16 04:00 | 4:00 | 5.8911 | 30
2021-01-16 04:30 | 4:30 | 5.611 | 30
2021-01-16 05:00 | 5:00 | 5.55 | 30
2021-01-16 05:30 | 5:30 | 5.4425 | 30
2021-01-16 06:00 | 6:00 | 4.9748 | 30
2021-01-16 06:30 | 6:30 | 5.0503 | 30
2021-01-16 07:00 | 7:00 | 4.8919 | 30
2021-01-16 07:30 | 7:30 | 5.024 | 30
2021-01-16 08:00 | 8:00 | 4.3914 | 30
2021-01-16 08:30 | 8:30 | 4.3459 | 30
2021-01-16 09:00 | 9:00 | 4.2798 | 30
2021-01-16 09:30 | 9:30 | 4.1285 | 30
2021-01-16 10:00 | 10:00 | 4.0564 | 30
2021-01-16 10:30 | 10:30 | 4.6181 | 30
2021-01-16 11:00 | 11:00 | 5.0017 | 30
2021-01-16 11:30 | 11:30 | 5.5452 | 30
2021-01-16 12:00 | 12:00 | 6.8763 | 30
2021-01-16 12:30 | 12:30 | 8.0102 | 30
2021-01-16 13:00 | 13:00 | 8.4155 | 30
2021-01-16 13:30 | 13:30 | 9.1636 | 30
2021-01-16 14:00 | 14:00 | 10.1777 | 30
2021-01-16 14:30 | 14:30 | 10.3557 | 30
2021-01-16 15:00 | 15:00 | 12.4669 | 30
2021-01-16 15:30 | 15:30 | 8.2413 | 30
2021-01-16 16:00 | 16:00 | 10.2636 | 30
2021-01-16 16:30 | 16:30 | 10.9421 | 30
2021-01-16 17:00 | 17:00 | 9.3187 | 30
2021-01-16 17:30 | 17:30 | 10.1957 | 30
2021-01-16 18:00 | 18:00 | 10.3259 | 30
2021-01-16 18:30 | 18:30 | 10.6989 | 30
2021-01-16 19:00 | 19:00 | 10.4994 | 30
2021-01-16 19:30 | 19:30 | 9.8092 | 30
2021-01-16 20:00 | 20:00 | 9.3766 | 30
2021-01-16 20:30 | 20:30 | 9.0981 | 30
2021-01-16 21:00 | 21:00 | 8.8452 | 30
2021-01-16 21:30 | 21:30 | 8.6811 | 30
2021-01-16 22:00 | 22:00 | 8.4881 | 30
2021-01-16 22:30 | 22:30 | 8.6274 | 30
2021-01-16 23:00 | 23:00 | 8.2599 | 30
2021-01-16 23:30 | 23:30 | 7.5602 | 30
2021-01-17 | 0:00 | 7.0935 | 30
2021-01-17 00:30 | 0:30 | 6.6751 | 30
2021-01-17 01:00 | 1:00 | 6.3668 | 30
2021-01-17 01:30 | 1:30 | 6.1677 | 30
2021-01-17 02:00 | 2:00 | 6.1415 | 30
2021-01-17 02:30 | 2:30 | 6.1718 | 30
2021-01-17 03:00 | 3:00 | 6.1326 | 30
2021-01-17 03:30 | 3:30 | 6.0607 | 30
2021-01-17 04:00 | 4:00 | 6.0479 | 30
2021-01-17 04:30 | 4:30 | 6.0098 | 30
2021-01-17 05:00 | 5:00 | 6.0275 | 30
2021-01-17 05:30 | 5:30 | 5.8055 | 30
2021-01-17 06:00 | 6:00 | 5.4909 | 30
2021-01-17 06:30 | 6:30 | 5.6241 | 30
2021-01-17 07:00 | 7:00 | 6.1298 | 30
2021-01-17 07:30 | 7:30 | 6.2463 | 30
2021-01-17 08:00 | 8:00 | 6.2173 | 30
2021-01-17 08:30 | 8:30 | 5.3668 | 30
2021-01-17 09:00 | 9:00 | 4.7618 | 30
2021-01-17 09:30 | 9:30 | 4.56 | 30
2021-01-17 10:00 | 10:00 | 4.5215 | 30
2021-01-17 10:30 | 10:30 | 3.6485 | 30
2021-01-17 11:00 | 11:00 | 4.2408 | 30
2021-01-17 11:30 | 11:30 | 3.7544 | 30
2021-01-17 12:00 | 12:00 | 4.0527 | 30
2021-01-17 12:30 | 12:30 | 4.1866 | 30
2021-01-17 13:00 | 13:00 | 3.5467 | 30
2021-01-17 13:30 | 13:30 | 3.963 | 30
2021-01-17 14:00 | 14:00 | 3.9347 | 30
2021-01-17 14:30 | 14:30 | 4.7065 | 30
2021-01-17 15:00 | 15:00 | 5.1839 | 30
2021-01-17 15:30 | 15:30 | 5.913 | 30
2021-01-17 16:00 | 16:00 | 7.4408 | 30
2021-01-17 16:30 | 16:30 | 8.7957 | 30
2021-01-17 17:00 | 17:00 | 9.8435 | 30
2021-01-17 17:30 | 17:30 | 11.0088 | 30
2021-01-17 18:00 | 18:00 | 11.4075 | 30
2021-01-17 18:30 | 18:30 | 11.5195 | 30
2021-01-17 19:00 | 19:00 | 11.5158 | 30
2021-01-17 19:30 | 19:30 | 11.2555 | 30
2021-01-17 20:00 | 20:00 | 10.7001 | 30
2021-01-17 20:30 | 20:30 | 9.9797 | 30
2021-01-17 21:00 | 21:00 | 9.2291 | 30
2021-01-17 21:30 | 21:30 | 8.6177 | 30
2021-01-17 22:00 | 22:00 | 7.9192 | 30
2021-01-17 22:30 | 22:30 | 7.9365 | 30
2021-01-17 23:00 | 23:00 | 7.4308 | 30
2021-01-17 23:30 | 23:30 | 6.7335 | 30
2021-01-18 | 0:00 | 6.1561 | 30
2021-01-18 00:30 | 0:30 | 5.4793 | 30
2021-01-18 01:00 | 1:00 | 5.0993 | 30
2021-01-18 01:30 | 1:30 | 4.9652 | 30
2021-01-18 02:00 | 2:00 | 4.8605 | 30
2021-01-18 02:30 | 2:30 | 4.7628 | 30
2021-01-18 03:00 | 3:00 | 4.809 | 30
2021-01-18 03:30 | 3:30 | 5.0226 | 30
2021-01-18 04:00 | 4:00 | 5.1367 | 30
2021-01-18 04:30 | 4:30 | 5.3009 | 30
2021-01-18 05:00 | 5:00 | 5.5386 | 30
2021-01-18 05:30 | 5:30 | 5.7012 | 30
2021-01-18 06:00 | 6:00 | 5.8496 | 30
2021-01-18 06:30 | 6:30 | 5.9429 | 30
2021-01-18 07:00 | 7:00 | 5.1132 | 30
2021-01-18 07:30 | 7:30 | 4.7688 | 30
2021-01-18 08:00 | 8:00 | 5.1108 | 30
2021-01-18 08:30 | 8:30 | 4.5965 | 30
2021-01-18 09:00 | 9:00 | 5.5808 | 30
2021-01-18 09:30 | 9:30 | 6.7027 | 30
2021-01-18 10:00 | 10:00 | 5.1533 | 30
2021-01-18 10:30 | 10:30 | 4.3472 | 30
2021-01-18 11:00 | 11:00 | 6.9265 | 30
2021-01-18 11:30 | 11:30 | 5.3321 | 30
2021-01-18 12:00 | 12:00 | 5.1719 | 30
2021-01-18 12:30 | 12:30 | 3.4373 | 30
2021-01-18 13:00 | 13:00 | 4.986 | 30
2021-01-18 13:30 | 13:30 | 6.1043 | 30
2021-01-18 14:00 | 14:00 | 6.7554 | 30
2021-01-18 14:30 | 14:30 | 7.5992 | 30
2021-01-18 15:00 | 15:00 | 7.6244 | 30
2021-01-18 15:30 | 15:30 | 9.3109 | 30
2021-01-18 16:00 | 16:00 | 9.8458 | 30
2021-01-18 16:30 | 16:30 | 9.6655 | 30
2021-01-18 17:00 | 17:00 | 9.6485 | 30
2021-01-18 17:30 | 17:30 | 9.6731 | 30
2021-01-18 18:00 | 18:00 | 9.842 | 30
2021-01-18 18:30 | 18:30 | 9.7906 | 30
2021-01-18 19:00 | 19:00 | 9.5462 | 30
2021-01-18 19:30 | 19:30 | 8.9861 | 30
2021-01-18 20:00 | 20:00 | 8.6174 | 30
2021-01-18 20:30 | 20:30 | 8.0643 | 30
2021-01-18 21:00 | 21:00 | 7.1285 | 30
2021-01-18 21:30 | 21:30 | 6.5394 | 30
2021-01-18 22:00 | 22:00 | 6.0201 | 30
2021-01-18 22:30 | 22:30 | 6.9279 | 30
2021-01-18 23:00 | 23:00 | 6.8219 | 30
2021-01-18 23:30 | 23:30 | 6.1554 | 30
2021-01-19 | 0:00 | 5.4906 | 30
2021-01-19 00:30 | 0:30 | 5.0823 | 30
2021-01-19 01:00 | 1:00 | 4.8411 | 30
2021-01-19 01:30 | 1:30 | 4.6212 | 30
2021-01-19 02:00 | 2:00 | 4.4552 | 30
2021-01-19 02:30 | 2:30 | 4.1159 | 30
2021-01-19 03:00 | 3:00 | 4.0435 | 30
2021-01-19 03:30 | 3:30 | 4.0526 | 30
2021-01-19 04:00 | 4:00 | 4.1067 | 30
2021-01-19 04:30 | 4:30 | 4.2491 | 30
2021-01-19 05:00 | 5:00 | 4.4922 | 30
2021-01-19 05:30 | 5:30 | 4.6748 | 30
2021-01-19 06:00 | 6:00 | 4.5504 | 30
2021-01-19 06:30 | 6:30 | 4.4012 | 30
2021-01-19 07:00 | 7:00 | 3.8803 | 30
2021-01-19 07:30 | 7:30 | 3.8081 | 30
2021-01-19 08:00 | 8:00 | 3.4469 | 30
2021-01-19 08:30 | 8:30 | 2.9519 | 30
2021-01-19 09:00 | 9:00 | 3.3517 | 30
2021-01-19 09:30 | 9:30 | 1.741 | 30
2021-01-19 10:00 | 10:00 | 1.0269 | 30
2021-01-19 10:30 | 10:30 | 0.61707 | 30
2021-01-19 11:00 | 11:00 | 0.59042 | 30
2021-01-19 11:30 | 11:30 | 0.76843 | 30
2021-01-19 12:00 | 12:00 | 0.88649 | 30
2021-01-19 12:30 | 12:30 | 1.0709 | 30
2021-01-19 13:00 | 13:00 | 1.0834 | 30
2021-01-19 13:30 | 13:30 | 2.0177 | 30
2021-01-19 14:00 | 14:00 | 4.3596 | 30
2021-01-19 14:30 | 14:30 | 8.1224 | 30
2021-01-19 15:00 | 15:00 | 5.5664 | 30
2021-01-19 15:30 | 15:30 | 6.2423 | 30
2021-01-19 16:00 | 16:00 | 8.0157 | 30
2021-01-19 16:30 | 16:30 | 9.3794 | 30
2021-01-19 17:00 | 17:00 | 10.5018 | 30
2021-01-19 17:30 | 17:30 | 11.3299 | 30
2021-01-19 18:00 | 18:00 | 11.8209 | 30
2021-01-19 18:30 | 18:30 | 11.8705 | 30
2021-01-19 19:00 | 19:00 | 11.7762 | 30
2021-01-19 19:30 | 19:30 | 11.3469 | 30
2021-01-19 20:00 | 20:00 | 10.7727 | 30
2021-01-19 20:30 | 20:30 | 10.0171 | 30
2021-01-19 21:00 | 21:00 | 9.4195 | 30
2021-01-19 21:30 | 21:30 | 8.893 | 30
2021-01-19 22:00 | 22:00 | 8.1689 | 30
2021-01-19 22:30 | 22:30 | 8.0808 | 30
2021-01-19 23:00 | 23:00 | 7.2326 | 30
2021-01-19 23:30 | 23:30 | 6.1807 | 30
2021-01-20 | 0:00 | 5.5572 | 30
2021-01-20 00:30 | 0:30 | 5.3155 | 30
2021-01-20 01:00 | 1:00 | 5.0439 | 30
2021-01-20 01:30 | 1:30 | 4.8985 | 30
2021-01-20 02:00 | 2:00 | 4.7872 | 30
2021-01-20 02:30 | 2:30 | 4.9705 | 30
2021-01-20 03:00 | 3:00 | 5.0319 | 30
2021-01-20 03:30 | 3:30 | 4.881 | 30
2021-01-20 04:00 | 4:00 | 5.2165 | 30
2021-01-20 04:30 | 4:30 | 5.4234 | 30
2021-01-20 05:00 | 5:00 | 5.6058 | 30
2021-01-20 05:30 | 5:30 | 5.5499 | 30
2021-01-20 06:00 | 6:00 | 5.415 | 30
2021-01-20 06:30 | 6:30 | 5.1663 | 30
2021-01-20 07:00 | 7:00 | 4.9994 | 30
2021-01-20 07:30 | 7:30 | 4.8475 | 30
2021-01-20 08:00 | 8:00 | 5.1633 | 30
2021-01-20 08:30 | 8:30 | 5.9487 | 30
2021-01-20 09:00 | 9:00 | 4.7079 | 30
2021-01-20 09:30 | 9:30 | 3.7574 | 30
2021-01-20 10:00 | 10:00 | 1.279 | 30
2021-01-20 10:30 | 10:30 | 1.9599 | 30
2021-01-20 11:00 | 11:00 | 0.97539 | 30
2021-01-20 11:30 | 11:30 | 2.2042 | 30
2021-01-20 12:00 | 12:00 | 3.7111 | 30
2021-01-20 12:30 | 12:30 | 3.0092 | 30
2021-01-20 13:00 | 13:00 | 1.7495 | 30
2021-01-20 13:30 | 13:30 | 1.1934 | 30
2021-01-20 14:00 | 14:00 | 1.5682 | 30
2021-01-20 14:30 | 14:30 | 2.2339 | 30
2021-01-20 15:00 | 15:00 | 2.3585 | 30
2021-01-20 15:30 | 15:30 | 3.0462 | 30
2021-01-20 16:00 | 16:00 | 5.5433 | 30
2021-01-20 16:30 | 16:30 | 7.4042 | 30
2021-01-20 17:00 | 17:00 | 7.7123 | 30
2021-01-20 17:30 | 17:30 | 7.3966 | 30
2021-01-20 18:00 | 18:00 | 7.9495 | 30
2021-01-20 18:30 | 18:30 | 8.4984 | 30
2021-01-20 19:00 | 19:00 | 9.6415 | 30
2021-01-20 19:30 | 19:30 | 9.7024 | 30
2021-01-20 20:00 | 20:00 | 9.2607 | 30
2021-01-20 20:30 | 20:30 | 8.7045 | 30
2021-01-20 21:00 | 21:00 | 8.791 | 30
2021-01-20 21:30 | 21:30 | 8.6153 | 30
2021-01-20 22:00 | 22:00 | 7.3201 | 30
2021-01-20 22:30 | 22:30 | 7.4591 | 30
2021-01-20 23:00 | 23:00 | 6.6109 | 30
2021-01-20 23:30 | 23:30 | 5.7423 | 30
2021-01-21 | 0:00 | 5.2745 | 30
2021-01-21 00:30 | 0:30 | 5.0902 | 30
2021-01-21 01:00 | 1:00 | 4.9165 | 30
2021-01-21 01:30 | 1:30 | 4.6803 | 30
2021-01-21 02:00 | 2:00 | 4.5619 | 30
2021-01-21 02:30 | 2:30 | 4.5883 | 30
2021-01-21 03:00 | 3:00 | 4.5751 | 30
2021-01-21 03:30 | 3:30 | 4.628 | 30
2021-01-21 04:00 | 4:00 | 4.6638 | 30
2021-01-21 04:30 | 4:30 | 4.7429 | 30
2021-01-21 05:00 | 5:00 | 5.031 | 30
2021-01-21 05:30 | 5:30 | 5.2964 | 30
2021-01-21 06:00 | 6:00 | 5.3722 | 30
2021-01-21 06:30 | 6:30 | 5.3536 | 30
2021-01-21 07:00 | 7:00 | 4.591 | 30
2021-01-21 07:30 | 7:30 | 3.8635 | 30
2021-01-21 08:00 | 8:00 | 3.7224 | 30
2021-01-21 08:30 | 8:30 | 3.1508 | 30
2021-01-21 09:00 | 9:00 | 2.2012 | 30
2021-01-21 09:30 | 9:30 | 2.7292 | 30
2021-01-21 10:00 | 10:00 | 3.5152 | 30
2021-01-21 10:30 | 10:30 | 3.308 | 30
2021-01-21 11:00 | 11:00 | 5.3596 | 30
2021-01-21 11:30 | 11:30 | 3.9281 | 30
2021-01-21 12:00 | 12:00 | 5.0892 | 30
2021-01-21 12:30 | 12:30 | 4.8973 | 30
2021-01-21 13:00 | 13:00 | 3.959 | 30
2021-01-21 13:30 | 13:30 | 3.83 | 30
2021-01-21 14:00 | 14:00 | 1.9554 | 30
2021-01-21 14:30 | 14:30 | 2.2234 | 30
2021-01-21 15:00 | 15:00 | 3.6694 | 30
2021-01-21 15:30 | 15:30 | 2.43 | 30
2021-01-21 16:00 | 16:00 | 3.9275 | 30
2021-01-21 16:30 | 16:30 | 5.1015 | 30
2021-01-21 17:00 | 17:00 | 6.5567 | 30
2021-01-21 17:30 | 17:30 | 7.4463 | 30
2021-01-21 18:00 | 18:00 | 8.2034 | 30
2021-01-21 18:30 | 18:30 | 8.8081 | 30
2021-01-21 19:00 | 19:00 | 9.0018 | 30
2021-01-21 19:30 | 19:30 | 9.0747 | 30
2021-01-21 20:00 | 20:00 | 9.0422 | 30
2021-01-21 20:30 | 20:30 | 8.6223 | 30
2021-01-21 21:00 | 21:00 | 8.2751 | 30
2021-01-21 21:30 | 21:30 | 7.7442 | 30
2021-01-21 22:00 | 22:00 | 7.0989 | 30
2021-01-21 22:30 | 22:30 | 7.1531 | 30
2021-01-21 23:00 | 23:00 | 6.7649 | 30
2021-01-21 23:30 | 23:30 | 6.0585 | 30
2021-01-22 | 0:00 | 5.5734 | 30
2021-01-22 00:30 | 0:30 | 5.3048 | 30
2021-01-22 01:00 | 1:00 | 5.0219 | 30
2021-01-22 01:30 | 1:30 | 4.5125 | 30
2021-01-22 02:00 | 2:00 | 4.4562 | 30
2021-01-22 02:30 | 2:30 | 4.472 | 30
2021-01-22 03:00 | 3:00 | 4.9378 | 30
2021-01-22 03:30 | 3:30 | 4.92 | 30
2021-01-22 04:00 | 4:00 | 4.9859 | 30
2021-01-22 04:30 | 4:30 | 5.0822 | 30
2021-01-22 05:00 | 5:00 | 5.1833 | 30
2021-01-22 05:30 | 5:30 | 4.9959 | 30
2021-01-22 06:00 | 6:00 | 4.9834 | 30
2021-01-22 06:30 | 6:30 | 3.7369 | 30
2021-01-22 07:00 | 7:00 | 3.8781 | 30
2021-01-22 07:30 | 7:30 | 3.2856 | 30
2021-01-22 08:00 | 8:00 | 3.1583 | 30
2021-01-22 08:30 | 8:30 | 2.3797 | 30
2021-01-22 09:00 | 9:00 | 3.1662 | 30
2021-01-22 09:30 | 9:30 | 2.2354 | 30
2021-01-22 10:00 | 10:00 | 0.55837 | 30
2021-01-22 10:30 | 10:30 | 0.54323 | 30
2021-01-22 11:00 | 11:00 | 0.42825 | 30
2021-01-22 11:30 | 11:30 | 0.22589 | 30
2021-01-22 12:00 | 12:00 | 0.83889 | 30
2021-01-22 12:30 | 12:30 | 0.60065 | 30
2021-01-22 13:00 | 13:00 | 2.134 | 30
2021-01-22 13:30 | 13:30 | 3.1761 | 30
2021-01-22 14:00 | 14:00 | 4.2414 | 30
2021-01-22 14:30 | 14:30 | 5.1057 | 30
2021-01-22 15:00 | 15:00 | 5.1494 | 30
2021-01-22 15:30 | 15:30 | 5.0704 | 30
2021-01-22 16:00 | 16:00 | 4.6961 | 30
2021-01-22 16:30 | 16:30 | 6.2752 | 30
2021-01-22 17:00 | 17:00 | 6.1279 | 30
2021-01-22 17:30 | 17:30 | 7.5078 | 30
2021-01-22 18:00 | 18:00 | 8.7982 | 30
2021-01-22 18:30 | 18:30 | 8.9721 | 30
2021-01-22 19:00 | 19:00 | 9.1097 | 30
2021-01-22 19:30 | 19:30 | 9.1017 | 30
2021-01-22 20:00 | 20:00 | 8.8483 | 30
2021-01-22 20:30 | 20:30 | 8.2961 | 30
2021-01-22 21:00 | 21:00 | 7.8573 | 30
2021-01-22 21:30 | 21:30 | 7.5827 | 30
2021-01-22 22:00 | 22:00 | 7.032 | 30
2021-01-22 22:30 | 22:30 | 7.2406 | 30
2021-01-22 23:00 | 23:00 | 7.2077 | 30
2021-01-22 23:30 | 23:30 | 6.5739 | 30
2021-01-23 | 0:00 | 5.9619 | 30
2021-01-23 00:30 | 0:30 | 5.7942 | 30
2021-01-23 01:00 | 1:00 | 5.5627 | 30
2021-01-23 01:30 | 1:30 | 5.3832 | 30
2021-01-23 02:00 | 2:00 | 5.2854 | 30
2021-01-23 02:30 | 2:30 | 5.1715 | 30
2021-01-23 03:00 | 3:00 | 5.0716 | 30
2021-01-23 03:30 | 3:30 | 4.7904 | 30
2021-01-23 04:00 | 4:00 | 4.5782 | 30
2021-01-23 04:30 | 4:30 | 4.5675 | 30
2021-01-23 05:00 | 5:00 | 4.5607 | 30
2021-01-23 05:30 | 5:30 | 4.2598 | 30
2021-01-23 06:00 | 6:00 | 3.9085 | 30
2021-01-23 06:30 | 6:30 | 3.4429 | 30
2021-01-23 07:00 | 7:00 | 2.9563 | 30
2021-01-23 07:30 | 7:30 | 2.6661 | 30
2021-01-23 08:00 | 8:00 | 3.0167 | 30
2021-01-23 08:30 | 8:30 | 2.9487 | 30
2021-01-23 09:00 | 9:00 | 2.2047 | 30
2021-01-23 09:30 | 9:30 | 2.4068 | 30
2021-01-23 10:00 | 10:00 | 2.2701 | 30
2021-01-23 10:30 | 10:30 | 2.2125 | 30
2021-01-23 11:00 | 11:00 | 2.3155 | 30
2021-01-23 11:30 | 11:30 | 1.9622 | 30
2021-01-23 12:00 | 12:00 | 1.915 | 30
2021-01-23 12:30 | 12:30 | 2.4471 | 30
2021-01-23 13:00 | 13:00 | 1.1948 | 30
2021-01-23 13:30 | 13:30 | 1.4631 | 30
2021-01-23 14:00 | 14:00 | 2.1608 | 30
2021-01-23 14:30 | 14:30 | 2.6293 | 30
2021-01-23 15:00 | 15:00 | 3.5427 | 30
2021-01-23 15:30 | 15:30 | 4.6912 | 30
2021-01-23 16:00 | 16:00 | 6.1949 | 30
2021-01-23 16:30 | 16:30 | 7.475 | 30
2021-01-23 17:00 | 17:00 | 8.5122 | 30
2021-01-23 17:30 | 17:30 | 9.1163 | 30
2021-01-23 18:00 | 18:00 | 9.7566 | 30
2021-01-23 18:30 | 18:30 | 9.9176 | 30
2021-01-23 19:00 | 19:00 | 9.8539 | 30
2021-01-23 19:30 | 19:30 | 9.7225 | 30
2021-01-23 20:00 | 20:00 | 9.3053 | 30
2021-01-23 20:30 | 20:30 | 9.3552 | 30
2021-01-23 21:00 | 21:00 | 9.103 | 30
2021-01-23 21:30 | 21:30 | 8.5534 | 30
2021-01-23 22:00 | 22:00 | 8.0899 | 30
2021-01-23 22:30 | 22:30 | 8.3194 | 30
2021-01-23 23:00 | 23:00 | 8.0026 | 30
2021-01-23 23:30 | 23:30 | 7.2417 | 30
2021-01-24 | 0:00 | 6.6517 | 30
2021-01-24 00:30 | 0:30 | 6.329 | 30
2021-01-24 01:00 | 1:00 | 5.9121 | 30
2021-01-24 01:30 | 1:30 | 5.2329 | 30
2021-01-24 02:00 | 2:00 | 5.0315 | 30
2021-01-24 02:30 | 2:30 | 4.9459 | 30
2021-01-24 03:00 | 3:00 | 4.7955 | 30
2021-01-24 03:30 | 3:30 | 4.4903 | 30
2021-01-24 04:00 | 4:00 | 4.4301 | 30
2021-01-24 04:30 | 4:30 | 4.4674 | 30
2021-01-24 05:00 | 5:00 | 4.4626 | 30
2021-01-24 05:30 | 5:30 | 4.0993 | 30
2021-01-24 06:00 | 6:00 | 3.91 | 30
2021-01-24 06:30 | 6:30 | 3.7876 | 30
2021-01-24 07:00 | 7:00 | 3.084 | 30
2021-01-24 07:30 | 7:30 | 2.621 | 30
2021-01-24 08:00 | 8:00 | 1.898 | 30
2021-01-24 08:30 | 8:30 | 2.6804 | 30
2021-01-24 09:00 | 9:00 | 2.3531 | 30
2021-01-24 09:30 | 9:30 | 1.7596 | 30
2021-01-24 10:00 | 10:00 | 1.5248 | 30
2021-01-24 10:30 | 10:30 | 2.0767 | 30
2021-01-24 11:00 | 11:00 | 2.0646 | 30
2021-01-24 11:30 | 11:30 | 1.3495 | 30
2021-01-24 12:00 | 12:00 | 1.4325 | 30
2021-01-24 12:30 | 12:30 | 2.1033 | 30
2021-01-24 13:00 | 13:00 | 2.9856 | 30
2021-01-24 13:30 | 13:30 | 3.2836 | 30
2021-01-24 14:00 | 14:00 | 3.463 | 30
2021-01-24 14:30 | 14:30 | 4.5463 | 30
2021-01-24 15:00 | 15:00 | 4.3072 | 30
2021-01-24 15:30 | 15:30 | 4.9788 | 30
2021-01-24 16:00 | 16:00 | 6.2489 | 30
2021-01-24 16:30 | 16:30 | 7.6802 | 30
2021-01-24 17:00 | 17:00 | 9.1524 | 30
2021-01-24 17:30 | 17:30 | 10.1745 | 30
2021-01-24 18:00 | 18:00 | 10.4929 | 30
2021-01-24 18:30 | 18:30 | 10.4529 | 30
2021-01-24 19:00 | 19:00 | 10.3483 | 30
2021-01-24 19:30 | 19:30 | 10.0644 | 30
2021-01-24 20:00 | 20:00 | 9.6669 | 30
2021-01-24 20:30 | 20:30 | 9.0048 | 30
2021-01-24 21:00 | 21:00 | 8.4677 | 30
2021-01-24 21:30 | 21:30 | 7.7205 | 30
2021-01-24 22:00 | 22:00 | 7.1164 | 30
2021-01-24 22:30 | 22:30 | 7.0912 | 30
2021-01-24 23:00 | 23:00 | 6.5844 | 30
2021-01-24 23:30 | 23:30 | 5.9304 | 30
2021-01-25 | 0:00 | 5.4484 | 30
2021-01-25 00:30 | 0:30 | 5.1179 | 30
2021-01-25 01:00 | 1:00 | 4.7255 | 30
2021-01-25 01:30 | 1:30 | 4.5035 | 30
2021-01-25 02:00 | 2:00 | 4.4476 | 30
2021-01-25 02:30 | 2:30 | 4.3272 | 30
2021-01-25 03:00 | 3:00 | 4.4322 | 30
2021-01-25 03:30 | 3:30 | 4.7712 | 30
2021-01-25 04:00 | 4:00 | 4.7816 | 30
2021-01-25 04:30 | 4:30 | 4.6644 | 30
2021-01-25 05:00 | 5:00 | 4.7701 | 30
2021-01-25 05:30 | 5:30 | 4.9646 | 30
2021-01-25 06:00 | 6:00 | 4.9764 | 30
2021-01-25 06:30 | 6:30 | 5.6473 | 30
2021-01-25 07:00 | 7:00 | 4.8788 | 30
2021-01-25 07:30 | 7:30 | 5.1858 | 30
2021-01-25 08:00 | 8:00 | 4.9993 | 30
2021-01-25 08:30 | 8:30 | 3.4799 | 30
2021-01-25 09:00 | 9:00 | 4.3908 | 30
2021-01-25 09:30 | 9:30 | 3.5559 | 30
2021-01-25 10:00 | 10:00 | 2.8546 | 30
2021-01-25 10:30 | 10:30 | 4.0229 | 30
2021-01-25 11:00 | 11:00 | 5.4964 | 30
2021-01-25 11:30 | 11:30 | 4.2382 | 30
2021-01-25 12:00 | 12:00 | 5.2547 | 30
2021-01-25 12:30 | 12:30 | 3.8939 | 30
2021-01-25 13:00 | 13:00 | 4.6103 | 30
2021-01-25 13:30 | 13:30 | 3.8488 | 30
2021-01-25 14:00 | 14:00 | 4.2773 | 30
2021-01-25 14:30 | 14:30 | 4.4884 | 30
2021-01-25 15:00 | 15:00 | 5.9283 | 30
2021-01-25 15:30 | 15:30 | 6.9377 | 30
2021-01-25 16:00 | 16:00 | 7.3019 | 30
2021-01-25 16:30 | 16:30 | 8.8364 | 30
2021-01-25 17:00 | 17:00 | 9.571 | 30
2021-01-25 17:30 | 17:30 | 10.8244 | 30
2021-01-25 18:00 | 18:00 | 10.927 | 30
2021-01-25 18:30 | 18:30 | 11.3216 | 30
2021-01-25 19:00 | 19:00 | 11.1862 | 30
2021-01-25 19:30 | 19:30 | 10.7489 | 30
2021-01-25 20:00 | 20:00 | 9.9147 | 30
2021-01-25 20:30 | 20:30 | 9.3451 | 30
2021-01-25 21:00 | 21:00 | 8.7299 | 30
2021-01-25 21:30 | 21:30 | 8.3143 | 30
2021-01-25 22:00 | 22:00 | 7.6098 | 30
2021-01-25 22:30 | 22:30 | 7.6566 | 30
2021-01-25 23:00 | 23:00 | 7.2793 | 30
2021-01-25 23:30 | 23:30 | 6.5513 | 30
2021-01-26 | 0:00 | 6.0419 | 30
2021-01-26 00:30 | 0:30 | 5.7079 | 30
2021-01-26 01:00 | 1:00 | 5.458 | 30
2021-01-26 01:30 | 1:30 | 5.3028 | 30
2021-01-26 02:00 | 2:00 | 5.1393 | 30
2021-01-26 02:30 | 2:30 | 4.9979 | 30
2021-01-26 03:00 | 3:00 | 4.9794 | 30
2021-01-26 03:30 | 3:30 | 4.9193 | 30
2021-01-26 04:00 | 4:00 | 4.9106 | 30
2021-01-26 04:30 | 4:30 | 4.6548 | 30
2021-01-26 05:00 | 5:00 | 4.6413 | 30
2021-01-26 05:30 | 5:30 | 4.3515 | 30
2021-01-26 06:00 | 6:00 | 3.8879 | 30
2021-01-26 06:30 | 6:30 | 3.3412 | 30
2021-01-26 07:00 | 7:00 | 2.8088 | 30
2021-01-26 07:30 | 7:30 | 2.2083 | 30
2021-01-26 08:00 | 8:00 | 1.623 | 30
2021-01-26 08:30 | 8:30 | 1.1799 | 30
2021-01-26 09:00 | 9:00 | 1.3789 | 30
2021-01-26 09:30 | 9:30 | 1.64 | 30
2021-01-26 10:00 | 10:00 | 1.8913 | 30
2021-01-26 10:30 | 10:30 | 1.951 | 30
2021-01-26 11:00 | 11:00 | 2.5877 | 30
2021-01-26 11:30 | 11:30 | 3.504 | 30
2021-01-26 12:00 | 12:00 | 3.5739 | 30
2021-01-26 12:30 | 12:30 | 3.6226 | 30
2021-01-26 13:00 | 13:00 | 4.373 | 30
2021-01-26 13:30 | 13:30 | 4.6444 | 30
2021-01-26 14:00 | 14:00 | 4.328 | 30
2021-01-26 14:30 | 14:30 | 4.8765 | 30
2021-01-26 15:00 | 15:00 | 5.6148 | 30
2021-01-26 15:30 | 15:30 | 6.711 | 30
2021-01-26 16:00 | 16:00 | 7.9682 | 30
2021-01-26 16:30 | 16:30 | 9.4911 | 30
2021-01-26 17:00 | 17:00 | 10.8263 | 30
2021-01-26 17:30 | 17:30 | 11.9598 | 30
2021-01-26 18:00 | 18:00 | 12.3735 | 30
2021-01-26 18:30 | 18:30 | 12.363 | 30
2021-01-26 19:00 | 19:00 | 12.1182 | 30
2021-01-26 19:30 | 19:30 | 11.8552 | 30
2021-01-26 20:00 | 20:00 | 11.3657 | 30
2021-01-26 20:30 | 20:30 | 10.9229 | 30
2021-01-26 21:00 | 21:00 | 10.0569 | 30
2021-01-26 21:30 | 21:30 | 9.3461 | 30
2021-01-26 22:00 | 22:00 | 8.5342 | 30
2021-01-26 22:30 | 22:30 | 8.4583 | 30
2021-01-26 23:00 | 23:00 | 7.7911 | 30
2021-01-26 23:30 | 23:30 | 7.0207 | 30
2021-01-27 | 0:00 | 6.0107 | 30
2021-01-27 00:30 | 0:30 | 5.3126 | 30
2021-01-27 01:00 | 1:00 | 5.0727 | 30
2021-01-27 01:30 | 1:30 | 4.9014 | 30
2021-01-27 02:00 | 2:00 | 4.7357 | 30
2021-01-27 02:30 | 2:30 | 5.2378 | 30
2021-01-27 03:00 | 3:00 | 5.3425 | 30
2021-01-27 03:30 | 3:30 | 5.3225 | 30
2021-01-27 04:00 | 4:00 | 5.4178 | 30
2021-01-27 04:30 | 4:30 | 5.386 | 30
2021-01-27 05:00 | 5:00 | 5.5055 | 30
2021-01-27 05:30 | 5:30 | 5.6651 | 30
2021-01-27 06:00 | 6:00 | 5.6338 | 30
2021-01-27 06:30 | 6:30 | 5.2671 | 30
2021-01-27 07:00 | 7:00 | 4.9976 | 30
2021-01-27 07:30 | 7:30 | 4.4536 | 30
2021-01-27 08:00 | 8:00 | 3.7307 | 30
2021-01-27 08:30 | 8:30 | 3.7916 | 30
2021-01-27 09:00 | 9:00 | 2.794 | 30
2021-01-27 09:30 | 9:30 | 2.3783 | 30
2021-01-27 10:00 | 10:00 | 2.4873 | 30
2021-01-27 10:30 | 10:30 | 2.5484 | 30
2021-01-27 11:00 | 11:00 | 3.8882 | 30
2021-01-27 11:30 | 11:30 | 4.9776 | 30
2021-01-27 12:00 | 12:00 | 4.8043 | 30
2021-01-27 12:30 | 12:30 | 4.9559 | 30
2021-01-27 13:00 | 13:00 | 4.9259 | 30
2021-01-27 13:30 | 13:30 | 5.5539 | 30
2021-01-27 14:00 | 14:00 | 5.2597 | 30
2021-01-27 14:30 | 14:30 | 6.6518 | 30
2021-01-27 15:00 | 15:00 | 7.0279 | 30
2021-01-27 15:30 | 15:30 | 8.4998 | 30
2021-01-27 16:00 | 16:00 | 9.8843 | 30
2021-01-27 16:30 | 16:30 | 11.2984 | 30
2021-01-27 17:00 | 17:00 | 12.1598 | 30
2021-01-27 17:30 | 17:30 | 13.0404 | 30
2021-01-27 18:00 | 18:00 | 13.1979 | 30
2021-01-27 18:30 | 18:30 | 13.0088 | 30
2021-01-27 19:00 | 19:00 | 12.6531 | 30
2021-01-27 19:30 | 19:30 | 12.1465 | 30
2021-01-27 20:00 | 20:00 | 11.3378 | 30
2021-01-27 20:30 | 20:30 | 10.6611 | 30
2021-01-27 21:00 | 21:00 | 9.8967 | 30
2021-01-27 21:30 | 21:30 | 8.9232 | 30
2021-01-27 22:00 | 22:00 | 8.0964 | 30
2021-01-27 22:30 | 22:30 | 7.9461 | 30
2021-01-27 23:00 | 23:00 | 7.3733 | 30
2021-01-27 23:30 | 23:30 | 6.6393 | 30
2021-01-28 | 0:00 | 6.0063 | 30
2021-01-28 00:30 | 0:30 | 5.6754 | 30
2021-01-28 01:00 | 1:00 | 5.3791 | 30
2021-01-28 01:30 | 1:30 | 5.2751 | 30
2021-01-28 02:00 | 2:00 | 5.1436 | 30
2021-01-28 02:30 | 2:30 | 5.1017 | 30
2021-01-28 03:00 | 3:00 | 5.0386 | 30
2021-01-28 03:30 | 3:30 | 4.9915 | 30
2021-01-28 04:00 | 4:00 | 4.7739 | 30
2021-01-28 04:30 | 4:30 | 4.7438 | 30
2021-01-28 05:00 | 5:00 | 5.048 | 30
2021-01-28 05:30 | 5:30 | 5.4381 | 30
2021-01-28 06:00 | 6:00 | 5.6416 | 30
2021-01-28 06:30 | 6:30 | 5.5218 | 30
2021-01-28 07:00 | 7:00 | 5.0565 | 30
2021-01-28 07:30 | 7:30 | 5.1249 | 30
2021-01-28 08:00 | 8:00 | 3.8627 | 30
2021-01-28 08:30 | 8:30 | 2.6941 | 30
2021-01-28 09:00 | 9:00 | 2.3159 | 30
2021-01-28 09:30 | 9:30 | 0.91013 | 30
2021-01-28 10:00 | 10:00 | 0.97575 | 30
2021-01-28 10:30 | 10:30 | 2.2336 | 30
2021-01-28 11:00 | 11:00 | 1.0417 | 30
2021-01-28 11:30 | 11:30 | 0.62364 | 30
2021-01-28 12:00 | 12:00 | 0.52816 | 30
2021-01-28 12:30 | 12:30 | 0.79958 | 30
2021-01-28 13:00 | 13:00 | 1.8777 | 30
2021-01-28 13:30 | 13:30 | 2.1528 | 30
2021-01-28 14:00 | 14:00 | 2.5889 | 30
2021-01-28 14:30 | 14:30 | 3.2992 | 30
2021-01-28 15:00 | 15:00 | 4.5371 | 30
2021-01-28 15:30 | 15:30 | 5.9256 | 30
2021-01-28 16:00 | 16:00 | 8.1299 | 30
2021-01-28 16:30 | 16:30 | 9.0462 | 30
2021-01-28 17:00 | 17:00 | 9.3302 | 30
2021-01-28 17:30 | 17:30 | 9.7711 | 30
2021-01-28 18:00 | 18:00 | 10.2677 | 30
2021-01-28 18:30 | 18:30 | 10.9057 | 30
2021-01-28 19:00 | 19:00 | 10.8753 | 30
2021-01-28 19:30 | 19:30 | 10.5416 | 30
2021-01-28 20:00 | 20:00 | 10.0657 | 30
2021-01-28 20:30 | 20:30 | 9.5146 | 30
2021-01-28 21:00 | 21:00 | 8.9771 | 30
2021-01-28 21:30 | 21:30 | 8.3691 | 30
2021-01-28 22:00 | 22:00 | 7.632 | 30
2021-01-28 22:30 | 22:30 | 7.6706 | 30
2021-01-28 23:00 | 23:00 | 6.8597 | 30
2021-01-28 23:30 | 23:30 | 6.4259 | 30
2021-01-29 | 0:00 | 5.7656 | 30
2021-01-29 00:30 | 0:30 | 5.413 | 30
2021-01-29 01:00 | 1:00 | 5.0354 | 30
2021-01-29 01:30 | 1:30 | 4.82 | 30
2021-01-29 02:00 | 2:00 | 4.6457 | 30
2021-01-29 02:30 | 2:30 | 4.5939 | 30
2021-01-29 03:00 | 3:00 | 4.4853 | 30
2021-01-29 03:30 | 3:30 | 4.4703 | 30
2021-01-29 04:00 | 4:00 | 4.5383 | 30
2021-01-29 04:30 | 4:30 | 4.585 | 30
2021-01-29 05:00 | 5:00 | 4.6652 | 30
2021-01-29 05:30 | 5:30 | 4.8646 | 30
2021-01-29 06:00 | 6:00 | 4.9517 | 30
2021-01-29 06:30 | 6:30 | 4.7073 | 30
2021-01-29 07:00 | 7:00 | 4.3173 | 30
2021-01-29 07:30 | 7:30 | 4.07 | 30
2021-01-29 08:00 | 8:00 | 3.7896 | 30
2021-01-29 08:30 | 8:30 | 3.2432 | 30
2021-01-29 09:00 | 9:00 | 1.5392 | 30
2021-01-29 09:30 | 9:30 | 1.5383 | 30
2021-01-29 10:00 | 10:00 | 2.5545 | 30
2021-01-29 10:30 | 10:30 | 1.2753 | 30
2021-01-29 11:00 | 11:00 | 1.5842 | 30
2021-01-29 11:30 | 11:30 | 1.0644 | 30
2021-01-29 12:00 | 12:00 | 1.4805 | 30
2021-01-29 12:30 | 12:30 | 2.3652 | 30
2021-01-29 13:00 | 13:00 | 3.0078 | 30
2021-01-29 13:30 | 13:30 | 2.3399 | 30
2021-01-29 14:00 | 14:00 | 3.0374 | 30
2021-01-29 14:30 | 14:30 | 3.5163 | 30
2021-01-29 15:00 | 15:00 | 4.8643 | 30
2021-01-29 15:30 | 15:30 | 5.5024 | 30
2021-01-29 16:00 | 16:00 | 6.6331 | 30
2021-01-29 16:30 | 16:30 | 8.4938 | 30
2021-01-29 17:00 | 17:00 | 9.6016 | 30
2021-01-29 17:30 | 17:30 | 9.3571 | 30
2021-01-29 18:00 | 18:00 | 9.8695 | 30
2021-01-29 18:30 | 18:30 | 10.3322 | 30
2021-01-29 19:00 | 19:00 | 10.6656 | 30
2021-01-29 19:30 | 19:30 | 11.1119 | 30
2021-01-29 20:00 | 20:00 | 9.9863 | 30
2021-01-29 20:30 | 20:30 | 10.4676 | 30
2021-01-29 21:00 | 21:00 | 10.1497 | 30
2021-01-29 21:30 | 21:30 | 9.0632 | 30
2021-01-29 22:00 | 22:00 | 8.3646 | 30
2021-01-29 22:30 | 22:30 | 8.4251 | 30
2021-01-29 23:00 | 23:00 | 8.0246 | 30
2021-01-29 23:30 | 23:30 | 7.1337 | 30
2021-01-30 | 0:00 | 6.6098 | 30
2021-01-30 00:30 | 0:30 | 6.3621 | 30
2021-01-30 01:00 | 1:00 | 6.184 | 30
2021-01-30 01:30 | 1:30 | 6.0071 | 30
2021-01-30 02:00 | 2:00 | 5.9397 | 30
2021-01-30 02:30 | 2:30 | 5.8191 | 30
2021-01-30 03:00 | 3:00 | 5.7031 | 30
2021-01-30 03:30 | 3:30 | 5.6605 | 30
2021-01-30 04:00 | 4:00 | 5.6129 | 30
2021-01-30 04:30 | 4:30 | 5.2255 | 30
2021-01-30 05:00 | 5:00 | 5.0619 | 30
2021-01-30 05:30 | 5:30 | 5.0222 | 30
2021-01-30 06:00 | 6:00 | 4.4886 | 30
2021-01-30 06:30 | 6:30 | 4.2656 | 30
2021-01-30 07:00 | 7:00 | 4.0501 | 30
2021-01-30 07:30 | 7:30 | 4.0229 | 30
2021-01-30 08:00 | 8:00 | 3.492 | 30
2021-01-30 08:30 | 8:30 | 3.2891 | 30
2021-01-30 09:00 | 9:00 | 3.9417 | 30
2021-01-30 09:30 | 9:30 | 3.285 | 30
2021-01-30 10:00 | 10:00 | 3.6781 | 30
2021-01-30 10:30 | 10:30 | 3.8664 | 30
2021-01-30 11:00 | 11:00 | 3.138 | 30
2021-01-30 11:30 | 11:30 | 4.1832 | 30
2021-01-30 12:00 | 12:00 | 3.6922 | 30
2021-01-30 12:30 | 12:30 | 4.1825 | 30
2021-01-30 13:00 | 13:00 | 4.7717 | 30
2021-01-30 13:30 | 13:30 | 4.9582 | 30
2021-01-30 14:00 | 14:00 | 5.6639 | 30
2021-01-30 14:30 | 14:30 | 5.8964 | 30
2021-01-30 15:00 | 15:00 | 7.6666 | 30
2021-01-30 15:30 | 15:30 | 8.5765 | 30
2021-01-30 16:00 | 16:00 | 8.8239 | 30
2021-01-30 16:30 | 16:30 | 9.8921 | 30
2021-01-30 17:00 | 17:00 | 10.7356 | 30
2021-01-30 17:30 | 17:30 | 11.3878 | 30
2021-01-30 18:00 | 18:00 | 11.4456 | 30
2021-01-30 18:30 | 18:30 | 11.6134 | 30
2021-01-30 19:00 | 19:00 | 11.2147 | 30
2021-01-30 19:30 | 19:30 | 10.5103 | 30
2021-01-30 20:00 | 20:00 | 10.1795 | 30
2021-01-30 20:30 | 20:30 | 10.1134 | 30
2021-01-30 21:00 | 21:00 | 9.6129 | 30
2021-01-30 21:30 | 21:30 | 9.1162 | 30
2021-01-30 22:00 | 22:00 | 8.7832 | 30
2021-01-30 22:30 | 22:30 | 8.7301 | 30
2021-01-30 23:00 | 23:00 | 8.2404 | 30
2021-01-30 23:30 | 23:30 | 7.5151 | 30
2021-01-31 | 0:00 | 6.9397 | 30
2021-01-31 00:30 | 0:30 | 5.729 | 30
2021-01-31 01:00 | 1:00 | 5.4881 | 30
2021-01-31 01:30 | 1:30 | 5.2762 | 30
2021-01-31 02:00 | 2:00 | 5.1776 | 30
2021-01-31 02:30 | 2:30 | 5.1181 | 30
2021-01-31 03:00 | 3:00 | 5.0727 | 30
2021-01-31 03:30 | 3:30 | 4.9465 | 30
2021-01-31 04:00 | 4:00 | 5.2646 | 30
2021-01-31 04:30 | 4:30 | 5.5081 | 30
2021-01-31 05:00 | 5:00 | 5.943 | 30
2021-01-31 05:30 | 5:30 | 6.079 | 30
2021-01-31 06:00 | 6:00 | 5.5427 | 30
2021-01-31 06:30 | 6:30 | 5.6945 | 30
2021-01-31 07:00 | 7:00 | 4.7805 | 30
2021-01-31 07:30 | 7:30 | 5.0115 | 30
2021-01-31 08:00 | 8:00 | 4.047 | 30
2021-01-31 08:30 | 8:30 | 3.9314 | 30
2021-01-31 09:00 | 9:00 | 4.6234 | 30
2021-01-31 09:30 | 9:30 | 5.3452 | 30
2021-01-31 10:00 | 10:00 | 3.3543 | 30
2021-01-31 10:30 | 10:30 | 2.9263 | 30
2021-01-31 11:00 | 11:00 | 2.5251 | 30
2021-01-31 11:30 | 11:30 | 3.3898 | 30
2021-01-31 12:00 | 12:00 | 2.2583 | 30
2021-01-31 12:30 | 12:30 | 6.3557 | 30
2021-01-31 13:00 | 13:00 | 7.7467 | 30
2021-01-31 13:30 | 13:30 | 8.0828 | 30
2021-01-31 14:00 | 14:00 | 6.7939 | 30
2021-01-31 14:30 | 14:30 | 3.4024 | 30
2021-01-31 15:00 | 15:00 | 4.2557 | 30
2021-01-31 15:30 | 15:30 | 6.0196 | 30
2021-01-31 16:00 | 16:00 | 8.0707 | 30
2021-01-31 16:30 | 16:30 | 9.5882 | 30
2021-01-31 17:00 | 17:00 | 11.1875 | 30
2021-01-31 17:30 | 17:30 | 11.6785 | 30
2021-01-31 18:00 | 18:00 | 12.4437 | 30
2021-01-31 18:30 | 18:30 | 12.4637 | 30
2021-01-31 19:00 | 19:00 | 12.3434 | 30
2021-01-31 19:30 | 19:30 | 11.8575 | 30
2021-01-31 20:00 | 20:00 | 11.1681 | 30
2021-01-31 20:30 | 20:30 | 10.5638 | 30
2021-01-31 21:00 | 21:00 | 10.003 | 30
2021-01-31 21:30 | 21:30 | 9.5114 | 30
2021-01-31 22:00 | 22:00 | 8.7026 | 30
2021-01-31 22:30 | 22:30 | 8.8002 | 30
2021-01-31 23:00 | 23:00 | 8.2406 | 30
2021-01-31 23:30 | 23:30 | 7.5357 | 30
2021-02-01 | 0:00 | 6.8879 | 30
2021-02-01 00:30 | 0:30 | 6.6612 | 30
2021-02-01 01:00 | 1:00 | 6.2491 | 30
2021-02-01 01:30 | 1:30 | 4.5207 | 30
2021-02-01 02:00 | 2:00 | 4.4905 | 30
2021-02-01 02:30 | 2:30 | 5.156 | 30
2021-02-01 03:00 | 3:00 | 6.0807 | 30
2021-02-01 03:30 | 3:30 | 6.0835 | 30
2021-02-01 04:00 | 4:00 | 6.1093 | 30
2021-02-01 04:30 | 4:30 | 6.1914 | 30
2021-02-01 05:00 | 5:00 | 6.3964 | 30
2021-02-01 05:30 | 5:30 | 6.632 | 30
2021-02-01 06:00 | 6:00 | 6.6422 | 30
2021-02-01 06:30 | 6:30 | 6.2345 | 30
2021-02-01 07:00 | 7:00 | 5.176 | 30
2021-02-01 07:30 | 7:30 | 6.0024 | 30
2021-02-01 08:00 | 8:00 | 6.2947 | 30
2021-02-01 08:30 | 8:30 | 3.0898 | 30
2021-02-01 09:00 | 9:00 | 3.0347 | 30
2021-02-01 09:30 | 9:30 | 2.1087 | 30
2021-02-01 10:00 | 10:00 | 2.875 | 30
2021-02-01 10:30 | 10:30 | 3.395 | 30
2021-02-01 11:00 | 11:00 | 3.8808 | 30
2021-02-01 11:30 | 11:30 | 2.7111 | 30
2021-02-01 12:00 | 12:00 | 4.4903 | 30
2021-02-01 12:30 | 12:30 | 2.7074 | 30
2021-02-01 13:00 | 13:00 | 3.0916 | 30
2021-02-01 13:30 | 13:30 | 3.2007 | 30
2021-02-01 14:00 | 14:00 | 3.3207 | 30
2021-02-01 14:30 | 14:30 | 4.0834 | 30
2021-02-01 15:00 | 15:00 | 4.6123 | 30
2021-02-01 15:30 | 15:30 | 5.3474 | 30
2021-02-01 16:00 | 16:00 | 6.7092 | 30
2021-02-01 16:30 | 16:30 | 8.0155 | 30
2021-02-01 17:00 | 17:00 | 9.4556 | 30
2021-02-01 17:30 | 17:30 | 10.3995 | 30
2021-02-01 18:00 | 18:00 | 10.8726 | 30
2021-02-01 18:30 | 18:30 | 11.1935 | 30
2021-02-01 19:00 | 19:00 | 11.29 | 30
2021-02-01 19:30 | 19:30 | 10.8917 | 30
2021-02-01 20:00 | 20:00 | 10.2991 | 30
2021-02-01 20:30 | 20:30 | 9.761 | 30
2021-02-01 21:00 | 21:00 | 9.3334 | 30
2021-02-01 21:30 | 21:30 | 8.6394 | 30
2021-02-01 22:00 | 22:00 | 7.9113 | 30
2021-02-01 22:30 | 22:30 | 8.0008 | 30
2021-02-01 23:00 | 23:00 | 7.1918 | 30
2021-02-01 23:30 | 23:30 | 5.5463 | 30
2021-02-02 | 0:00 | 5.0967 | 30
2021-02-02 00:30 | 0:30 | 4.8401 | 30
2021-02-02 01:00 | 1:00 | 4.5737 | 30
2021-02-02 01:30 | 1:30 | 4.9232 | 30
2021-02-02 02:00 | 2:00 | 6.3033 | 30
2021-02-02 02:30 | 2:30 | 6.2495 | 30
2021-02-02 03:00 | 3:00 | 5.5226 | 30
2021-02-02 03:30 | 3:30 | 5.4291 | 30
2021-02-02 04:00 | 4:00 | 5.4785 | 30
2021-02-02 04:30 | 4:30 | 4.8332 | 30
2021-02-02 05:00 | 5:00 | 4.8482 | 30
2021-02-02 05:30 | 5:30 | 5.009 | 30
2021-02-02 06:00 | 6:00 | 5.2498 | 30
2021-02-02 06:30 | 6:30 | 5.3722 | 30
2021-02-02 07:00 | 7:00 | 4.0628 | 30
2021-02-02 07:30 | 7:30 | 3.7027 | 30
2021-02-02 08:00 | 8:00 | 3.2124 | 30
2021-02-02 08:30 | 8:30 | 5.7747 | 30
2021-02-02 09:00 | 9:00 | 6.3795 | 30
2021-02-02 09:30 | 9:30 | 7.2055 | 30
2021-02-02 10:00 | 10:00 | 7.0365 | 30
2021-02-02 10:30 | 10:30 | 7.2363 | 30
2021-02-02 11:00 | 11:00 | 7.0905 | 30
2021-02-02 11:30 | 11:30 | 6.5884 | 30
2021-02-02 12:00 | 12:00 | 6.3031 | 30
2021-02-02 12:30 | 12:30 | 5.3782 | 30
2021-02-02 13:00 | 13:00 | 5.8322 | 30
2021-02-02 13:30 | 13:30 | 5.6436 | 30
2021-02-02 14:00 | 14:00 | 5.5214 | 30
2021-02-02 14:30 | 14:30 | 5.4118 | 30
2021-02-02 15:00 | 15:00 | 6.2343 | 30
2021-02-02 15:30 | 15:30 | 6.6296 | 30
2021-02-02 16:00 | 16:00 | 7.1154 | 30
2021-02-02 16:30 | 16:30 | 7.4733 | 30
2021-02-02 17:00 | 17:00 | 8.9745 | 30
2021-02-02 17:30 | 17:30 | 9.081 | 30
2021-02-02 18:00 | 18:00 | 9.663 | 30
2021-02-02 18:30 | 18:30 | 10.2805 | 30
2021-02-02 19:00 | 19:00 | 10.531 | 30
2021-02-02 19:30 | 19:30 | 10.3073 | 30
2021-02-02 20:00 | 20:00 | 10.0902 | 30
2021-02-02 20:30 | 20:30 | 9.6216 | 30
2021-02-02 21:00 | 21:00 | 9.0676 | 30
2021-02-02 21:30 | 21:30 | 8.6042 | 30
2021-02-02 22:00 | 22:00 | 7.9676 | 30
2021-02-02 22:30 | 22:30 | 8.0567 | 30
2021-02-02 23:00 | 23:00 | 7.7055 | 30
2021-02-02 23:30 | 23:30 | 7.0521 | 30
2021-02-03 | 0:00 | 6.487 | 30
2021-02-03 00:30 | 0:30 | 4.8721 | 30
2021-02-03 01:00 | 1:00 | 4.5316 | 30
2021-02-03 01:30 | 1:30 | 4.3908 | 30
2021-02-03 02:00 | 2:00 | 4.3625 | 30
2021-02-03 02:30 | 2:30 | 5.3458 | 30
2021-02-03 03:00 | 3:00 | 5.6333 | 30
2021-02-03 03:30 | 3:30 | 5.3084 | 30
2021-02-03 04:00 | 4:00 | 4.9275 | 30
2021-02-03 04:30 | 4:30 | 5.0932 | 30
2021-02-03 05:00 | 5:00 | 5.2771 | 30
2021-02-03 05:30 | 5:30 | 5.3972 | 30
2021-02-03 06:00 | 6:00 | 5.3189 | 30
2021-02-03 06:30 | 6:30 | 6.1055 | 30
2021-02-03 07:00 | 7:00 | 5.6361 | 30
2021-02-03 07:30 | 7:30 | 5.2438 | 30
2021-02-03 08:00 | 8:00 | 3.8641 | 30
2021-02-03 08:30 | 8:30 | 4.1348 | 30
2021-02-03 09:00 | 9:00 | 3.1343 | 30
2021-02-03 09:30 | 9:30 | 2.3844 | 30
2021-02-03 10:00 | 10:00 | 3.6774 | 30
2021-02-03 10:30 | 10:30 | 5.6745 | 30
2021-02-03 11:00 | 11:00 | 3.8074 | 30
2021-02-03 11:30 | 11:30 | 2.1165 | 30
2021-02-03 12:00 | 12:00 | 0.92125 | 30
2021-02-03 12:30 | 12:30 | 2.3391 | 30
2021-02-03 13:00 | 13:00 | 1.4107 | 30
2021-02-03 13:30 | 13:30 | 2.4647 | 30
2021-02-03 14:00 | 14:00 | 2.2473 | 30
2021-02-03 14:30 | 14:30 | 2.5295 | 30
2021-02-03 15:00 | 15:00 | 2.8098 | 30
2021-02-03 15:30 | 15:30 | 3.1017 | 30
2021-02-03 16:00 | 16:00 | 6.2318 | 30
2021-02-03 16:30 | 16:30 | 7.6666 | 30
2021-02-03 17:00 | 17:00 | 8.8729 | 30
2021-02-03 17:30 | 17:30 | 9.5546 | 30
2021-02-03 18:00 | 18:00 | 9.6903 | 30
2021-02-03 18:30 | 18:30 | 10.2152 | 30
2021-02-03 19:00 | 19:00 | 11.1978 | 30
2021-02-03 19:30 | 19:30 | 9.2697 | 30
2021-02-03 20:00 | 20:00 | 8.4719 | 30
2021-02-03 20:30 | 20:30 | 9.156 | 30
2021-02-03 21:00 | 21:00 | 9.5599 | 30
2021-02-03 21:30 | 21:30 | 9.0297 | 30
2021-02-03 22:00 | 22:00 | 8.2786 | 30
2021-02-03 22:30 | 22:30 | 8.2236 | 30
2021-02-03 23:00 | 23:00 | 7.8529 | 30
2021-02-03 23:30 | 23:30 | 7.05 | 30
2021-02-04 | 0:00 | 6.5919 | 30
2021-02-04 00:30 | 0:30 | 6.3378 | 30
2021-02-04 01:00 | 1:00 | 6.0964 | 30
2021-02-04 01:30 | 1:30 | 5.9064 | 30
2021-02-04 02:00 | 2:00 | 5.895 | 30
2021-02-04 02:30 | 2:30 | 5.7812 | 30
2021-02-04 03:00 | 3:00 | 5.7439 | 30
2021-02-04 03:30 | 3:30 | 5.7332 | 30
2021-02-04 04:00 | 4:00 | 5.8274 | 30
2021-02-04 04:30 | 4:30 | 5.8963 | 30
2021-02-04 05:00 | 5:00 | 6.1615 | 30
2021-02-04 05:30 | 5:30 | 6.3142 | 30
2021-02-04 06:00 | 6:00 | 6.1482 | 30
2021-02-04 06:30 | 6:30 | 5.5756 | 30
2021-02-04 07:00 | 7:00 | 4.9664 | 30
2021-02-04 07:30 | 7:30 | 4.1096 | 30
2021-02-04 08:00 | 8:00 | 3.1078 | 30
2021-02-04 08:30 | 8:30 | 2.3369 | 30
2021-02-04 09:00 | 9:00 | 1.9436 | 30
2021-02-04 09:30 | 9:30 | 2.0899 | 30
2021-02-04 10:00 | 10:00 | 2.2388 | 30
2021-02-04 10:30 | 10:30 | 1.3809 | 30
2021-02-04 11:00 | 11:00 | 1.1559 | 30
2021-02-04 11:30 | 11:30 | 1.8598 | 30
2021-02-04 12:00 | 12:00 | 1.8579 | 30
2021-02-04 12:30 | 12:30 | 2.2013 | 30
2021-02-04 13:00 | 13:00 | 2.3079 | 30
2021-02-04 13:30 | 13:30 | 2.6316 | 30
2021-02-04 14:00 | 14:00 | 3.4857 | 30
2021-02-04 14:30 | 14:30 | 2.5699 | 30
2021-02-04 15:00 | 15:00 | 4.9082 | 30
2021-02-04 15:30 | 15:30 | 6.1005 | 30
2021-02-04 16:00 | 16:00 | 7.5876 | 30
2021-02-04 16:30 | 16:30 | 8.9413 | 30
2021-02-04 17:00 | 17:00 | 10.0528 | 30
2021-02-04 17:30 | 17:30 | 10.7883 | 30
2021-02-04 18:00 | 18:00 | 11.3632 | 30
2021-02-04 18:30 | 18:30 | 11.4354 | 30
2021-02-04 19:00 | 19:00 | 11.5649 | 30
2021-02-04 19:30 | 19:30 | 11.2721 | 30
2021-02-04 20:00 | 20:00 | 10.6692 | 30
2021-02-04 20:30 | 20:30 | 10.109 | 30
2021-02-04 21:00 | 21:00 | 9.4598 | 30
2021-02-04 21:30 | 21:30 | 8.9318 | 30
2021-02-04 22:00 | 22:00 | 8.1828 | 30
2021-02-04 22:30 | 22:30 | 8.1525 | 30
2021-02-04 23:00 | 23:00 | 7.6591 | 30
2021-02-04 23:30 | 23:30 | 6.9012 | 30
2021-02-05 | 0:00 | 6.4349 | 30
2021-02-05 00:30 | 0:30 | 5.9185 | 30
2021-02-05 01:00 | 1:00 | 5.3679 | 30
2021-02-05 01:30 | 1:30 | 4.988 | 30
2021-02-05 02:00 | 2:00 | 4.5854 | 30
2021-02-05 02:30 | 2:30 | 4.392 | 30
2021-02-05 03:00 | 3:00 | 4.2668 | 30
2021-02-05 03:30 | 3:30 | 4.2992 | 30
2021-02-05 04:00 | 4:00 | 4.274 | 30
2021-02-05 04:30 | 4:30 | 4.4032 | 30
2021-02-05 05:00 | 5:00 | 4.5494 | 30
2021-02-05 05:30 | 5:30 | 4.639 | 30
2021-02-05 06:00 | 6:00 | 4.4929 | 30
2021-02-05 06:30 | 6:30 | 4.2819 | 30
2021-02-05 07:00 | 7:00 | 4.1496 | 30
2021-02-05 07:30 | 7:30 | 3.6818 | 30
2021-02-05 08:00 | 8:00 | 2.892 | 30
2021-02-05 08:30 | 8:30 | 3.0978 | 30
2021-02-05 09:00 | 9:00 | 2.5477 | 30
2021-02-05 09:30 | 9:30 | 1.4545 | 30
2021-02-05 10:00 | 10:00 | 1.8722 | 30
2021-02-05 10:30 | 10:30 | 1.5863 | 30
2021-02-05 11:00 | 11:00 | 2.1818 | 30
2021-02-05 11:30 | 11:30 | 2.6443 | 30
2021-02-05 12:00 | 12:00 | 3.4641 | 30
2021-02-05 12:30 | 12:30 | 2.4582 | 30
2021-02-05 13:00 | 13:00 | 2.7996 | 30
2021-02-05 13:30 | 13:30 | 3.0278 | 30
2021-02-05 14:00 | 14:00 | 4.629 | 30
2021-02-05 14:30 | 14:30 | 4.2181 | 30
2021-02-05 15:00 | 15:00 | 5.5091 | 30
2021-02-05 15:30 | 15:30 | 8.0264 | 30
2021-02-05 16:00 | 16:00 | 8.0937 | 30
2021-02-05 16:30 | 16:30 | 8.9828 | 30
2021-02-05 17:00 | 17:00 | 9.681 | 30
2021-02-05 17:30 | 17:30 | 10.1763 | 30
2021-02-05 18:00 | 18:00 | 10.5074 | 30
2021-02-05 18:30 | 18:30 | 10.7051 | 30
2021-02-05 19:00 | 19:00 | 10.7862 | 30
2021-02-05 19:30 | 19:30 | 10.4988 | 30
2021-02-05 20:00 | 20:00 | 10.114 | 30
2021-02-05 20:30 | 20:30 | 9.678 | 30
2021-02-05 21:00 | 21:00 | 9.3397 | 30
2021-02-05 21:30 | 21:30 | 8.7909 | 30
2021-02-05 22:00 | 22:00 | 8.1588 | 30
2021-02-05 22:30 | 22:30 | 8.2565 | 30
2021-02-05 23:00 | 23:00 | 7.7376 | 30
2021-02-05 23:30 | 23:30 | 6.9703 | 30
2021-02-06 | 0:00 | 6.3824 | 30
2021-02-06 00:30 | 0:30 | 6.0632 | 30
2021-02-06 01:00 | 1:00 | 5.8662 | 30
2021-02-06 01:30 | 1:30 | 5.7461 | 30
2021-02-06 02:00 | 2:00 | 5.617 | 30
2021-02-06 02:30 | 2:30 | 5.6094 | 30
2021-02-06 03:00 | 3:00 | 5.5246 | 30
2021-02-06 03:30 | 3:30 | 5.5036 | 30
2021-02-06 04:00 | 4:00 | 5.4333 | 30
2021-02-06 04:30 | 4:30 | 5.4368 | 30
2021-02-06 05:00 | 5:00 | 5.552 | 30
2021-02-06 05:30 | 5:30 | 5.6581 | 30
2021-02-06 06:00 | 6:00 | 5.4158 | 30
2021-02-06 06:30 | 6:30 | 4.7299 | 30
2021-02-06 07:00 | 7:00 | 4.4781 | 30
2021-02-06 07:30 | 7:30 | 4.0131 | 30
2021-02-06 08:00 | 8:00 | 3.6825 | 30
2021-02-06 08:30 | 8:30 | 4.0426 | 30
2021-02-06 09:00 | 9:00 | 3.7865 | 30
2021-02-06 09:30 | 9:30 | 3.5928 | 30
2021-02-06 10:00 | 10:00 | 3.4374 | 30
2021-02-06 10:30 | 10:30 | 3.6103 | 30
2021-02-06 11:00 | 11:00 | 3.3949 | 30
2021-02-06 11:30 | 11:30 | 4.3537 | 30
2021-02-06 12:00 | 12:00 | 4.9675 | 30
2021-02-06 12:30 | 12:30 | 5.8912 | 30
2021-02-06 13:00 | 13:00 | 5.834 | 30
2021-02-06 13:30 | 13:30 | 6.5246 | 30
2021-02-06 14:00 | 14:00 | 7.0924 | 30
2021-02-06 14:30 | 14:30 | 7.7148 | 30
2021-02-06 15:00 | 15:00 | 7.5316 | 30
2021-02-06 15:30 | 15:30 | 8.4457 | 30
2021-02-06 16:00 | 16:00 | 9.9194 | 30
2021-02-06 16:30 | 16:30 | 11.0653 | 30
2021-02-06 17:00 | 17:00 | 11.3397 | 30
2021-02-06 17:30 | 17:30 | 11.9386 | 30
2021-02-06 18:00 | 18:00 | 11.9157 | 30
2021-02-06 18:30 | 18:30 | 11.701 | 30
2021-02-06 19:00 | 19:00 | 11.5016 | 30
2021-02-06 19:30 | 19:30 | 11.1149 | 30
2021-02-06 20:00 | 20:00 | 10.621 | 30
2021-02-06 20:30 | 20:30 | 10.0894 | 30
2021-02-06 21:00 | 21:00 | 9.5676 | 30
2021-02-06 21:30 | 21:30 | 9.0088 | 30
2021-02-06 22:00 | 22:00 | 8.1529 | 30
2021-02-06 22:30 | 22:30 | 8.1204 | 30
2021-02-06 23:00 | 23:00 | 7.6612 | 30
2021-02-06 23:30 | 23:30 | 6.9326 | 30
2021-02-07 | 0:00 | 6.4068 | 30
2021-02-07 00:30 | 0:30 | 6.0204 | 30
2021-02-07 01:00 | 1:00 | 5.6796 | 30
2021-02-07 01:30 | 1:30 | 5.4996 | 30
2021-02-07 02:00 | 2:00 | 5.3581 | 30
2021-02-07 02:30 | 2:30 | 5.2032 | 30
2021-02-07 03:00 | 3:00 | 5.0742 | 30
2021-02-07 03:30 | 3:30 | 5.0865 | 30
2021-02-07 04:00 | 4:00 | 5.037 | 30
2021-02-07 04:30 | 4:30 | 5.1046 | 30
2021-02-07 05:00 | 5:00 | 5.1191 | 30
2021-02-07 05:30 | 5:30 | 5.0584 | 30
2021-02-07 06:00 | 6:00 | 4.8501 | 30
2021-02-07 06:30 | 6:30 | 4.4384 | 30
2021-02-07 07:00 | 7:00 | 4.2292 | 30
2021-02-07 07:30 | 7:30 | 4.6455 | 30
2021-02-07 08:00 | 8:00 | 4.9902 | 30
2021-02-07 08:30 | 8:30 | 3.9439 | 30
2021-02-07 09:00 | 9:00 | 2.1001 | 30
2021-02-07 09:30 | 9:30 | 3.3105 | 30
2021-02-07 10:00 | 10:00 | 3.974 | 30
2021-02-07 10:30 | 10:30 | 6.3915 | 30
2021-02-07 11:00 | 11:00 | 4.4414 | 30
2021-02-07 11:30 | 11:30 | 5.3946 | 30
2021-02-07 12:00 | 12:00 | 7.164 | 30
2021-02-07 12:30 | 12:30 | 7.6875 | 30
2021-02-07 13:00 | 13:00 | 7.1031 | 30
2021-02-07 13:30 | 13:30 | 8.7166 | 30
2021-02-07 14:00 | 14:00 | 9.9157 | 30
2021-02-07 14:30 | 14:30 | 9.4126 | 30
2021-02-07 15:00 | 15:00 | 10.6225 | 30
2021-02-07 15:30 | 15:30 | 12.2247 | 30
2021-02-07 16:00 | 16:00 | 12.5294 | 30
2021-02-07 16:30 | 16:30 | 12.1896 | 30
2021-02-07 17:00 | 17:00 | 11.4994 | 30
2021-02-07 17:30 | 17:30 | 12.2333 | 30
2021-02-07 18:00 | 18:00 | 12.6097 | 30
2021-02-07 18:30 | 18:30 | 14.5445 | 30
2021-02-07 19:00 | 19:00 | 14.3967 | 30
2021-02-07 19:30 | 19:30 | 13.6799 | 30
2021-02-07 20:00 | 20:00 | 12.865 | 30
2021-02-07 20:30 | 20:30 | 11.7976 | 30
2021-02-07 21:00 | 21:00 | 10.9762 | 30
2021-02-07 21:30 | 21:30 | 8.9302 | 30
2021-02-07 22:00 | 22:00 | 7.9613 | 30
2021-02-07 22:30 | 22:30 | 7.8197 | 30
2021-02-07 23:00 | 23:00 | 7.4477 | 30
2021-02-07 23:30 | 23:30 | 7.5751 | 30
2021-02-08 | 0:00 | 6.802 | 30
2021-02-08 00:30 | 0:30 | 6.783 | 30
2021-02-08 01:00 | 1:00 | 6.587 | 30
2021-02-08 01:30 | 1:30 | 6.2664 | 30
2021-02-08 02:00 | 2:00 | 6.2219 | 30
2021-02-08 02:30 | 2:30 | 6.0861 | 30
2021-02-08 03:00 | 3:00 | 5.845 | 30
2021-02-08 03:30 | 3:30 | 5.6464 | 30
2021-02-08 04:00 | 4:00 | 5.5592 | 30
2021-02-08 04:30 | 4:30 | 5.543 | 30
2021-02-08 05:00 | 5:00 | 5.7379 | 30
2021-02-08 05:30 | 5:30 | 5.7138 | 30
2021-02-08 06:00 | 6:00 | 5.8605 | 30
2021-02-08 06:30 | 6:30 | 6.8584 | 30
2021-02-08 07:00 | 7:00 | 6.5703 | 30
2021-02-08 07:30 | 7:30 | 5.7306 | 30
2021-02-08 08:00 | 8:00 | 4.4461 | 30
2021-02-08 08:30 | 8:30 | 4.3052 | 30
2021-02-08 09:00 | 9:00 | 3.1064 | 30
2021-02-08 09:30 | 9:30 | 2.1442 | 30
2021-02-08 10:00 | 10:00 | 2.0949 | 30
2021-02-08 10:30 | 10:30 | 3.0048 | 30
2021-02-08 11:00 | 11:00 | 7.244 | 30
2021-02-08 11:30 | 11:30 | 7.3134 | 30
2021-02-08 12:00 | 12:00 | 6.9565 | 30
2021-02-08 12:30 | 12:30 | 6.174 | 30
2021-02-08 13:00 | 13:00 | 6.4734 | 30
2021-02-08 13:30 | 13:30 | 4.8843 | 30
2021-02-08 14:00 | 14:00 | 6.564 | 30
2021-02-08 14:30 | 14:30 | 5.3382 | 30
2021-02-08 15:00 | 15:00 | 4.8269 | 30
2021-02-08 15:30 | 15:30 | 6.1038 | 30
2021-02-08 16:00 | 16:00 | 6.9731 | 30
2021-02-08 16:30 | 16:30 | 7.6121 | 30
2021-02-08 17:00 | 17:00 | 9.8789 | 30
2021-02-08 17:30 | 17:30 | 10.7797 | 30
2021-02-08 18:00 | 18:00 | 11.2098 | 30
2021-02-08 18:30 | 18:30 | 11.2992 | 30
2021-02-08 19:00 | 19:00 | 11.2118 | 30
2021-02-08 19:30 | 19:30 | 10.9998 | 30
2021-02-08 20:00 | 20:00 | 10.3526 | 30
2021-02-08 20:30 | 20:30 | 9.6379 | 30
2021-02-08 21:00 | 21:00 | 8.7867 | 30
2021-02-08 21:30 | 21:30 | 7.9574 | 30
2021-02-08 22:00 | 22:00 | 7.2697 | 30
2021-02-08 22:30 | 22:30 | 7.2046 | 30
2021-02-08 23:00 | 23:00 | 6.8514 | 30
2021-02-08 23:30 | 23:30 | 6.0892 | 30
2021-02-09 | 0:00 | 5.5511 | 30
2021-02-09 00:30 | 0:30 | 5.2636 | 30
2021-02-09 01:00 | 1:00 | 5.168 | 30
2021-02-09 01:30 | 1:30 | 4.9396 | 30
2021-02-09 02:00 | 2:00 | 4.9035 | 30
2021-02-09 02:30 | 2:30 | 4.8168 | 30
2021-02-09 03:00 | 3:00 | 4.7579 | 30
2021-02-09 03:30 | 3:30 | 4.7943 | 30
2021-02-09 04:00 | 4:00 | 4.8357 | 30
2021-02-09 04:30 | 4:30 | 4.8646 | 30
2021-02-09 05:00 | 5:00 | 4.9935 | 30
2021-02-09 05:30 | 5:30 | 5.1386 | 30
2021-02-09 06:00 | 6:00 | 5.1399 | 30
2021-02-09 06:30 | 6:30 | 4.9519 | 30
2021-02-09 07:00 | 7:00 | 5.0151 | 30
2021-02-09 07:30 | 7:30 | 4.1689 | 30
2021-02-09 08:00 | 8:00 | 3.2839 | 30
2021-02-09 08:30 | 8:30 | 3.9735 | 30
2021-02-09 09:00 | 9:00 | 1.89 | 30
2021-02-09 09:30 | 9:30 | 1.3633 | 30
2021-02-09 10:00 | 10:00 | 1.3532 | 30
2021-02-09 10:30 | 10:30 | 0.98661 | 30
2021-02-09 11:00 | 11:00 | 1.4245 | 30
2021-02-09 11:30 | 11:30 | 2.3543 | 30
2021-02-09 12:00 | 12:00 | 1.9576 | 30
2021-02-09 12:30 | 12:30 | 1.1865 | 30
2021-02-09 13:00 | 13:00 | 3.3509 | 30
2021-02-09 13:30 | 13:30 | 3.7611 | 30
2021-02-09 14:00 | 14:00 | 4.4959 | 30
2021-02-09 14:30 | 14:30 | 4.3189 | 30
2021-02-09 15:00 | 15:00 | 4.8887 | 30
2021-02-09 15:30 | 15:30 | 5.7229 | 30
2021-02-09 16:00 | 16:00 | 6.331 | 30
2021-02-09 16:30 | 16:30 | 7.4659 | 30
2021-02-09 17:00 | 17:00 | 8.1755 | 30
2021-02-09 17:30 | 17:30 | 9.4046 | 30
2021-02-09 18:00 | 18:00 | 9.8888 | 30
2021-02-09 18:30 | 18:30 | 10.3711 | 30
2021-02-09 19:00 | 19:00 | 10.2794 | 30
2021-02-09 19:30 | 19:30 | 9.9456 | 30
2021-02-09 20:00 | 20:00 | 9.1821 | 30
2021-02-09 20:30 | 20:30 | 8.5573 | 30
2021-02-09 21:00 | 21:00 | 7.9596 | 30
2021-02-09 21:30 | 21:30 | 7.428 | 30
2021-02-09 22:00 | 22:00 | 6.7384 | 30
2021-02-09 22:30 | 22:30 | 7.1451 | 30
2021-02-09 23:00 | 23:00 | 7.3181 | 30
2021-02-09 23:30 | 23:30 | 6.5233 | 30
2021-02-10 | 0:00 | 6.0549 | 30
2021-02-10 00:30 | 0:30 | 5.8846 | 30
2021-02-10 01:00 | 1:00 | 5.6535 | 30
2021-02-10 01:30 | 1:30 | 5.4872 | 30
2021-02-10 02:00 | 2:00 | 5.1747 | 30
2021-02-10 02:30 | 2:30 | 3.8928 | 30
2021-02-10 03:00 | 3:00 | 3.8494 | 30
2021-02-10 03:30 | 3:30 | 4.4034 | 30
2021-02-10 04:00 | 4:00 | 5.3549 | 30
2021-02-10 04:30 | 4:30 | 5.5002 | 30
2021-02-10 05:00 | 5:00 | 5.7447 | 30
2021-02-10 05:30 | 5:30 | 5.8503 | 30
2021-02-10 06:00 | 6:00 | 5.9907 | 30
2021-02-10 06:30 | 6:30 | 5.4322 | 30
2021-02-10 07:00 | 7:00 | 4.5858 | 30
2021-02-10 07:30 | 7:30 | 3.4964 | 30
2021-02-10 08:00 | 8:00 | 4.0163 | 30
2021-02-10 08:30 | 8:30 | 3.7088 | 30
2021-02-10 09:00 | 9:00 | 1.9742 | 30
2021-02-10 09:30 | 9:30 | 1.5699 | 30
2021-02-10 10:00 | 10:00 | 3.5479 | 30
2021-02-10 10:30 | 10:30 | 3.9769 | 30
2021-02-10 11:00 | 11:00 | 3.0577 | 30
2021-02-10 11:30 | 11:30 | 2.3791 | 30
2021-02-10 12:00 | 12:00 | 3.5745 | 30
2021-02-10 12:30 | 12:30 | 1.3285 | 30
2021-02-10 13:00 | 13:00 | 0.72175 | 30
2021-02-10 13:30 | 13:30 | 2.2691 | 30
2021-02-10 14:00 | 14:00 | 1.4334 | 30
2021-02-10 14:30 | 14:30 | 3.2955 | 30
2021-02-10 15:00 | 15:00 | 3.2041 | 30
2021-02-10 15:30 | 15:30 | 4.2352 | 30
2021-02-10 16:00 | 16:00 | 5.5516 | 30
2021-02-10 16:30 | 16:30 | 7.4997 | 30
2021-02-10 17:00 | 17:00 | 7.8886 | 30
2021-02-10 17:30 | 17:30 | 8.8667 | 30
2021-02-10 18:00 | 18:00 | 9.0733 | 30
2021-02-10 18:30 | 18:30 | 9.5323 | 30
2021-02-10 19:00 | 19:00 | 9.2697 | 30
2021-02-10 19:30 | 19:30 | 8.8526 | 30
2021-02-10 20:00 | 20:00 | 8.3179 | 30
2021-02-10 20:30 | 20:30 | 7.8439 | 30
2021-02-10 21:00 | 21:00 | 7.3272 | 30
2021-02-10 21:30 | 21:30 | 6.8956 | 30
2021-02-10 22:00 | 22:00 | 6.1871 | 30
2021-02-10 22:30 | 22:30 | 6.6359 | 30
2021-02-10 23:00 | 23:00 | 6.7491 | 30
2021-02-10 23:30 | 23:30 | 6.0673 | 30
2021-02-11 | 0:00 | 5.5798 | 30
2021-02-11 00:30 | 0:30 | 5.3167 | 30
2021-02-11 01:00 | 1:00 | 4.9316 | 30
2021-02-11 01:30 | 1:30 | 3.9199 | 30
2021-02-11 02:00 | 2:00 | 5.2521 | 30
2021-02-11 02:30 | 2:30 | 5.4821 | 30
2021-02-11 03:00 | 3:00 | 5.4512 | 30
2021-02-11 03:30 | 3:30 | 5.4881 | 30
2021-02-11 04:00 | 4:00 | 5.0194 | 30
2021-02-11 04:30 | 4:30 | 4.0232 | 30
2021-02-11 05:00 | 5:00 | 5.1493 | 30
2021-02-11 05:30 | 5:30 | 5.4804 | 30
2021-02-11 06:00 | 6:00 | 4.8491 | 30
2021-02-11 06:30 | 6:30 | 4.3484 | 30
2021-02-11 07:00 | 7:00 | 3.8227 | 30
2021-02-11 07:30 | 7:30 | 3.1985 | 30
2021-02-11 08:00 | 8:00 | 2.0616 | 30
2021-02-11 08:30 | 8:30 | 1.3806 | 30
2021-02-11 09:00 | 9:00 | 1.7848 | 30
2021-02-11 09:30 | 9:30 | 1.023 | 30
2021-02-11 10:00 | 10:00 | 2.6124 | 30
2021-02-11 10:30 | 10:30 | 3.4922 | 30
2021-02-11 11:00 | 11:00 | 4.7789 | 30
2021-02-11 11:30 | 11:30 | 4.6228 | 30
2021-02-11 12:00 | 12:00 | 4.3756 | 30
2021-02-11 12:30 | 12:30 | 5.3207 | 30
2021-02-11 13:00 | 13:00 | 2.6648 | 30
2021-02-11 13:30 | 13:30 | 2.9175 | 30
2021-02-11 14:00 | 14:00 | 3.5944 | 30
2021-02-11 14:30 | 14:30 | 4.2942 | 30
2021-02-11 15:00 | 15:00 | 2.894 | 30
2021-02-11 15:30 | 15:30 | 4.1565 | 30
2021-02-11 16:00 | 16:00 | 5.5473 | 30
2021-02-11 16:30 | 16:30 | 7.2534 | 30
2021-02-11 17:00 | 17:00 | 8.379 | 30
2021-02-11 17:30 | 17:30 | 9.3123 | 30
2021-02-11 18:00 | 18:00 | 10.1687 | 30
2021-02-11 18:30 | 18:30 | 10.472 | 30
2021-02-11 19:00 | 19:00 | 10.5728 | 30
2021-02-11 19:30 | 19:30 | 10.1506 | 30
2021-02-11 20:00 | 20:00 | 9.8124 | 30
2021-02-11 20:30 | 20:30 | 9.4452 | 30
2021-02-11 21:00 | 21:00 | 8.693 | 30
2021-02-11 21:30 | 21:30 | 8.2567 | 30
2021-02-11 22:00 | 22:00 | 7.5257 | 30
2021-02-11 22:30 | 22:30 | 7.5499 | 30
2021-02-11 23:00 | 23:00 | 7.2287 | 30
2021-02-11 23:30 | 23:30 | 6.2647 | 30
2021-02-12 | 0:00 | 5.4973 | 30
2021-02-12 00:30 | 0:30 | 4.9415 | 30
2021-02-12 01:00 | 1:00 | 4.7251 | 30
2021-02-12 01:30 | 1:30 | 4.5162 | 30
2021-02-12 02:00 | 2:00 | 4.4779 | 30
2021-02-12 02:30 | 2:30 | 4.4743 | 30
2021-02-12 03:00 | 3:00 | 5.2618 | 30
2021-02-12 03:30 | 3:30 | 5.7605 | 30
2021-02-12 04:00 | 4:00 | 5.7798 | 30
2021-02-12 04:30 | 4:30 | 5.9363 | 30
2021-02-12 05:00 | 5:00 | 6.1804 | 30
2021-02-12 05:30 | 5:30 | 6.299 | 30
2021-02-12 06:00 | 6:00 | 6.3245 | 30
2021-02-12 06:30 | 6:30 | 5.7974 | 30
2021-02-12 07:00 | 7:00 | 4.7468 | 30
2021-02-12 07:30 | 7:30 | 3.7352 | 30
2021-02-12 08:00 | 8:00 | 2.8338 | 30
2021-02-12 08:30 | 8:30 | 2.7859 | 30
2021-02-12 09:00 | 9:00 | 2.9716 | 30
2021-02-12 09:30 | 9:30 | 2.6278 | 30
2021-02-12 10:00 | 10:00 | 2.144 | 30
2021-02-12 10:30 | 10:30 | 2.0966 | 30
2021-02-12 11:00 | 11:00 | 1.2238 | 30
2021-02-12 11:30 | 11:30 | 2.4607 | 30
2021-02-12 12:00 | 12:00 | 2.0039 | 30
2021-02-12 12:30 | 12:30 | 2.4999 | 30
2021-02-12 13:00 | 13:00 | 2.9499 | 30
2021-02-12 13:30 | 13:30 | 2.2392 | 30
2021-02-12 14:00 | 14:00 | 2.7223 | 30
2021-02-12 14:30 | 14:30 | 3.6216 | 30
2021-02-12 15:00 | 15:00 | 5.0993 | 30
2021-02-12 15:30 | 15:30 | 6.5848 | 30
2021-02-12 16:00 | 16:00 | 8.0587 | 30
2021-02-12 16:30 | 16:30 | 8.8921 | 30
2021-02-12 17:00 | 17:00 | 8.4745 | 30
2021-02-12 17:30 | 17:30 | 9.9158 | 30
2021-02-12 18:00 | 18:00 | 10.5046 | 30
2021-02-12 18:30 | 18:30 | 10.6297 | 30
2021-02-12 19:00 | 19:00 | 10.5478 | 30
2021-02-12 19:30 | 19:30 | 10.2146 | 30
2021-02-12 20:00 | 20:00 | 9.4127 | 30
2021-02-12 20:30 | 20:30 | 8.9397 | 30
2021-02-12 21:00 | 21:00 | 8.4947 | 30
2021-02-12 21:30 | 21:30 | 7.9397 | 30
2021-02-12 22:00 | 22:00 | 7.2857 | 30
2021-02-12 22:30 | 22:30 | 7.4574 | 30
2021-02-12 23:00 | 23:00 | 7.0571 | 30
2021-02-12 23:30 | 23:30 | 6.4171 | 30
2021-02-13 | 0:00 | 5.779 | 30
2021-02-13 00:30 | 0:30 | 5.4687 | 30
2021-02-13 01:00 | 1:00 | 5.5536 | 30
2021-02-13 01:30 | 1:30 | 5.5475 | 30
2021-02-13 02:00 | 2:00 | 5.4589 | 30
2021-02-13 02:30 | 2:30 | 5.3962 | 30
2021-02-13 03:00 | 3:00 | 5.3505 | 30
2021-02-13 03:30 | 3:30 | 5.2449 | 30
2021-02-13 04:00 | 4:00 | 5.2686 | 30
2021-02-13 04:30 | 4:30 | 5.5498 | 30
2021-02-13 05:00 | 5:00 | 5.9616 | 30
2021-02-13 05:30 | 5:30 | 5.8569 | 30
2021-02-13 06:00 | 6:00 | 5.6059 | 30
2021-02-13 06:30 | 6:30 | 5.6788 | 30
2021-02-13 07:00 | 7:00 | 4.304 | 30
2021-02-13 07:30 | 7:30 | 3.9603 | 30
2021-02-13 08:00 | 8:00 | 3.5318 | 30
2021-02-13 08:30 | 8:30 | 3.4593 | 30
2021-02-13 09:00 | 9:00 | 1.4817 | 30
2021-02-13 09:30 | 9:30 | 0.89226 | 30
2021-02-13 10:00 | 10:00 | 0.58323 | 30
2021-02-13 10:30 | 10:30 | 1.0495 | 30
2021-02-13 11:00 | 11:00 | 1.3699 | 30
2021-02-13 11:30 | 11:30 | 1.2568 | 30
2021-02-13 12:00 | 12:00 | 2.051 | 30
2021-02-13 12:30 | 12:30 | 3.759 | 30
2021-02-13 13:00 | 13:00 | 4.171 | 30
2021-02-13 13:30 | 13:30 | 6.2942 | 30
2021-02-13 14:00 | 14:00 | 6.3163 | 30
2021-02-13 14:30 | 14:30 | 6.2407 | 30
2021-02-13 15:00 | 15:00 | 8.2087 | 30
2021-02-13 15:30 | 15:30 | 9.4597 | 30
2021-02-13 16:00 | 16:00 | 9.6766 | 30
2021-02-13 16:30 | 16:30 | 10.8772 | 30
2021-02-13 17:00 | 17:00 | 11.4844 | 30
2021-02-13 17:30 | 17:30 | 11.9317 | 30
2021-02-13 18:00 | 18:00 | 11.6657 | 30
2021-02-13 18:30 | 18:30 | 11.783 | 30
2021-02-13 19:00 | 19:00 | 11.5317 | 30
2021-02-13 19:30 | 19:30 | 11.0592 | 30
2021-02-13 20:00 | 20:00 | 10.4954 | 30
2021-02-13 20:30 | 20:30 | 10.1045 | 30
2021-02-13 21:00 | 21:00 | 9.7412 | 30
2021-02-13 21:30 | 21:30 | 9.2633 | 30
2021-02-13 22:00 | 22:00 | 8.6496 | 30
2021-02-13 22:30 | 22:30 | 8.7541 | 30
2021-02-13 23:00 | 23:00 | 8.2947 | 30
2021-02-13 23:30 | 23:30 | 7.4867 | 30
2021-02-14 | 0:00 | 6.9126 | 30
2021-02-14 00:30 | 0:30 | 6.625 | 30
2021-02-14 01:00 | 1:00 | 6.1991 | 30
2021-02-14 01:30 | 1:30 | 5.6846 | 30
2021-02-14 02:00 | 2:00 | 5.3869 | 30
2021-02-14 02:30 | 2:30 | 5.2167 | 30
2021-02-14 03:00 | 3:00 | 5.1045 | 30
2021-02-14 03:30 | 3:30 | 5.1207 | 30
2021-02-14 04:00 | 4:00 | 5.0725 | 30
2021-02-14 04:30 | 4:30 | 4.9489 | 30
2021-02-14 05:00 | 5:00 | 5.4561 | 30
2021-02-14 05:30 | 5:30 | 5.8898 | 30
2021-02-14 06:00 | 6:00 | 5.9211 | 30
2021-02-14 06:30 | 6:30 | 5.7608 | 30
2021-02-14 07:00 | 7:00 | 5.2093 | 30
2021-02-14 07:30 | 7:30 | 4.8883 | 30
2021-02-14 08:00 | 8:00 | 4.5366 | 30
2021-02-14 08:30 | 8:30 | 5.092 | 30
2021-02-14 09:00 | 9:00 | 4.3742 | 30
2021-02-14 09:30 | 9:30 | 4.1167 | 30
2021-02-14 10:00 | 10:00 | 4.5103 | 30
2021-02-14 10:30 | 10:30 | 6.2951 | 30
2021-02-14 11:00 | 11:00 | 4.4747 | 30
2021-02-14 11:30 | 11:30 | 4.8356 | 30
2021-02-14 12:00 | 12:00 | 6.08 | 30
2021-02-14 12:30 | 12:30 | 6.5938 | 30
2021-02-14 13:00 | 13:00 | 6.1472 | 30
2021-02-14 13:30 | 13:30 | 5.2309 | 30
2021-02-14 14:00 | 14:00 | 4.2139 | 30
2021-02-14 14:30 | 14:30 | 7.0156 | 30
2021-02-14 15:00 | 15:00 | 7.0739 | 30
2021-02-14 15:30 | 15:30 | 7.1652 | 30
2021-02-14 16:00 | 16:00 | 7.1097 | 30
2021-02-14 16:30 | 16:30 | 8.6261 | 30
2021-02-14 17:00 | 17:00 | 9.1429 | 30
2021-02-14 17:30 | 17:30 | 9.3278 | 30
2021-02-14 18:00 | 18:00 | 9.4632 | 30
2021-02-14 18:30 | 18:30 | 9.54 | 30
2021-02-14 19:00 | 19:00 | 9.7939 | 30
2021-02-14 19:30 | 19:30 | 9.7233 | 30
2021-02-14 20:00 | 20:00 | 10.1026 | 30
2021-02-14 20:30 | 20:30 | 9.6394 | 30
2021-02-14 21:00 | 21:00 | 9.1827 | 30
2021-02-14 21:30 | 21:30 | 8.6189 | 30
2021-02-14 22:00 | 22:00 | 7.9057 | 30
2021-02-14 22:30 | 22:30 | 8.1029 | 30
2021-02-14 23:00 | 23:00 | 7.7573 | 30
2021-02-14 23:30 | 23:30 | 7.1343 | 30
2021-02-15 | 0:00 | 6.5182 | 30
2021-02-15 00:30 | 0:30 | 6.2747 | 30
2021-02-15 01:00 | 1:00 | 6.0801 | 30
2021-02-15 01:30 | 1:30 | 5.1763 | 30
2021-02-15 02:00 | 2:00 | 4.7956 | 30
2021-02-15 02:30 | 2:30 | 4.5057 | 30
2021-02-15 03:00 | 3:00 | 4.3996 | 30
2021-02-15 03:30 | 3:30 | 4.4463 | 30
2021-02-15 04:00 | 4:00 | 4.4728 | 30
2021-02-15 04:30 | 4:30 | 4.4311 | 30
2021-02-15 05:00 | 5:00 | 4.5902 | 30
2021-02-15 05:30 | 5:30 | 4.7832 | 30
2021-02-15 06:00 | 6:00 | 4.6434 | 30
2021-02-15 06:30 | 6:30 | 4.4113 | 30
2021-02-15 07:00 | 7:00 | 4.6061 | 30
2021-02-15 07:30 | 7:30 | 4.5687 | 30
2021-02-15 08:00 | 8:00 | 3.3583 | 30
2021-02-15 08:30 | 8:30 | 2.9166 | 30
2021-02-15 09:00 | 9:00 | 2.6983 | 30
2021-02-15 09:30 | 9:30 | 2.3176 | 30
2021-02-15 10:00 | 10:00 | 3.2877 | 30
2021-02-15 10:30 | 10:30 | 2.9538 | 30
2021-02-15 11:00 | 11:00 | 3.3164 | 30
2021-02-15 11:30 | 11:30 | 3.0188 | 30
2021-02-15 12:00 | 12:00 | 3.4354 | 30
2021-02-15 12:30 | 12:30 | 5.3517 | 30
2021-02-15 13:00 | 13:00 | 6.4731 | 30
2021-02-15 13:30 | 13:30 | 6.3582 | 30
2021-02-15 14:00 | 14:00 | 6.1671 | 30
2021-02-15 14:30 | 14:30 | 6.1904 | 30
2021-02-15 15:00 | 15:00 | 3.9371 | 30
2021-02-15 15:30 | 15:30 | 5.4023 | 30
2021-02-15 16:00 | 16:00 | 6.252 | 30
2021-02-15 16:30 | 16:30 | 7.6045 | 30
2021-02-15 17:00 | 17:00 | 8.7848 | 30
2021-02-15 17:30 | 17:30 | 9.7956 | 30
2021-02-15 18:00 | 18:00 | 10.366 | 30
2021-02-15 18:30 | 18:30 | 10.5501 | 30
2021-02-15 19:00 | 19:00 | 10.6021 | 30
2021-02-15 19:30 | 19:30 | 10.2323 | 30
2021-02-15 20:00 | 20:00 | 9.8625 | 30
2021-02-15 20:30 | 20:30 | 9.2966 | 30
2021-02-15 21:00 | 21:00 | 8.7527 | 30
2021-02-15 21:30 | 21:30 | 8.1469 | 30
2021-02-15 22:00 | 22:00 | 7.3299 | 30
2021-02-15 22:30 | 22:30 | 7.5203 | 30
2021-02-15 23:00 | 23:00 | 7.1688 | 30
2021-02-15 23:30 | 23:30 | 6.5414 | 30
2021-02-16 | 0:00 | 6.0162 | 30
2021-02-16 00:30 | 0:30 | 5.1771 | 30
2021-02-16 01:00 | 1:00 | 4.9652 | 30
2021-02-16 01:30 | 1:30 | 4.8506 | 30
2021-02-16 02:00 | 2:00 | 4.7539 | 30
2021-02-16 02:30 | 2:30 | 4.7554 | 30
2021-02-16 03:00 | 3:00 | 4.5313 | 30
2021-02-16 03:30 | 3:30 | 4.1672 | 30
2021-02-16 04:00 | 4:00 | 4.1812 | 30
2021-02-16 04:30 | 4:30 | 4.3178 | 30
2021-02-16 05:00 | 5:00 | 4.4249 | 30
2021-02-16 05:30 | 5:30 | 4.5952 | 30
2021-02-16 06:00 | 6:00 | 4.8088 | 30
2021-02-16 06:30 | 6:30 | 4.3598 | 30
2021-02-16 07:00 | 7:00 | 3.7852 | 30
2021-02-16 07:30 | 7:30 | 3.0469 | 30
2021-02-16 08:00 | 8:00 | 2.519 | 30
2021-02-16 08:30 | 8:30 | 2.5594 | 30
2021-02-16 09:00 | 9:00 | 2.2891 | 30
2021-02-16 09:30 | 9:30 | 0.71297 | 30
2021-02-16 10:00 | 10:00 | 0.56144 | 30
2021-02-16 10:30 | 10:30 | 2.6277 | 30
2021-02-16 11:00 | 11:00 | 2.2701 | 30
2021-02-16 11:30 | 11:30 | 2.3233 | 30
2021-02-16 12:00 | 12:00 | 3.9286 | 30
2021-02-16 12:30 | 12:30 | 2.7092 | 30
2021-02-16 13:00 | 13:00 | 1.167 | 30
2021-02-16 13:30 | 13:30 | 1.1948 | 30
2021-02-16 14:00 | 14:00 | 3.2037 | 30
2021-02-16 14:30 | 14:30 | 3.5597 | 30
2021-02-16 15:00 | 15:00 | 5.174 | 30
2021-02-16 15:30 | 15:30 | 4.825 | 30
2021-02-16 16:00 | 16:00 | 5.5744 | 30
2021-02-16 16:30 | 16:30 | 6.6985 | 30
2021-02-16 17:00 | 17:00 | 7.5645 | 30
2021-02-16 17:30 | 17:30 | 8.254 | 30
2021-02-16 18:00 | 18:00 | 8.961 | 30
2021-02-16 18:30 | 18:30 | 9.181 | 30
2021-02-16 19:00 | 19:00 | 9.2669 | 30
2021-02-16 19:30 | 19:30 | 9.0065 | 30
2021-02-16 20:00 | 20:00 | 8.6761 | 30
2021-02-16 20:30 | 20:30 | 8.2505 | 30
2021-02-16 21:00 | 21:00 | 7.6988 | 30
2021-02-16 21:30 | 21:30 | 7.0723 | 30
2021-02-16 22:00 | 22:00 | 6.6064 | 30
2021-02-16 22:30 | 22:30 | 6.588 | 30
2021-02-16 23:00 | 23:00 | 6.2497 | 30
2021-02-16 23:30 | 23:30 | 5.5696 | 30
2021-02-17 | 0:00 | 4.553 | 30
2021-02-17 00:30 | 0:30 | 4.3539 | 30
2021-02-17 01:00 | 1:00 | 4.6442 | 30
2021-02-17 01:30 | 1:30 | 4.5371 | 30
2021-02-17 02:00 | 2:00 | 4.463 | 30
2021-02-17 02:30 | 2:30 | 4.4486 | 30
2021-02-17 03:00 | 3:00 | 4.333 | 30
2021-02-17 03:30 | 3:30 | 4.3328 | 30
2021-02-17 04:00 | 4:00 | 4.2509 | 30
2021-02-17 04:30 | 4:30 | 4.3634 | 30
2021-02-17 05:00 | 5:00 | 4.57 | 30
2021-02-17 05:30 | 5:30 | 4.8304 | 30
2021-02-17 06:00 | 6:00 | 4.816 | 30
2021-02-17 06:30 | 6:30 | 4.561 | 30
2021-02-17 07:00 | 7:00 | 4.3875 | 30
2021-02-17 07:30 | 7:30 | 2.9005 | 30
2021-02-17 08:00 | 8:00 | 3.1614 | 30
2021-02-17 08:30 | 8:30 | 2.5696 | 30
2021-02-17 09:00 | 9:00 | 2.4013 | 30
2021-02-17 09:30 | 9:30 | 0.8271 | 30
2021-02-17 10:00 | 10:00 | 1.1127 | 30
2021-02-17 10:30 | 10:30 | 1.6733 | 30
2021-02-17 11:00 | 11:00 | 1.3981 | 30
2021-02-17 11:30 | 11:30 | 1.0285 | 30
2021-02-17 12:00 | 12:00 | 1.1288 | 30
2021-02-17 12:30 | 12:30 | 1.8575 | 30
2021-02-17 13:00 | 13:00 | 1.4742 | 30
2021-02-17 13:30 | 13:30 | 1.1069 | 30
2021-02-17 14:00 | 14:00 | 0.72308 | 30
2021-02-17 14:30 | 14:30 | 2.3457 | 30
2021-02-17 15:00 | 15:00 | 1.5571 | 30
2021-02-17 15:30 | 15:30 | 3.1603 | 30
2021-02-17 16:00 | 16:00 | 4.5219 | 30
2021-02-17 16:30 | 16:30 | 5.2193 | 30
2021-02-17 17:00 | 17:00 | 6.2279 | 30
2021-02-17 17:30 | 17:30 | 7.5458 | 30
2021-02-17 18:00 | 18:00 | 8.2525 | 30
2021-02-17 18:30 | 18:30 | 8.4979 | 30
2021-02-17 19:00 | 19:00 | 8.7345 | 30
2021-02-17 19:30 | 19:30 | 8.4841 | 30
2021-02-17 20:00 | 20:00 | 8.3544 | 30
2021-02-17 20:30 | 20:30 | 7.9119 | 30
2021-02-17 21:00 | 21:00 | 7.6866 | 30
2021-02-17 21:30 | 21:30 | 7.1863 | 30
2021-02-17 22:00 | 22:00 | 6.4252 | 30
2021-02-17 22:30 | 22:30 | 6.4643 | 30
2021-02-17 23:00 | 23:00 | 6.3062 | 30
2021-02-17 23:30 | 23:30 | 6.3068 | 30
2021-02-18 | 0:00 | 5.7896 | 30
2021-02-18 00:30 | 0:30 | 5.5843 | 30
2021-02-18 01:00 | 1:00 | 5.3561 | 30
2021-02-18 01:30 | 1:30 | 5.1774 | 30
2021-02-18 02:00 | 2:00 | 5.1014 | 30
2021-02-18 02:30 | 2:30 | 5.0893 | 30
2021-02-18 03:00 | 3:00 | 4.9854 | 30
2021-02-18 03:30 | 3:30 | 4.9145 | 30
2021-02-18 04:00 | 4:00 | 4.4372 | 30
2021-02-18 04:30 | 4:30 | 4.439 | 30
2021-02-18 05:00 | 5:00 | 4.4923 | 30
2021-02-18 05:30 | 5:30 | 4.6855 | 30
2021-02-18 06:00 | 6:00 | 5.0763 | 30
2021-02-18 06:30 | 6:30 | 5.0575 | 30
2021-02-18 07:00 | 7:00 | 5.1085 | 30
2021-02-18 07:30 | 7:30 | 5.4956 | 30
2021-02-18 08:00 | 8:00 | 3.2278 | 30
2021-02-18 08:30 | 8:30 | 1.9002 | 30
2021-02-18 09:00 | 9:00 | 2.1585 | 30
2021-02-18 09:30 | 9:30 | 2.1861 | 30
2021-02-18 10:00 | 10:00 | 1.5932 | 30
2021-02-18 10:30 | 10:30 | 1.0045 | 30
2021-02-18 11:00 | 11:00 | 1.4342 | 30
2021-02-18 11:30 | 11:30 | 1.0231 | 30
2021-02-18 12:00 | 12:00 | 2.1586 | 30
2021-02-18 12:30 | 12:30 | 1.233 | 30
2021-02-18 13:00 | 13:00 | 0.38628 | 30
2021-02-18 13:30 | 13:30 | 1.5135 | 30
2021-02-18 14:00 | 14:00 | 2.6599 | 30
2021-02-18 14:30 | 14:30 | 2.7286 | 30
2021-02-18 15:00 | 15:00 | 1.7945 | 30
2021-02-18 15:30 | 15:30 | 3.6079 | 30
2021-02-18 16:00 | 16:00 | 4.9187 | 30
2021-02-18 16:30 | 16:30 | 6.5935 | 30
2021-02-18 17:00 | 17:00 | 7.5382 | 30
2021-02-18 17:30 | 17:30 | 7.597 | 30
2021-02-18 18:00 | 18:00 | 8.1968 | 30
2021-02-18 18:30 | 18:30 | 8.8117 | 30
2021-02-18 19:00 | 19:00 | 9.0034 | 30
2021-02-18 19:30 | 19:30 | 8.7979 | 30
2021-02-18 20:00 | 20:00 | 8.3022 | 30
2021-02-18 20:30 | 20:30 | 7.8477 | 30
2021-02-18 21:00 | 21:00 | 7.9304 | 30
2021-02-18 21:30 | 21:30 | 7.7599 | 30
2021-02-18 22:00 | 22:00 | 7.2587 | 30
2021-02-18 22:30 | 22:30 | 6.9777 | 30
2021-02-18 23:00 | 23:00 | 6.488 | 30
2021-02-18 23:30 | 23:30 | 5.8938 | 30
2021-02-19 | 0:00 | 5.3148 | 30
2021-02-19 00:30 | 0:30 | 4.826 | 30
2021-02-19 01:00 | 1:00 | 4.4975 | 30
2021-02-19 01:30 | 1:30 | 4.3165 | 30
2021-02-19 02:00 | 2:00 | 4.4121 | 30
2021-02-19 02:30 | 2:30 | 5.7544 | 30
2021-02-19 03:00 | 3:00 | 5.7302 | 30
2021-02-19 03:30 | 3:30 | 5.5008 | 30
2021-02-19 04:00 | 4:00 | 5.4434 | 30
2021-02-19 04:30 | 4:30 | 5.5871 | 30
2021-02-19 05:00 | 5:00 | 5.7797 | 30
2021-02-19 05:30 | 5:30 | 5.9848 | 30
2021-02-19 06:00 | 6:00 | 6.4312 | 30
2021-02-19 06:30 | 6:30 | 6.0498 | 30
2021-02-19 07:00 | 7:00 | 5.8079 | 30
2021-02-19 07:30 | 7:30 | 6.2551 | 30
2021-02-19 08:00 | 8:00 | 6.1154 | 30
2021-02-19 08:30 | 8:30 | 4.9461 | 30
2021-02-19 09:00 | 9:00 | 3.488 | 30
2021-02-19 09:30 | 9:30 | 1.7692 | 30
2021-02-19 10:00 | 10:00 | 2.0167 | 30
2021-02-19 10:30 | 10:30 | 4.4082 | 30
2021-02-19 11:00 | 11:00 | 3.7694 | 30
2021-02-19 11:30 | 11:30 | 3.0794 | 30
2021-02-19 12:00 | 12:00 | 1.4739 | 30
2021-02-19 12:30 | 12:30 | 1.1815 | 30
2021-02-19 13:00 | 13:00 | 1.9049 | 30
2021-02-19 13:30 | 13:30 | 1.8674 | 30
2021-02-19 14:00 | 14:00 | 3.7306 | 30
2021-02-19 14:30 | 14:30 | 3.6719 | 30
2021-02-19 15:00 | 15:00 | 5.1906 | 30
2021-02-19 15:30 | 15:30 | 6.8093 | 30
2021-02-19 16:00 | 16:00 | 7.4785 | 30
2021-02-19 16:30 | 16:30 | 7.7598 | 30
2021-02-19 17:00 | 17:00 | 8.6165 | 30
2021-02-19 17:30 | 17:30 | 9.2144 | 30
2021-02-19 18:00 | 18:00 | 9.7541 | 30
2021-02-19 18:30 | 18:30 | 10.1986 | 30
2021-02-19 19:00 | 19:00 | 10.2478 | 30
2021-02-19 19:30 | 19:30 | 10.1053 | 30
2021-02-19 20:00 | 20:00 | 9.7269 | 30
2021-02-19 20:30 | 20:30 | 9.2965 | 30
2021-02-19 21:00 | 21:00 | 9.1504 | 30
2021-02-19 21:30 | 21:30 | 8.7371 | 30
2021-02-19 22:00 | 22:00 | 8.1283 | 30
2021-02-19 22:30 | 22:30 | 8.117 | 30
2021-02-19 23:00 | 23:00 | 7.7356 | 30
2021-02-19 23:30 | 23:30 | 6.9506 | 30
2021-02-20 | 0:00 | 6.421 | 30
2021-02-20 00:30 | 0:30 | 5.9404 | 30
2021-02-20 01:00 | 1:00 | 5.6904 | 30
2021-02-20 01:30 | 1:30 | 5.4112 | 30
2021-02-20 02:00 | 2:00 | 5.2003 | 30
2021-02-20 02:30 | 2:30 | 5.133 | 30
2021-02-20 03:00 | 3:00 | 5.0738 | 30
2021-02-20 03:30 | 3:30 | 5.0759 | 30
2021-02-20 04:00 | 4:00 | 5.0769 | 30
2021-02-20 04:30 | 4:30 | 5.0184 | 30
2021-02-20 05:00 | 5:00 | 5.1081 | 30
2021-02-20 05:30 | 5:30 | 5.085 | 30
2021-02-20 06:00 | 6:00 | 5.5791 | 30
2021-02-20 06:30 | 6:30 | 5.8593 | 30
2021-02-20 07:00 | 7:00 | 4.8566 | 30
2021-02-20 07:30 | 7:30 | 4.2065 | 30
2021-02-20 08:00 | 8:00 | 3.9824 | 30
2021-02-20 08:30 | 8:30 | 4.482 | 30
2021-02-20 09:00 | 9:00 | 5.1041 | 30
2021-02-20 09:30 | 9:30 | 3.134 | 30
2021-02-20 10:00 | 10:00 | 3.0104 | 30
2021-02-20 10:30 | 10:30 | 2.8834 | 30
2021-02-20 11:00 | 11:00 | 3.3415 | 30
2021-02-20 11:30 | 11:30 | 4.7646 | 30
2021-02-20 12:00 | 12:00 | 5.7671 | 30
2021-02-20 12:30 | 12:30 | 5.5247 | 30
2021-02-20 13:00 | 13:00 | 5.9437 | 30
2021-02-20 13:30 | 13:30 | 4.254 | 30
2021-02-20 14:00 | 14:00 | 6.335 | 30
2021-02-20 14:30 | 14:30 | 6.3944 | 30
2021-02-20 15:00 | 15:00 | 7.2615 | 30
2021-02-20 15:30 | 15:30 | 6.8028 | 30
2021-02-20 16:00 | 16:00 | 6.5316 | 30
2021-02-20 16:30 | 16:30 | 6.1897 | 30
2021-02-20 17:00 | 17:00 | 7.4148 | 30
2021-02-20 17:30 | 17:30 | 9.4256 | 30
2021-02-20 18:00 | 18:00 | 10.1208 | 30
2021-02-20 18:30 | 18:30 | 10.3609 | 30
2021-02-20 19:00 | 19:00 | 10.185 | 30
2021-02-20 19:30 | 19:30 | 9.7841 | 30
2021-02-20 20:00 | 20:00 | 9.3906 | 30
2021-02-20 20:30 | 20:30 | 9.2384 | 30
2021-02-20 21:00 | 21:00 | 8.7926 | 30
2021-02-20 21:30 | 21:30 | 8.4837 | 30
2021-02-20 22:00 | 22:00 | 8.6696 | 30
2021-02-20 22:30 | 22:30 | 8.7242 | 30
2021-02-20 23:00 | 23:00 | 8.381 | 30
2021-02-20 23:30 | 23:30 | 7.5806 | 30
2021-02-21 | 0:00 | 6.9297 | 30
2021-02-21 00:30 | 0:30 | 6.6902 | 30
2021-02-21 01:00 | 1:00 | 5.9735 | 30
2021-02-21 01:30 | 1:30 | 5.8785 | 30
2021-02-21 02:00 | 2:00 | 5.3812 | 30
2021-02-21 02:30 | 2:30 | 5.0261 | 30
2021-02-21 03:00 | 3:00 | 4.8898 | 30
2021-02-21 03:30 | 3:30 | 4.9114 | 30
2021-02-21 04:00 | 4:00 | 4.8448 | 30
2021-02-21 04:30 | 4:30 | 4.8114 | 30
2021-02-21 05:00 | 5:00 | 4.9002 | 30
2021-02-21 05:30 | 5:30 | 5.3006 | 30
2021-02-21 06:00 | 6:00 | 5.1942 | 30
2021-02-21 06:30 | 6:30 | 4.774 | 30
2021-02-21 07:00 | 7:00 | 4.3048 | 30
2021-02-21 07:30 | 7:30 | 3.7755 | 30
2021-02-21 08:00 | 8:00 | 3.1597 | 30
2021-02-21 08:30 | 8:30 | 2.6999 | 30
2021-02-21 09:00 | 9:00 | 1.5769 | 30
2021-02-21 09:30 | 9:30 | 2.8264 | 30
2021-02-21 10:00 | 10:00 | 3.2988 | 30
2021-02-21 10:30 | 10:30 | 2.5656 | 30
2021-02-21 11:00 | 11:00 | 3.1019 | 30
2021-02-21 11:30 | 11:30 | 4.8355 | 30
2021-02-21 12:00 | 12:00 | 4.0064 | 30
2021-02-21 12:30 | 12:30 | 4.1321 | 30
2021-02-21 13:00 | 13:00 | 2.9731 | 30
2021-02-21 13:30 | 13:30 | 3.4277 | 30
2021-02-21 14:00 | 14:00 | 4.9111 | 30
2021-02-21 14:30 | 14:30 | 5.0571 | 30
2021-02-21 15:00 | 15:00 | 7.4391 | 30
2021-02-21 15:30 | 15:30 | 11.6957 | 30
2021-02-21 16:00 | 16:00 | 11.5463 | 30
2021-02-21 16:30 | 16:30 | 10.4289 | 30
2021-02-21 17:00 | 17:00 | 10.6056 | 30
2021-02-21 17:30 | 17:30 | 10.9643 | 30
2021-02-21 18:00 | 18:00 | 11.4031 | 30
2021-02-21 18:30 | 18:30 | 12.1322 | 30
2021-02-21 19:00 | 19:00 | 11.5132 | 30
2021-02-21 19:30 | 19:30 | 10.8151 | 30
2021-02-21 20:00 | 20:00 | 10.2447 | 30
2021-02-21 20:30 | 20:30 | 9.6296 | 30
2021-02-21 21:00 | 21:00 | 8.9136 | 30
2021-02-21 21:30 | 21:30 | 8.4643 | 30
2021-02-21 22:00 | 22:00 | 8.0763 | 30
2021-02-21 22:30 | 22:30 | 8.1468 | 30
2021-02-21 23:00 | 23:00 | 7.7474 | 30
2021-02-21 23:30 | 23:30 | 7.0507 | 30
2021-02-22 | 0:00 | 6.4477 | 30
2021-02-22 00:30 | 0:30 | 5.7955 | 30
2021-02-22 01:00 | 1:00 | 5.1782 | 30
2021-02-22 01:30 | 1:30 | 4.9423 | 30
2021-02-22 02:00 | 2:00 | 4.8811 | 30
2021-02-22 02:30 | 2:30 | 4.7857 | 30
2021-02-22 03:00 | 3:00 | 5.3134 | 30
2021-02-22 03:30 | 3:30 | 5.3305 | 30
2021-02-22 04:00 | 4:00 | 5.3255 | 30
2021-02-22 04:30 | 4:30 | 5.3755 | 30
2021-02-22 05:00 | 5:00 | 5.3655 | 30
2021-02-22 05:30 | 5:30 | 5.345 | 30
2021-02-22 06:00 | 6:00 | 5.4127 | 30
2021-02-22 06:30 | 6:30 | 5.1162 | 30
2021-02-22 07:00 | 7:00 | 4.6908 | 30
2021-02-22 07:30 | 7:30 | 4.0158 | 30
2021-02-22 08:00 | 8:00 | 3.0722 | 30
2021-02-22 08:30 | 8:30 | 2.3435 | 30
2021-02-22 09:00 | 9:00 | 1.8734 | 30
2021-02-22 09:30 | 9:30 | 1.5254 | 30
2021-02-22 10:00 | 10:00 | 1.4764 | 30
2021-02-22 10:30 | 10:30 | 1.7081 | 30
2021-02-22 11:00 | 11:00 | 1.964 | 30
2021-02-22 11:30 | 11:30 | 2.0636 | 30
2021-02-22 12:00 | 12:00 | 2.715 | 30
2021-02-22 12:30 | 12:30 | 3.3551 | 30
2021-02-22 13:00 | 13:00 | 4.2368 | 30
2021-02-22 13:30 | 13:30 | 4.9227 | 30
2021-02-22 14:00 | 14:00 | 5.9901 | 30
2021-02-22 14:30 | 14:30 | 7.1073 | 30
2021-02-22 15:00 | 15:00 | 8.4457 | 30
2021-02-22 15:30 | 15:30 | 9.6515 | 30
2021-02-22 16:00 | 16:00 | 11.1672 | 30
2021-02-22 16:30 | 16:30 | 12.3381 | 30
2021-02-22 17:00 | 17:00 | 13.7876 | 30
2021-02-22 17:30 | 17:30 | 14.4509 | 30
2021-02-22 18:00 | 18:00 | 14.5367 | 30
2021-02-22 18:30 | 18:30 | 14.3489 | 30
2021-02-22 19:00 | 19:00 | 14.1128 | 30
2021-02-22 19:30 | 19:30 | 13.4271 | 30
2021-02-22 20:00 | 20:00 | 12.5427 | 30
2021-02-22 20:30 | 20:30 | 11.8013 | 30
2021-02-22 21:00 | 21:00 | 10.7927 | 30
2021-02-22 21:30 | 21:30 | 10.0057 | 30
2021-02-22 22:00 | 22:00 | 8.2848 | 30
2021-02-22 22:30 | 22:30 | 7.4557 | 30
2021-02-22 23:00 | 23:00 | 6.9713 | 30
2021-02-22 23:30 | 23:30 | 7.0032 | 30
2021-02-23 | 0:00 | 7.0243 | 30
2021-02-23 00:30 | 0:30 | 6.8282 | 30
2021-02-23 01:00 | 1:00 | 6.7562 | 30
2021-02-23 01:30 | 1:30 | 6.5718 | 30
2021-02-23 02:00 | 2:00 | 5.7672 | 30
2021-02-23 02:30 | 2:30 | 5.3735 | 30
2021-02-23 03:00 | 3:00 | 5.2877 | 30
2021-02-23 03:30 | 3:30 | 5.1507 | 30
2021-02-23 04:00 | 4:00 | 5.2104 | 30
2021-02-23 04:30 | 4:30 | 5.8628 | 30
2021-02-23 05:00 | 5:00 | 6.5166 | 30
2021-02-23 05:30 | 5:30 | 6.5316 | 30
2021-02-23 06:00 | 6:00 | 6.6658 | 30
2021-02-23 06:30 | 6:30 | 6.3914 | 30
2021-02-23 07:00 | 7:00 | 6.3585 | 30
2021-02-23 07:30 | 7:30 | 6.1536 | 30
2021-02-23 08:00 | 8:00 | 5.1996 | 30
2021-02-23 08:30 | 8:30 | 4.8624 | 30
2021-02-23 09:00 | 9:00 | 4.1252 | 30
2021-02-23 09:30 | 9:30 | 3.8434 | 30
2021-02-23 10:00 | 10:00 | 3.9268 | 30
2021-02-23 10:30 | 10:30 | 3.5501 | 30
2021-02-23 11:00 | 11:00 | 3.6097 | 30
2021-02-23 11:30 | 11:30 | 3.6692 | 30
2021-02-23 12:00 | 12:00 | 4.0284 | 30
2021-02-23 12:30 | 12:30 | 4.5439 | 30
2021-02-23 13:00 | 13:00 | 5.1943 | 30
2021-02-23 13:30 | 13:30 | 5.757 | 30
2021-02-23 14:00 | 14:00 | 6.8655 | 30
2021-02-23 14:30 | 14:30 | 7.5175 | 30
2021-02-23 15:00 | 15:00 | 8.7618 | 30
2021-02-23 15:30 | 15:30 | 10.3337 | 30
2021-02-23 16:00 | 16:00 | 12.2218 | 30
2021-02-23 16:30 | 16:30 | 13.5968 | 30
2021-02-23 17:00 | 17:00 | 14.5586 | 30
2021-02-23 17:30 | 17:30 | 14.2807 | 30
2021-02-23 18:00 | 18:00 | 10.7352 | 30
2021-02-23 18:30 | 18:30 | 8.194 | 30
2021-02-23 19:00 | 19:00 | 7.5695 | 30
2021-02-23 19:30 | 19:30 | 7.5239 | 30
2021-02-23 20:00 | 20:00 | 6.0585 | 30
2021-02-23 20:30 | 20:30 | 5.7434 | 30
2021-02-23 21:00 | 21:00 | 5.2821 | 30
2021-02-23 21:30 | 21:30 | 5.2029 | 30
2021-02-23 22:00 | 22:00 | 6.9409 | 30
2021-02-23 22:30 | 22:30 | 6.2069 | 30
2021-02-23 23:00 | 23:00 | 5.6239 | 30
2021-02-23 23:30 | 23:30 | 4.9425 | 30
2021-02-24 | 0:00 | 4.577 | 30
2021-02-24 00:30 | 0:30 | 4.4152 | 30
2021-02-24 01:00 | 1:00 | 4.3021 | 30
2021-02-24 01:30 | 1:30 | 4.0954 | 30
2021-02-24 02:00 | 2:00 | 4.2997 | 30
2021-02-24 02:30 | 2:30 | 4.5237 | 30
2021-02-24 03:00 | 3:00 | 4.3007 | 30
2021-02-24 03:30 | 3:30 | 4.3791 | 30
2021-02-24 04:00 | 4:00 | 4.3861 | 30
2021-02-24 04:30 | 4:30 | 4.4656 | 30
2021-02-24 05:00 | 5:00 | 4.7344 | 30
2021-02-24 05:30 | 5:30 | 4.8352 | 30
2021-02-24 06:00 | 6:00 | 5.4565 | 30
2021-02-24 06:30 | 6:30 | 6.9569 | 30
2021-02-24 07:00 | 7:00 | 5.2986 | 30
2021-02-24 07:30 | 7:30 | 5.6109 | 30
2021-02-24 08:00 | 8:00 | 6.0374 | 30
2021-02-24 08:30 | 8:30 | 2.8556 | 30
2021-02-24 09:00 | 9:00 | 2.5667 | 30
2021-02-24 09:30 | 9:30 | 2.3537 | 30
2021-02-24 10:00 | 10:00 | 2.8873 | 30
2021-02-24 10:30 | 10:30 | 4.4715 | 30
2021-02-24 11:00 | 11:00 | 3.681 | 30
2021-02-24 11:30 | 11:30 | 3.7654 | 30
2021-02-24 12:00 | 12:00 | 2.6932 | 30
2021-02-24 12:30 | 12:30 | 2.8618 | 30
2021-02-24 13:00 | 13:00 | 4.2739 | 30
2021-02-24 13:30 | 13:30 | 3.9557 | 30
2021-02-24 14:00 | 14:00 | 5.3844 | 30
2021-02-24 14:30 | 14:30 | 4.8464 | 30
2021-02-24 15:00 | 15:00 | 5.7498 | 30
2021-02-24 15:30 | 15:30 | 8.0713 | 30
2021-02-24 16:00 | 16:00 | 9.1335 | 30
2021-02-24 16:30 | 16:30 | 9.9914 | 30
2021-02-24 17:00 | 17:00 | 10.9436 | 30
2021-02-24 17:30 | 17:30 | 12.2533 | 30
2021-02-24 18:00 | 18:00 | 12.52 | 30
2021-02-24 18:30 | 18:30 | 12.7271 | 30
2021-02-24 19:00 | 19:00 | 12.5584 | 30
2021-02-24 19:30 | 19:30 | 12.0608 | 30
2021-02-24 20:00 | 20:00 | 11.5042 | 30
2021-02-24 20:30 | 20:30 | 10.8757 | 30
2021-02-24 21:00 | 21:00 | 10.185 | 30
2021-02-24 21:30 | 21:30 | 9.5345 | 30
2021-02-24 22:00 | 22:00 | 8.9392 | 30
2021-02-24 22:30 | 22:30 | 8.7578 | 30
2021-02-24 23:00 | 23:00 | 8.4691 | 30
2021-02-24 23:30 | 23:30 | 7.625 | 30
2021-02-25 | 0:00 | 7.1711 | 30
2021-02-25 00:30 | 0:30 | 6.786 | 30
2021-02-25 01:00 | 1:00 | 6.6421 | 30
2021-02-25 01:30 | 1:30 | 6.4518 | 30
2021-02-25 02:00 | 2:00 | 5.827 | 30
2021-02-25 02:30 | 2:30 | 5.4961 | 30
2021-02-25 03:00 | 3:00 | 5.4377 | 30
2021-02-25 03:30 | 3:30 | 5.495 | 30
2021-02-25 04:00 | 4:00 | 5.7109 | 30
2021-02-25 04:30 | 4:30 | 5.7741 | 30
2021-02-25 05:00 | 5:00 | 6.0201 | 30
2021-02-25 05:30 | 5:30 | 6.1658 | 30
2021-02-25 06:00 | 6:00 | 6.2389 | 30
2021-02-25 06:30 | 6:30 | 6.6395 | 30
2021-02-25 07:00 | 7:00 | 6.6671 | 30
2021-02-25 07:30 | 7:30 | 6.0867 | 30
2021-02-25 08:00 | 8:00 | 4.6421 | 30
2021-02-25 08:30 | 8:30 | 4.2453 | 30
2021-02-25 09:00 | 9:00 | 4.3886 | 30
2021-02-25 09:30 | 9:30 | 5.8616 | 30
2021-02-25 10:00 | 10:00 | 6.2139 | 30
2021-02-25 10:30 | 10:30 | 3.6512 | 30
2021-02-25 11:00 | 11:00 | 2.3802 | 30
2021-02-25 11:30 | 11:30 | 2.633 | 30
2021-02-25 12:00 | 12:00 | 3.7809 | 30
2021-02-25 12:30 | 12:30 | 5.2381 | 30
2021-02-25 13:00 | 13:00 | 2.1246 | 30
2021-02-25 13:30 | 13:30 | 3.0724 | 30
2021-02-25 14:00 | 14:00 | 3.2883 | 30
2021-02-25 14:30 | 14:30 | 4.5872 | 30
2021-02-25 15:00 | 15:00 | 3.4101 | 30
2021-02-25 15:30 | 15:30 | 4.3493 | 30
2021-02-25 16:00 | 16:00 | 6.0326 | 30
2021-02-25 16:30 | 16:30 | 7.7354 | 30
2021-02-25 17:00 | 17:00 | 8.9265 | 30
2021-02-25 17:30 | 17:30 | 9.5815 | 30
2021-02-25 18:00 | 18:00 | 9.9681 | 30
2021-02-25 18:30 | 18:30 | 10.3523 | 30
2021-02-25 19:00 | 19:00 | 10.304 | 30
2021-02-25 19:30 | 19:30 | 9.9561 | 30
2021-02-25 20:00 | 20:00 | 9.5146 | 30
2021-02-25 20:30 | 20:30 | 9.0328 | 30
2021-02-25 21:00 | 21:00 | 8.515 | 30
2021-02-25 21:30 | 21:30 | 7.8785 | 30
2021-02-25 22:00 | 22:00 | 7.1622 | 30
2021-02-25 22:30 | 22:30 | 7.1975 | 30
2021-02-25 23:00 | 23:00 | 6.842 | 30
2021-02-25 23:30 | 23:30 | 6.1374 | 30
2021-02-26 | 0:00 | 5.7172 | 30
2021-02-26 00:30 | 0:30 | 5.324 | 30
2021-02-26 01:00 | 1:00 | 4.9741 | 30
2021-02-26 01:30 | 1:30 | 4.9045 | 30
2021-02-26 02:00 | 2:00 | 5.0223 | 30
2021-02-26 02:30 | 2:30 | 4.9172 | 30
2021-02-26 03:00 | 3:00 | 5.0038 | 30
2021-02-26 03:30 | 3:30 | 5.8975 | 30
2021-02-26 04:00 | 4:00 | 5.7694 | 30
2021-02-26 04:30 | 4:30 | 6.0564 | 30
2021-02-26 05:00 | 5:00 | 6.4095 | 30
2021-02-26 05:30 | 5:30 | 6.6736 | 30
2021-02-26 06:00 | 6:00 | 6.7199 | 30
2021-02-26 06:30 | 6:30 | 6.4839 | 30
2021-02-26 07:00 | 7:00 | 6.1924 | 30
2021-02-26 07:30 | 7:30 | 5.6358 | 30
2021-02-26 08:00 | 8:00 | 5.0651 | 30
2021-02-26 08:30 | 8:30 | 4.6826 | 30
2021-02-26 09:00 | 9:00 | 4.3962 | 30
2021-02-26 09:30 | 9:30 | 4.61 | 30
2021-02-26 10:00 | 10:00 | 3.5808 | 30
2021-02-26 10:30 | 10:30 | 3.8994 | 30
2021-02-26 11:00 | 11:00 | 3.3695 | 30
2021-02-26 11:30 | 11:30 | 2.7638 | 30
2021-02-26 12:00 | 12:00 | 2.8138 | 30
2021-02-26 12:30 | 12:30 | 3.601 | 30
2021-02-26 13:00 | 13:00 | 3.4351 | 30
2021-02-26 13:30 | 13:30 | 4.0395 | 30
2021-02-26 14:00 | 14:00 | 4.8394 | 30
2021-02-26 14:30 | 14:30 | 5.9136 | 30
2021-02-26 15:00 | 15:00 | 7.0202 | 30
2021-02-26 15:30 | 15:30 | 8.5765 | 30
2021-02-26 16:00 | 16:00 | 10.1363 | 30
2021-02-26 16:30 | 16:30 | 11.3136 | 30
2021-02-26 17:00 | 17:00 | 12.3236 | 30
2021-02-26 17:30 | 17:30 | 12.48 | 30
2021-02-26 18:00 | 18:00 | 12.4475 | 30
2021-02-26 18:30 | 18:30 | 11.9576 | 30
2021-02-26 19:00 | 19:00 | 11.8192 | 30
2021-02-26 19:30 | 19:30 | 11.3473 | 30
2021-02-26 20:00 | 20:00 | 10.7501 | 30
2021-02-26 20:30 | 20:30 | 10.067 | 30
2021-02-26 21:00 | 21:00 | 9.8728 | 30
2021-02-26 21:30 | 21:30 | 9.1953 | 30
2021-02-26 22:00 | 22:00 | 8.4618 | 30
2021-02-26 22:30 | 22:30 | 8.5847 | 30
2021-02-26 23:00 | 23:00 | 8.4707 | 30
2021-02-26 23:30 | 23:30 | 7.6971 | 30
2021-02-27 | 0:00 | 7.1137 | 30
2021-02-27 00:30 | 0:30 | 6.6415 | 30
2021-02-27 01:00 | 1:00 | 6.2926 | 30
2021-02-27 01:30 | 1:30 | 6.0745 | 30
2021-02-27 02:00 | 2:00 | 5.5706 | 30
2021-02-27 02:30 | 2:30 | 5.2944 | 30
2021-02-27 03:00 | 3:00 | 5.3184 | 30
2021-02-27 03:30 | 3:30 | 5.311 | 30
2021-02-27 04:00 | 4:00 | 5.2203 | 30
2021-02-27 04:30 | 4:30 | 5.264 | 30
2021-02-27 05:00 | 5:00 | 5.207 | 30
2021-02-27 05:30 | 5:30 | 5.2001 | 30
2021-02-27 06:00 | 6:00 | 5.2142 | 30
2021-02-27 06:30 | 6:30 | 4.4515 | 30
2021-02-27 07:00 | 7:00 | 3.6157 | 30
2021-02-27 07:30 | 7:30 | 3.4285 | 30
2021-02-27 08:00 | 8:00 | 3.7484 | 30
2021-02-27 08:30 | 8:30 | 3.7257 | 30
2021-02-27 09:00 | 9:00 | 3.1784 | 30
2021-02-27 09:30 | 9:30 | 2.9516 | 30
2021-02-27 10:00 | 10:00 | 4.6187 | 30
2021-02-27 10:30 | 10:30 | 4.7268 | 30
2021-02-27 11:00 | 11:00 | 4.4377 | 30
2021-02-27 11:30 | 11:30 | 5.6148 | 30
2021-02-27 12:00 | 12:00 | 6.5402 | 30
2021-02-27 12:30 | 12:30 | 5.5844 | 30
2021-02-27 13:00 | 13:00 | 7.249 | 30
2021-02-27 13:30 | 13:30 | 7.8359 | 30
2021-02-27 14:00 | 14:00 | 8.221 | 30
2021-02-27 14:30 | 14:30 | 6.7695 | 30
2021-02-27 15:00 | 15:00 | 8.4825 | 30
2021-02-27 15:30 | 15:30 | 9.1358 | 30
2021-02-27 16:00 | 16:00 | 9.8344 | 30
2021-02-27 16:30 | 16:30 | 10.326 | 30
2021-02-27 17:00 | 17:00 | 10.4385 | 30
2021-02-27 17:30 | 17:30 | 10.5358 | 30
2021-02-27 18:00 | 18:00 | 10.5037 | 30
2021-02-27 18:30 | 18:30 | 10.796 | 30
2021-02-27 19:00 | 19:00 | 10.617 | 30
2021-02-27 19:30 | 19:30 | 10.1945 | 30
2021-02-27 20:00 | 20:00 | 9.881 | 30
2021-02-27 20:30 | 20:30 | 9.3965 | 30
2021-02-27 21:00 | 21:00 | 9.0574 | 30
2021-02-27 21:30 | 21:30 | 9.1297 | 30
2021-02-27 22:00 | 22:00 | 9.3284 | 30
2021-02-27 22:30 | 22:30 | 9.003 | 30
2021-02-27 23:00 | 23:00 | 8.4065 | 30
2021-02-27 23:30 | 23:30 | 7.6056 | 30
2021-02-28 | 0:00 | 6.7051 | 30
2021-02-28 00:30 | 0:30 | 6.1121 | 30
2021-02-28 01:00 | 1:00 | 5.7322 | 30
2021-02-28 01:30 | 1:30 | 5.3237 | 30
2021-02-28 02:00 | 2:00 | 5.2315 | 30
2021-02-28 02:30 | 2:30 | 5.1016 | 30
2021-02-28 03:00 | 3:00 | 5.1099 | 30
2021-02-28 03:30 | 3:30 | 4.9987 | 30
2021-02-28 04:00 | 4:00 | 4.9391 | 30
2021-02-28 04:30 | 4:30 | 4.9307 | 30
2021-02-28 05:00 | 5:00 | 5.1461 | 30
2021-02-28 05:30 | 5:30 | 5.1622 | 30
2021-02-28 06:00 | 6:00 | 5.0476 | 30
2021-02-28 06:30 | 6:30 | 4.6118 | 30
2021-02-28 07:00 | 7:00 | 4.0507 | 30
2021-02-28 07:30 | 7:30 | 4.2735 | 30
2021-02-28 08:00 | 8:00 | 3.7709 | 30
2021-02-28 08:30 | 8:30 | 4.4197 | 30
2021-02-28 09:00 | 9:00 | 4.6349 | 30
2021-02-28 09:30 | 9:30 | 3.1759 | 30
2021-02-28 10:00 | 10:00 | 2.7762 | 30
2021-02-28 10:30 | 10:30 | 4.0216 | 30
2021-02-28 11:00 | 11:00 | 4.504 | 30
2021-02-28 11:30 | 11:30 | 3.9579 | 30
2021-02-28 12:00 | 12:00 | 6.2061 | 30
2021-02-28 12:30 | 12:30 | 6.6594 | 30
2021-02-28 13:00 | 13:00 | 6.5563 | 30
2021-02-28 13:30 | 13:30 | 6.3529 | 30
2021-02-28 14:00 | 14:00 | 8.4805 | 30
2021-02-28 14:30 | 14:30 | 9.1542 | 30
2021-02-28 15:00 | 15:00 | 9.0557 | 30
2021-02-28 15:30 | 15:30 | 9.016 | 30
2021-02-28 16:00 | 16:00 | 11.3093 | 30
2021-02-28 16:30 | 16:30 | 11.8401 | 30
2021-02-28 17:00 | 17:00 | 12.0983 | 30
2021-02-28 17:30 | 17:30 | 12.4026 | 30
2021-02-28 18:00 | 18:00 | 12.4426 | 30
2021-02-28 18:30 | 18:30 | 12.7514 | 30
2021-02-28 19:00 | 19:00 | 12.3721 | 30
2021-02-28 19:30 | 19:30 | 11.679 | 30
2021-02-28 20:00 | 20:00 | 10.836 | 30
2021-02-28 20:30 | 20:30 | 10.1493 | 30
2021-02-28 21:00 | 21:00 | 9.5046 | 30
2021-02-28 21:30 | 21:30 | 9.1124 | 30
2021-02-28 22:00 | 22:00 | 8.6459 | 30
2021-02-28 22:30 | 22:30 | 8.6762 | 30
2021-02-28 23:00 | 23:00 | 8.3496 | 30
2021-02-28 23:30 | 23:30 | 7.5898 | 30
2021-03-01 | 0:00 | 6.8185 | 30
2021-03-01 00:30 | 0:30 | 5.7352 | 30
2021-03-01 01:00 | 1:00 | 5.4549 | 30
2021-03-01 01:30 | 1:30 | 5.2834 | 30
2021-03-01 02:00 | 2:00 | 5.2825 | 30
2021-03-01 02:30 | 2:30 | 5.9614 | 30
2021-03-01 03:00 | 3:00 | 6.0378 | 30
2021-03-01 03:30 | 3:30 | 5.8972 | 30
2021-03-01 04:00 | 4:00 | 5.8082 | 30
2021-03-01 04:30 | 4:30 | 6.0266 | 30
2021-03-01 05:00 | 5:00 | 6.8243 | 30
2021-03-01 05:30 | 5:30 | 6.8308 | 30
2021-03-01 06:00 | 6:00 | 7.0716 | 30
2021-03-01 06:30 | 6:30 | 7.3776 | 30
2021-03-01 07:00 | 7:00 | 7.2081 | 30
2021-03-01 07:30 | 7:30 | 6.8109 | 30
2021-03-01 08:00 | 8:00 | 6.3664 | 30
2021-03-01 08:30 | 8:30 | 6.9574 | 30
2021-03-01 09:00 | 9:00 | 7.0846 | 30
2021-03-01 09:30 | 9:30 | 5.6849 | 30
2021-03-01 10:00 | 10:00 | 4.9614 | 30
2021-03-01 10:30 | 10:30 | 6.7729 | 30
2021-03-01 11:00 | 11:00 | 6.6145 | 30
2021-03-01 11:30 | 11:30 | 7.2897 | 30
2021-03-01 12:00 | 12:00 | 7.5347 | 30
2021-03-01 12:30 | 12:30 | 7.9075 | 30
2021-03-01 13:00 | 13:00 | 7.7238 | 30
2021-03-01 13:30 | 13:30 | 6.9297 | 30
2021-03-01 14:00 | 14:00 | 5.7547 | 30
2021-03-01 14:30 | 14:30 | 6.1539 | 30
2021-03-01 15:00 | 15:00 | 7.1843 | 30
2021-03-01 15:30 | 15:30 | 8.2672 | 30
2021-03-01 16:00 | 16:00 | 9.6028 | 30
2021-03-01 16:30 | 16:30 | 9.9646 | 30
2021-03-01 17:00 | 17:00 | 10.5035 | 30
2021-03-01 17:30 | 17:30 | 11.2375 | 30
2021-03-01 18:00 | 18:00 | 11.9166 | 30
2021-03-01 18:30 | 18:30 | 12.1932 | 30
2021-03-01 19:00 | 19:00 | 11.9886 | 30
2021-03-01 19:30 | 19:30 | 11.5304 | 30
2021-03-01 20:00 | 20:00 | 10.6471 | 30
2021-03-01 20:30 | 20:30 | 9.9577 | 30
2021-03-01 21:00 | 21:00 | 8.8116 | 30
2021-03-01 21:30 | 21:30 | 8.1875 | 30
2021-03-01 22:00 | 22:00 | 7.3792 | 30
2021-03-01 22:30 | 22:30 | 7.4985 | 30
2021-03-01 23:00 | 23:00 | 7.0404 | 30
2021-03-01 23:30 | 23:30 | 6.2653 | 30
2021-03-02 | 0:00 | 5.7081 | 30
2021-03-02 00:30 | 0:30 | 5.3602 | 30
2021-03-02 01:00 | 1:00 | 5.0864 | 30
2021-03-02 01:30 | 1:30 | 5.0462 | 30
2021-03-02 02:00 | 2:00 | 4.9576 | 30
2021-03-02 02:30 | 2:30 | 4.8813 | 30
2021-03-02 03:00 | 3:00 | 4.7859 | 30
2021-03-02 03:30 | 3:30 | 4.6692 | 30
2021-03-02 04:00 | 4:00 | 4.7023 | 30
2021-03-02 04:30 | 4:30 | 4.697 | 30
2021-03-02 05:00 | 5:00 | 4.8344 | 30
2021-03-02 05:30 | 5:30 | 5.0097 | 30
2021-03-02 06:00 | 6:00 | 5.1122 | 30
2021-03-02 06:30 | 6:30 | 4.8275 | 30
2021-03-02 07:00 | 7:00 | 4.4663 | 30
2021-03-02 07:30 | 7:30 | 3.7788 | 30
2021-03-02 08:00 | 8:00 | 2.7748 | 30
2021-03-02 08:30 | 8:30 | 2.1379 | 30
2021-03-02 09:00 | 9:00 | 1.6313 | 30
2021-03-02 09:30 | 9:30 | 1.1969 | 30
2021-03-02 10:00 | 10:00 | 1.2519 | 30
2021-03-02 10:30 | 10:30 | 1.609 | 30
2021-03-02 11:00 | 11:00 | 1.7984 | 30
2021-03-02 11:30 | 11:30 | 2.5405 | 30
2021-03-02 12:00 | 12:00 | 3.1647 | 30
2021-03-02 12:30 | 12:30 | 3.7892 | 30
2021-03-02 13:00 | 13:00 | 4.5942 | 30
2021-03-02 13:30 | 13:30 | 5.3549 | 30
2021-03-02 14:00 | 14:00 | 6.486 | 30
2021-03-02 14:30 | 14:30 | 7.2419 | 30
2021-03-02 15:00 | 15:00 | 8.0419 | 30
2021-03-02 15:30 | 15:30 | 11.4739 | 30
2021-03-02 16:00 | 16:00 | 13.2105 | 30
2021-03-02 16:30 | 16:30 | 10.8634 | 30
2021-03-02 17:00 | 17:00 | 10.7933 | 30
2021-03-02 17:30 | 17:30 | 9.6261 | 30
2021-03-02 18:00 | 18:00 | 10.3581 | 30
2021-03-02 18:30 | 18:30 | 10.7053 | 30
2021-03-02 19:00 | 19:00 | 10.4893 | 30
2021-03-02 19:30 | 19:30 | 10.5139 | 30
2021-03-02 20:00 | 20:00 | 9.8967 | 30
2021-03-02 20:30 | 20:30 | 9.1439 | 30
2021-03-02 21:00 | 21:00 | 8.657 | 30
2021-03-02 21:30 | 21:30 | 8.0344 | 30
2021-03-02 22:00 | 22:00 | 7.2114 | 30
2021-03-02 22:30 | 22:30 | 7.169 | 30
2021-03-02 23:00 | 23:00 | 7.0909 | 30
2021-03-02 23:30 | 23:30 | 6.5847 | 30
2021-03-03 | 0:00 | 6.2325 | 30
2021-03-03 00:30 | 0:30 | 5.831 | 30
2021-03-03 01:00 | 1:00 | 5.7453 | 30
2021-03-03 01:30 | 1:30 | 5.3557 | 30
2021-03-03 02:00 | 2:00 | 5.1577 | 30
2021-03-03 02:30 | 2:30 | 5.1098 | 30
2021-03-03 03:00 | 3:00 | 5.1644 | 30
2021-03-03 03:30 | 3:30 | 5.2682 | 30
2021-03-03 04:00 | 4:00 | 5.3518 | 30
2021-03-03 04:30 | 4:30 | 5.4876 | 30
2021-03-03 05:00 | 5:00 | 6.2715 | 30
2021-03-03 05:30 | 5:30 | 6.3598 | 30
2021-03-03 06:00 | 6:00 | 6.8009 | 30
2021-03-03 06:30 | 6:30 | 6.9199 | 30
2021-03-03 07:00 | 7:00 | 7.0406 | 30
2021-03-03 07:30 | 7:30 | 5.7623 | 30
2021-03-03 08:00 | 8:00 | 5.2261 | 30
2021-03-03 08:30 | 8:30 | 5.9136 | 30
2021-03-03 09:00 | 9:00 | 6.0015 | 30
2021-03-03 09:30 | 9:30 | 5.5795 | 30
2021-03-03 10:00 | 10:00 | 4.5933 | 30
2021-03-03 10:30 | 10:30 | 3.5584 | 30
2021-03-03 11:00 | 11:00 | 4.9019 | 30
2021-03-03 11:30 | 11:30 | 3.7715 | 30
2021-03-03 12:00 | 12:00 | 3.4245 | 30
2021-03-03 12:30 | 12:30 | 6.7664 | 30
2021-03-03 13:00 | 13:00 | 4.8829 | 30
2021-03-03 13:30 | 13:30 | 2.307 | 30
2021-03-03 14:00 | 14:00 | 5.0935 | 30
2021-03-03 14:30 | 14:30 | 5.2566 | 30
2021-03-03 15:00 | 15:00 | 4.0863 | 30
2021-03-03 15:30 | 15:30 | 3.6943 | 30
2021-03-03 16:00 | 16:00 | 6.3339 | 30
2021-03-03 16:30 | 16:30 | 7.2062 | 30
2021-03-03 17:00 | 17:00 | 7.558 | 30
2021-03-03 17:30 | 17:30 | 8.7586 | 30
2021-03-03 18:00 | 18:00 | 9.9379 | 30
2021-03-03 18:30 | 18:30 | 10.6506 | 30
2021-03-03 19:00 | 19:00 | 10.6172 | 30
2021-03-03 19:30 | 19:30 | 10.2098 | 30
2021-03-03 20:00 | 20:00 | 9.8174 | 30
2021-03-03 20:30 | 20:30 | 9.3891 | 30
2021-03-03 21:00 | 21:00 | 8.5009 | 30
2021-03-03 21:30 | 21:30 | 7.1408 | 30
2021-03-03 22:00 | 22:00 | 6.4385 | 30
2021-03-03 22:30 | 22:30 | 7.9452 | 30
2021-03-03 23:00 | 23:00 | 7.7322 | 30
2021-03-03 23:30 | 23:30 | 6.9943 | 30
2021-03-04 | 0:00 | 6.492 | 30
2021-03-04 00:30 | 0:30 | 6.215 | 30
2021-03-04 01:00 | 1:00 | 5.7139 | 30
2021-03-04 01:30 | 1:30 | 5.7552 | 30
2021-03-04 02:00 | 2:00 | 5.7763 | 30
2021-03-04 02:30 | 2:30 | 5.7263 | 30
2021-03-04 03:00 | 3:00 | 4.9098 | 30
2021-03-04 03:30 | 3:30 | 5.4917 | 30
2021-03-04 04:00 | 4:00 | 5.254 | 30
2021-03-04 04:30 | 4:30 | 4.9851 | 30
2021-03-04 05:00 | 5:00 | 4.4933 | 30
2021-03-04 05:30 | 5:30 | 4.7823 | 30
2021-03-04 06:00 | 6:00 | 4.9517 | 30
2021-03-04 06:30 | 6:30 | 4.9079 | 30
2021-03-04 07:00 | 7:00 | 4.4185 | 30
2021-03-04 07:30 | 7:30 | 4.6181 | 30
2021-03-04 08:00 | 8:00 | 3.3417 | 30
2021-03-04 08:30 | 8:30 | 2.5223 | 30
2021-03-04 09:00 | 9:00 | 2.7477 | 30
2021-03-04 09:30 | 9:30 | 1.1211 | 30
2021-03-04 10:00 | 10:00 | 1.5595 | 30
2021-03-04 10:30 | 10:30 | 1.0575 | 30
2021-03-04 11:00 | 11:00 | 1.1058 | 30
2021-03-04 11:30 | 11:30 | 1.6898 | 30
2021-03-04 12:00 | 12:00 | 0.62523 | 30
2021-03-04 12:30 | 12:30 | 0.7968 | 30
2021-03-04 13:00 | 13:00 | 3.9056 | 30
2021-03-04 13:30 | 13:30 | 2.8955 | 30
2021-03-04 14:00 | 14:00 | 3.0696 | 30
2021-03-04 14:30 | 14:30 | 2.7534 | 30
2021-03-04 15:00 | 15:00 | 1.463 | 30
2021-03-04 15:30 | 15:30 | 2.3412 | 30
2021-03-04 16:00 | 16:00 | 4.0575 | 30
2021-03-04 16:30 | 16:30 | 5.3571 | 30
2021-03-04 17:00 | 17:00 | 6.5856 | 30
2021-03-04 17:30 | 17:30 | 7.5617 | 30
2021-03-04 18:00 | 18:00 | 8.5121 | 30
2021-03-04 18:30 | 18:30 | 9.2913 | 30
2021-03-04 19:00 | 19:00 | 9.2179 | 30
2021-03-04 19:30 | 19:30 | 8.8018 | 30
2021-03-04 20:00 | 20:00 | 8.7608 | 30
2021-03-04 20:30 | 20:30 | 8.4299 | 30
2021-03-04 21:00 | 21:00 | 7.9706 | 30
2021-03-04 21:30 | 21:30 | 7.6004 | 30
2021-03-04 22:00 | 22:00 | 6.9478 | 30
2021-03-04 22:30 | 22:30 | 7.0967 | 30
2021-03-04 23:00 | 23:00 | 6.7827 | 30
2021-03-04 23:30 | 23:30 | 5.5742 | 30
2021-03-05 | 0:00 | 5.0165 | 30
2021-03-05 00:30 | 0:30 | 4.3014 | 30
2021-03-05 01:00 | 1:00 | 4.0306 | 30
2021-03-05 01:30 | 1:30 | 3.9381 | 30
2021-03-05 02:00 | 2:00 | 3.8451 | 30
2021-03-05 02:30 | 2:30 | 3.7683 | 30
2021-03-05 03:00 | 3:00 | 3.7216 | 30
2021-03-05 03:30 | 3:30 | 3.7813 | 30
2021-03-05 04:00 | 4:00 | 3.9802 | 30
2021-03-05 04:30 | 4:30 | 4.1624 | 30
2021-03-05 05:00 | 5:00 | 4.5567 | 30
2021-03-05 05:30 | 5:30 | 5.0953 | 30
2021-03-05 06:00 | 6:00 | 5.1711 | 30
2021-03-05 06:30 | 6:30 | 4.8011 | 30
2021-03-05 07:00 | 7:00 | 4.1518 | 30
2021-03-05 07:30 | 7:30 | 3.2028 | 30
2021-03-05 08:00 | 8:00 | 2.6016 | 30
2021-03-05 08:30 | 8:30 | 2.1552 | 30
2021-03-05 09:00 | 9:00 | 1.2319 | 30
2021-03-05 09:30 | 9:30 | 0.72273 | 30
2021-03-05 10:00 | 10:00 | 0.24204 | 30
2021-03-05 10:30 | 10:30 | 0.20453 | 30
2021-03-05 11:00 | 11:00 | 0.28163 | 30
2021-03-05 11:30 | 11:30 | 0.17319 | 30
2021-03-05 12:00 | 12:00 | 0.57543 | 30
2021-03-05 12:30 | 12:30 | 0.99057 | 30
2021-03-05 13:00 | 13:00 | 0.66016 | 30
2021-03-05 13:30 | 13:30 | 2.036 | 30
2021-03-05 14:00 | 14:00 | 3.268 | 30
2021-03-05 14:30 | 14:30 | 3.8991 | 30
2021-03-05 15:00 | 15:00 | 4.3949 | 30
2021-03-05 15:30 | 15:30 | 5.7406 | 30
2021-03-05 16:00 | 16:00 | 7.2497 | 30
2021-03-05 16:30 | 16:30 | 9.0472 | 30
2021-03-05 17:00 | 17:00 | 9.9427 | 30
2021-03-05 17:30 | 17:30 | 10.6779 | 30
2021-03-05 18:00 | 18:00 | 10.4849 | 30
2021-03-05 18:30 | 18:30 | 10.747 | 30
2021-03-05 19:00 | 19:00 | 10.5067 | 30
2021-03-05 19:30 | 19:30 | 10.1903 | 30
2021-03-05 20:00 | 20:00 | 9.5338 | 30
2021-03-05 20:30 | 20:30 | 9.0198 | 30
2021-03-05 21:00 | 21:00 | 8.4961 | 30
2021-03-05 21:30 | 21:30 | 8.1578 | 30
2021-03-05 22:00 | 22:00 | 7.5591 | 30
2021-03-05 22:30 | 22:30 | 7.4962 | 30
2021-03-05 23:00 | 23:00 | 7.1473 | 30
2021-03-05 23:30 | 23:30 | 6.3931 | 30
2021-03-06 | 0:00 | 5.8 | 30
2021-03-06 00:30 | 0:30 | 5.3099 | 30
2021-03-06 01:00 | 1:00 | 5.0661 | 30
2021-03-06 01:30 | 1:30 | 4.7839 | 30
2021-03-06 02:00 | 2:00 | 4.6875 | 30
2021-03-06 02:30 | 2:30 | 4.6332 | 30
2021-03-06 03:00 | 3:00 | 4.5932 | 30
2021-03-06 03:30 | 3:30 | 4.5539 | 30
2021-03-06 04:00 | 4:00 | 4.5919 | 30
2021-03-06 04:30 | 4:30 | 4.6167 | 30
2021-03-06 05:00 | 5:00 | 4.6646 | 30
2021-03-06 05:30 | 5:30 | 4.3924 | 30
2021-03-06 06:00 | 6:00 | 4.4196 | 30
2021-03-06 06:30 | 6:30 | 4.4852 | 30
2021-03-06 07:00 | 7:00 | 3.7289 | 30
2021-03-06 07:30 | 7:30 | 3.432 | 30
2021-03-06 08:00 | 8:00 | 2.4025 | 30
2021-03-06 08:30 | 8:30 | 1.5627 | 30
2021-03-06 09:00 | 9:00 | 1.6715 | 30
2021-03-06 09:30 | 9:30 | 3.1485 | 30
2021-03-06 10:00 | 10:00 | 3.1792 | 30
2021-03-06 10:30 | 10:30 | 3.2446 | 30
2021-03-06 11:00 | 11:00 | 2.7906 | 30
2021-03-06 11:30 | 11:30 | 4.034 | 30
2021-03-06 12:00 | 12:00 | 5.1128 | 30
2021-03-06 12:30 | 12:30 | 4.1963 | 30
2021-03-06 13:00 | 13:00 | 2.927 | 30
2021-03-06 13:30 | 13:30 | 5.0486 | 30
2021-03-06 14:00 | 14:00 | 5.1727 | 30
2021-03-06 14:30 | 14:30 | 4.9436 | 30
2021-03-06 15:00 | 15:00 | 6.455 | 30
2021-03-06 15:30 | 15:30 | 8.829 | 30
2021-03-06 16:00 | 16:00 | 8.9304 | 30
2021-03-06 16:30 | 16:30 | 6.3042 | 30
2021-03-06 17:00 | 17:00 | 7.1749 | 30
2021-03-06 17:30 | 17:30 | 9.2906 | 30
2021-03-06 18:00 | 18:00 | 8.9037 | 30
2021-03-06 18:30 | 18:30 | 8.012 | 30
2021-03-06 19:00 | 19:00 | 8.2769 | 30
2021-03-06 19:30 | 19:30 | 8.9501 | 30
2021-03-06 20:00 | 20:00 | 8.2441 | 30
2021-03-06 20:30 | 20:30 | 7.7338 | 30
2021-03-06 21:00 | 21:00 | 7.4663 | 30
2021-03-06 21:30 | 21:30 | 7.0046 | 30
2021-03-06 22:00 | 22:00 | 6.2258 | 30
2021-03-06 22:30 | 22:30 | 6.2475 | 30
2021-03-06 23:00 | 23:00 | 6.4786 | 30
2021-03-06 23:30 | 23:30 | 6.0111 | 30
2021-03-07 | 0:00 | 5.4979 | 30
2021-03-07 00:30 | 0:30 | 5.274 | 30
2021-03-07 01:00 | 1:00 | 5.1298 | 30
2021-03-07 01:30 | 1:30 | 4.8044 | 30
2021-03-07 02:00 | 2:00 | 4.2368 | 30
2021-03-07 02:30 | 2:30 | 4.1134 | 30
2021-03-07 03:00 | 3:00 | 4.3454 | 30
2021-03-07 03:30 | 3:30 | 4.6148 | 30
2021-03-07 04:00 | 4:00 | 4.5596 | 30
2021-03-07 04:30 | 4:30 | 4.6055 | 30
2021-03-07 05:00 | 5:00 | 4.6701 | 30
2021-03-07 05:30 | 5:30 | 4.6898 | 30
2021-03-07 06:00 | 6:00 | 4.7479 | 30
2021-03-07 06:30 | 6:30 | 4.3398 | 30
2021-03-07 07:00 | 7:00 | 4.1936 | 30
2021-03-07 07:30 | 7:30 | 4.2207 | 30
2021-03-07 08:00 | 8:00 | 3.7566 | 30
2021-03-07 08:30 | 8:30 | 2.7314 | 30
2021-03-07 09:00 | 9:00 | 2.0656 | 30
2021-03-07 09:30 | 9:30 | 3.1974 | 30
2021-03-07 10:00 | 10:00 | 3.0248 | 30
2021-03-07 10:30 | 10:30 | 1.3275 | 30
2021-03-07 11:00 | 11:00 | 1.9973 | 30
2021-03-07 11:30 | 11:30 | 2.9517 | 30
2021-03-07 12:00 | 12:00 | 3.2984 | 30
2021-03-07 12:30 | 12:30 | 2.3075 | 30
2021-03-07 13:00 | 13:00 | 1.435 | 30
2021-03-07 13:30 | 13:30 | 1.7351 | 30
2021-03-07 14:00 | 14:00 | 2.8689 | 30
2021-03-07 14:30 | 14:30 | 3.4781 | 30
2021-03-07 15:00 | 15:00 | 4.0756 | 30
2021-03-07 15:30 | 15:30 | 5.6238 | 30
2021-03-07 16:00 | 16:00 | 6.335 | 30
2021-03-07 16:30 | 16:30 | 7.8229 | 30
2021-03-07 17:00 | 17:00 | 8.793 | 30
2021-03-07 17:30 | 17:30 | 9.4163 | 30
2021-03-07 18:00 | 18:00 | 9.936 | 30
2021-03-07 18:30 | 18:30 | 10.0817 | 30
2021-03-07 19:00 | 19:00 | 9.8498 | 30
2021-03-07 19:30 | 19:30 | 9.3028 | 30
2021-03-07 20:00 | 20:00 | 8.8033 | 30
2021-03-07 20:30 | 20:30 | 8.3956 | 30
2021-03-07 21:00 | 21:00 | 7.894 | 30
2021-03-07 21:30 | 21:30 | 7.4022 | 30
2021-03-07 22:00 | 22:00 | 6.844 | 30
2021-03-07 22:30 | 22:30 | 7.0468 | 30
2021-03-07 23:00 | 23:00 | 6.8256 | 30
2021-03-07 23:30 | 23:30 | 6.1932 | 30
2021-03-08 | 0:00 | 5.6634 | 30
2021-03-08 00:30 | 0:30 | 5.1684 | 30
2021-03-08 01:00 | 1:00 | 4.8525 | 30
2021-03-08 01:30 | 1:30 | 4.6431 | 30
2021-03-08 02:00 | 2:00 | 4.5551 | 30
2021-03-08 02:30 | 2:30 | 4.4974 | 30
2021-03-08 03:00 | 3:00 | 4.4035 | 30
2021-03-08 03:30 | 3:30 | 4.7388 | 30
2021-03-08 04:00 | 4:00 | 4.9849 | 30
2021-03-08 04:30 | 4:30 | 4.9984 | 30
2021-03-08 05:00 | 5:00 | 5.2982 | 30
2021-03-08 05:30 | 5:30 | 5.5929 | 30
2021-03-08 06:00 | 6:00 | 5.8528 | 30
2021-03-08 06:30 | 6:30 | 5.8722 | 30
2021-03-08 07:00 | 7:00 | 5.9929 | 30
2021-03-08 07:30 | 7:30 | 5.1589 | 30
2021-03-08 08:00 | 8:00 | 3.496 | 30
2021-03-08 08:30 | 8:30 | 2.4809 | 30
2021-03-08 09:00 | 9:00 | 3.7426 | 30
2021-03-08 09:30 | 9:30 | 1.7078 | 30
2021-03-08 10:00 | 10:00 | 2.1301 | 30
2021-03-08 10:30 | 10:30 | 2.0755 | 30
2021-03-08 11:00 | 11:00 | 4.4466 | 30
2021-03-08 11:30 | 11:30 | 4.234 | 30
2021-03-08 12:00 | 12:00 | 4.0206 | 30
2021-03-08 12:30 | 12:30 | 3.8169 | 30
2021-03-08 13:00 | 13:00 | 2.948 | 30
2021-03-08 13:30 | 13:30 | 2.9461 | 30
2021-03-08 14:00 | 14:00 | 4.0365 | 30
2021-03-08 14:30 | 14:30 | 5.4297 | 30
2021-03-08 15:00 | 15:00 | 8.1136 | 30
2021-03-08 15:30 | 15:30 | 8.5679 | 30
2021-03-08 16:00 | 16:00 | 8.642 | 30
2021-03-08 16:30 | 16:30 | 8.6631 | 30
2021-03-08 17:00 | 17:00 | 8.6285 | 30
2021-03-08 17:30 | 17:30 | 9.0157 | 30
2021-03-08 18:00 | 18:00 | 9.7959 | 30
2021-03-08 18:30 | 18:30 | 10.1001 | 30
2021-03-08 19:00 | 19:00 | 9.6526 | 30
2021-03-08 19:30 | 19:30 | 9.4131 | 30
2021-03-08 20:00 | 20:00 | 8.9779 | 30
2021-03-08 20:30 | 20:30 | 8.4624 | 30
2021-03-08 21:00 | 21:00 | 8.061 | 30
2021-03-08 21:30 | 21:30 | 7.3928 | 30
2021-03-08 22:00 | 22:00 | 6.8054 | 30
2021-03-08 22:30 | 22:30 | 6.897 | 30
2021-03-08 23:00 | 23:00 | 6.6195 | 30
2021-03-08 23:30 | 23:30 | 5.8876 | 30
2021-03-09 | 0:00 | 5.4221 | 30
2021-03-09 00:30 | 0:30 | 5.0561 | 30
2021-03-09 01:00 | 1:00 | 4.8219 | 30
2021-03-09 01:30 | 1:30 | 4.4566 | 30
2021-03-09 02:00 | 2:00 | 4.3702 | 30
2021-03-09 02:30 | 2:30 | 4.3169 | 30
2021-03-09 03:00 | 3:00 | 4.3001 | 30
2021-03-09 03:30 | 3:30 | 4.3284 | 30
2021-03-09 04:00 | 4:00 | 4.386 | 30
2021-03-09 04:30 | 4:30 | 4.4706 | 30
2021-03-09 05:00 | 5:00 | 4.9079 | 30
2021-03-09 05:30 | 5:30 | 4.9643 | 30
2021-03-09 06:00 | 6:00 | 5.2371 | 30
2021-03-09 06:30 | 6:30 | 5.3231 | 30
2021-03-09 07:00 | 7:00 | 4.7072 | 30
2021-03-09 07:30 | 7:30 | 4.2107 | 30
2021-03-09 08:00 | 8:00 | 5.4377 | 30
2021-03-09 08:30 | 8:30 | 5.0212 | 30
2021-03-09 09:00 | 9:00 | 3.6719 | 30
2021-03-09 09:30 | 9:30 | 1.7991 | 30
2021-03-09 10:00 | 10:00 | 1.0347 | 30
2021-03-09 10:30 | 10:30 | 1.8938 | 30
2021-03-09 11:00 | 11:00 | 2.2493 | 30
2021-03-09 11:30 | 11:30 | 1.8954 | 30
2021-03-09 12:00 | 12:00 | 1.2939 | 30
2021-03-09 12:30 | 12:30 | 2.03 | 30
2021-03-09 13:00 | 13:00 | 2.1963 | 30
2021-03-09 13:30 | 13:30 | 2.6262 | 30
2021-03-09 14:00 | 14:00 | 3.2142 | 30
2021-03-09 14:30 | 14:30 | 4.6051 | 30
2021-03-09 15:00 | 15:00 | 5.0704 | 30
2021-03-09 15:30 | 15:30 | 6.4703 | 30
2021-03-09 16:00 | 16:00 | 8.1594 | 30
2021-03-09 16:30 | 16:30 | 9.4254 | 30
2021-03-09 17:00 | 17:00 | 10.1942 | 30
2021-03-09 17:30 | 17:30 | 12.0133 | 30
2021-03-09 18:00 | 18:00 | 12.4972 | 30
2021-03-09 18:30 | 18:30 | 13.0861 | 30
2021-03-09 19:00 | 19:00 | 12.7707 | 30
2021-03-09 19:30 | 19:30 | 11.2988 | 30
2021-03-09 20:00 | 20:00 | 10.4533 | 30
2021-03-09 20:30 | 20:30 | 9.626 | 30
2021-03-09 21:00 | 21:00 | 9.4659 | 30
2021-03-09 21:30 | 21:30 | 8.9189 | 30
2021-03-09 22:00 | 22:00 | 8.2981 | 30
2021-03-09 22:30 | 22:30 | 8.0159 | 30
2021-03-09 23:00 | 23:00 | 7.4119 | 30
2021-03-09 23:30 | 23:30 | 6.4596 | 30
2021-03-10 | 0:00 | 5.7286 | 30
2021-03-10 00:30 | 0:30 | 5.127 | 30
2021-03-10 01:00 | 1:00 | 4.9085 | 30
2021-03-10 01:30 | 1:30 | 4.7014 | 30
2021-03-10 02:00 | 2:00 | 4.6133 | 30
2021-03-10 02:30 | 2:30 | 4.8678 | 30
2021-03-10 03:00 | 3:00 | 4.8406 | 30
2021-03-10 03:30 | 3:30 | 4.9517 | 30
2021-03-10 04:00 | 4:00 | 5.1823 | 30
2021-03-10 04:30 | 4:30 | 5.2658 | 30
2021-03-10 05:00 | 5:00 | 5.4921 | 30
2021-03-10 05:30 | 5:30 | 5.6781 | 30
2021-03-10 06:00 | 6:00 | 6.2878 | 30
2021-03-10 06:30 | 6:30 | 6.2572 | 30
2021-03-10 07:00 | 7:00 | 5.9353 | 30
2021-03-10 07:30 | 7:30 | 6.0452 | 30
2021-03-10 08:00 | 8:00 | 5.0879 | 30
2021-03-10 08:30 | 8:30 | 4.9332 | 30
2021-03-10 09:00 | 9:00 | 3.9855 | 30
2021-03-10 09:30 | 9:30 | 2.8168 | 30
2021-03-10 10:00 | 10:00 | 2.675 | 30
2021-03-10 10:30 | 10:30 | 1.092 | 30
2021-03-10 11:00 | 11:00 | 1.5934 | 30
2021-03-10 11:30 | 11:30 | 1.4821 | 30
2021-03-10 12:00 | 12:00 | 2.031 | 30
2021-03-10 12:30 | 12:30 | 2.824 | 30
2021-03-10 13:00 | 13:00 | 3.7413 | 30
2021-03-10 13:30 | 13:30 | 5.5974 | 30
2021-03-10 14:00 | 14:00 | 7.045 | 30
2021-03-10 14:30 | 14:30 | 7.6571 | 30
2021-03-10 15:00 | 15:00 | 8.4864 | 30
2021-03-10 15:30 | 15:30 | 8.7029 | 30
2021-03-10 16:00 | 16:00 | 8.4868 | 30
2021-03-10 16:30 | 16:30 | 8.337 | 30
2021-03-10 17:00 | 17:00 | 9.1824 | 30
2021-03-10 17:30 | 17:30 | 9.7836 | 30
2021-03-10 18:00 | 18:00 | 10.1261 | 30
2021-03-10 18:30 | 18:30 | 10.5341 | 30
2021-03-10 19:00 | 19:00 | 10.3131 | 30
2021-03-10 19:30 | 19:30 | 9.7804 | 30
2021-03-10 20:00 | 20:00 | 9.316 | 30
2021-03-10 20:30 | 20:30 | 8.8508 | 30
2021-03-10 21:00 | 21:00 | 8.3738 | 30
2021-03-10 21:30 | 21:30 | 7.8134 | 30
2021-03-10 22:00 | 22:00 | 7.1009 | 30
2021-03-10 22:30 | 22:30 | 7.1138 | 30
2021-03-10 23:00 | 23:00 | 6.7513 | 30
2021-03-10 23:30 | 23:30 | 5.9061 | 30
2021-03-11 | 0:00 | 5.5058 | 30
2021-03-11 00:30 | 0:30 | 5.0845 | 30
2021-03-11 01:00 | 1:00 | 4.8398 | 30
2021-03-11 01:30 | 1:30 | 4.3576 | 30
2021-03-11 02:00 | 2:00 | 4.3209 | 30
2021-03-11 02:30 | 2:30 | 5.1635 | 30
2021-03-11 03:00 | 3:00 | 4.71 | 30
2021-03-11 03:30 | 3:30 | 4.8005 | 30
2021-03-11 04:00 | 4:00 | 5.004 | 30
2021-03-11 04:30 | 4:30 | 5.2938 | 30
2021-03-11 05:00 | 5:00 | 5.8365 | 30
2021-03-11 05:30 | 5:30 | 6.0359 | 30
2021-03-11 06:00 | 6:00 | 6.274 | 30
2021-03-11 06:30 | 6:30 | 6.0793 | 30
2021-03-11 07:00 | 7:00 | 6.3698 | 30
2021-03-11 07:30 | 7:30 | 5.3449 | 30
2021-03-11 08:00 | 8:00 | 6.1609 | 30
2021-03-11 08:30 | 8:30 | 5.8887 | 30
2021-03-11 09:00 | 9:00 | 5.8937 | 30
2021-03-11 09:30 | 9:30 | 6.2557 | 30
2021-03-11 10:00 | 10:00 | 5.7294 | 30
2021-03-11 10:30 | 10:30 | 5.6393 | 30
2021-03-11 11:00 | 11:00 | 6.0039 | 30
2021-03-11 11:30 | 11:30 | 7.8658 | 30
2021-03-11 12:00 | 12:00 | 6.7635 | 30
2021-03-11 12:30 | 12:30 | 5.8823 | 30
2021-03-11 13:00 | 13:00 | 6.149 | 30
2021-03-11 13:30 | 13:30 | 5.9964 | 30
2021-03-11 14:00 | 14:00 | 5.2183 | 30
2021-03-11 14:30 | 14:30 | 5.2844 | 30
2021-03-11 15:00 | 15:00 | 5.5999 | 30
2021-03-11 15:30 | 15:30 | 5.5454 | 30
2021-03-11 16:00 | 16:00 | 5.9745 | 30
2021-03-11 16:30 | 16:30 | 6.9757 | 30
2021-03-11 17:00 | 17:00 | 8.209 | 30
2021-03-11 17:30 | 17:30 | 8.5477 | 30
2021-03-11 18:00 | 18:00 | 9.1143 | 30
2021-03-11 18:30 | 18:30 | 9.702 | 30
2021-03-11 19:00 | 19:00 | 9.5045 | 30
2021-03-11 19:30 | 19:30 | 9.0401 | 30
2021-03-11 20:00 | 20:00 | 8.8051 | 30
2021-03-11 20:30 | 20:30 | 8.3872 | 30
2021-03-11 21:00 | 21:00 | 8.0451 | 30
2021-03-11 21:30 | 21:30 | 7.6132 | 30
2021-03-11 22:00 | 22:00 | 6.608 | 30
2021-03-11 22:30 | 22:30 | 6.743 | 30
2021-03-11 23:00 | 23:00 | 6.4134 | 30
2021-03-11 23:30 | 23:30 | 5.4316 | 30
2021-03-12 | 0:00 | 4.6858 | 30
2021-03-12 00:30 | 0:30 | 4.3852 | 30
2021-03-12 01:00 | 1:00 | 4.2478 | 30
2021-03-12 01:30 | 1:30 | 4.0951 | 30
2021-03-12 02:00 | 2:00 | 4.0285 | 30
2021-03-12 02:30 | 2:30 | 4.023 | 30
2021-03-12 03:00 | 3:00 | 4.4172 | 30
2021-03-12 03:30 | 3:30 | 4.2815 | 30
2021-03-12 04:00 | 4:00 | 4.309 | 30
2021-03-12 04:30 | 4:30 | 4.4299 | 30
2021-03-12 05:00 | 5:00 | 4.7182 | 30
2021-03-12 05:30 | 5:30 | 4.933 | 30
2021-03-12 06:00 | 6:00 | 5.2831 | 30
2021-03-12 06:30 | 6:30 | 6.1568 | 30
2021-03-12 07:00 | 7:00 | 5.9846 | 30
2021-03-12 07:30 | 7:30 | 6.6671 | 30
2021-03-12 08:00 | 8:00 | 6.5243 | 30
2021-03-12 08:30 | 8:30 | 5.0349 | 30
2021-03-12 09:00 | 9:00 | 1.669 | 30
2021-03-12 09:30 | 9:30 | 0.69879 | 30
2021-03-12 10:00 | 10:00 | 0.70588 | 30
2021-03-12 10:30 | 10:30 | 1.8477 | 30
2021-03-12 11:00 | 11:00 | 3.8102 | 30
2021-03-12 11:30 | 11:30 | 1.7367 | 30
2021-03-12 12:00 | 12:00 | 4.6012 | 30
2021-03-12 12:30 | 12:30 | 5.4281 | 30
2021-03-12 13:00 | 13:00 | 4.4138 | 30
2021-03-12 13:30 | 13:30 | 3.2991 | 30
2021-03-12 14:00 | 14:00 | 4.6559 | 30
2021-03-12 14:30 | 14:30 | 5.7918 | 30
2021-03-12 15:00 | 15:00 | 4.6501 | 30
2021-03-12 15:30 | 15:30 | 3.9779 | 30
2021-03-12 16:00 | 16:00 | 5.3764 | 30
2021-03-12 16:30 | 16:30 | 6.2783 | 30
2021-03-12 17:00 | 17:00 | 7.5822 | 30
2021-03-12 17:30 | 17:30 | 8.185 | 30
2021-03-12 18:00 | 18:00 | 8.6408 | 30
2021-03-12 18:30 | 18:30 | 9.1298 | 30
2021-03-12 19:00 | 19:00 | 9.0952 | 30
2021-03-12 19:30 | 19:30 | 8.7066 | 30
2021-03-12 20:00 | 20:00 | 8.4382 | 30
2021-03-12 20:30 | 20:30 | 8.0012 | 30
2021-03-12 21:00 | 21:00 | 7.5475 | 30
2021-03-12 21:30 | 21:30 | 7.2272 | 30
2021-03-12 22:00 | 22:00 | 6.735 | 30
2021-03-12 22:30 | 22:30 | 6.9426 | 30
2021-03-12 23:00 | 23:00 | 6.7676 | 30
2021-03-12 23:30 | 23:30 | 6.2222 | 30
2021-03-13 | 0:00 | 5.9845 | 30
2021-03-13 00:30 | 0:30 | 5.7449 | 30
2021-03-13 01:00 | 1:00 | 5.3814 | 30
2021-03-13 01:30 | 1:30 | 4.9849 | 30
2021-03-13 02:00 | 2:00 | 4.8701 | 30
2021-03-13 02:30 | 2:30 | 4.8137 | 30
2021-03-13 03:00 | 3:00 | 4.7525 | 30
2021-03-13 03:30 | 3:30 | 4.7477 | 30
2021-03-13 04:00 | 4:00 | 4.7836 | 30
2021-03-13 04:30 | 4:30 | 4.8212 | 30
2021-03-13 05:00 | 5:00 | 4.9428 | 30
2021-03-13 05:30 | 5:30 | 4.9112 | 30
2021-03-13 06:00 | 6:00 | 4.9856 | 30
2021-03-13 06:30 | 6:30 | 4.6796 | 30
2021-03-13 07:00 | 7:00 | 4.2284 | 30
2021-03-13 07:30 | 7:30 | 3.4985 | 30
2021-03-13 08:00 | 8:00 | 3.0709 | 30
2021-03-13 08:30 | 8:30 | 3.6273 | 30
2021-03-13 09:00 | 9:00 | 4.5671 | 30
2021-03-13 09:30 | 9:30 | 3.7954 | 30
2021-03-13 10:00 | 10:00 | 3.551 | 30
2021-03-13 10:30 | 10:30 | 3.8134 | 30
2021-03-13 11:00 | 11:00 | 3.2993 | 30
2021-03-13 11:30 | 11:30 | 3.5695 | 30
2021-03-13 12:00 | 12:00 | 2.794 | 30
2021-03-13 12:30 | 12:30 | 3.1753 | 30
2021-03-13 13:00 | 13:00 | 2.4959 | 30
2021-03-13 13:30 | 13:30 | 3.0578 | 30
2021-03-13 14:00 | 14:00 | 4.5645 | 30
2021-03-13 14:30 | 14:30 | 5.8703 | 30
2021-03-13 15:00 | 15:00 | 6.3128 | 30
2021-03-13 15:30 | 15:30 | 6.4289 | 30
2021-03-13 16:00 | 16:00 | 7.8715 | 30
2021-03-13 16:30 | 16:30 | 8.8129 | 30
2021-03-13 17:00 | 17:00 | 9.7208 | 30
2021-03-13 17:30 | 17:30 | 9.9332 | 30
2021-03-13 18:00 | 18:00 | 9.689 | 30
2021-03-13 18:30 | 18:30 | 9.6868 | 30
2021-03-13 19:00 | 19:00 | 9.4422 | 30
2021-03-13 19:30 | 19:30 | 8.9725 | 30
2021-03-13 20:00 | 20:00 | 8.5223 | 30
2021-03-13 20:30 | 20:30 | 8.0134 | 30
2021-03-13 21:00 | 21:00 | 7.7138 | 30
2021-03-13 21:30 | 21:30 | 7.2821 | 30
2021-03-13 22:00 | 22:00 | 6.9014 | 30
2021-03-13 22:30 | 22:30 | 7.075 | 30
2021-03-13 23:00 | 23:00 | 6.689 | 30
2021-03-13 23:30 | 23:30 | 5.9794 | 30
2021-03-14 | 0:00 | 5.2647 | 30
2021-03-14 00:30 | 0:30 | 4.7991 | 30
2021-03-14 01:00 | 1:00 | 4.5907 | 30
2021-03-14 01:30 | 1:30 | 4.3561 | 30
2021-03-14 02:00 | 2:00 | 4.2783 | 30
2021-03-14 02:30 | 2:30 | 4.2538 | 30
2021-03-14 03:00 | 3:00 | 4.1971 | 30
2021-03-14 03:30 | 3:30 | 4.177 | 30
2021-03-14 04:00 | 4:00 | 4.1431 | 30
2021-03-14 04:30 | 4:30 | 4.1239 | 30
2021-03-14 05:00 | 5:00 | 4.5207 | 30
2021-03-14 05:30 | 5:30 | 4.5149 | 30
2021-03-14 06:00 | 6:00 | 4.6615 | 30
2021-03-14 06:30 | 6:30 | 4.3658 | 30
2021-03-14 07:00 | 7:00 | 3.8462 | 30
2021-03-14 07:30 | 7:30 | 3.3232 | 30
2021-03-14 08:00 | 8:00 | 2.8003 | 30
2021-03-14 08:30 | 8:30 | 2.336 | 30
2021-03-14 09:00 | 9:00 | 1.9981 | 30
2021-03-14 09:30 | 9:30 | 2.4925 | 30
2021-03-14 10:00 | 10:00 | 1.8385 | 30
2021-03-14 10:30 | 10:30 | 2.4053 | 30
2021-03-14 11:00 | 11:00 | 2.0232 | 30
2021-03-14 11:30 | 11:30 | 1.9145 | 30
2021-03-14 12:00 | 12:00 | 2.3639 | 30
2021-03-14 12:30 | 12:30 | 3.5279 | 30
2021-03-14 13:00 | 13:00 | 4.8016 | 30
2021-03-14 13:30 | 13:30 | 4.6732 | 30
2021-03-14 14:00 | 14:00 | 5.2212 | 30
2021-03-14 14:30 | 14:30 | 6.1578 | 30
2021-03-14 15:00 | 15:00 | 7.3727 | 30
2021-03-14 15:30 | 15:30 | 8.5973 | 30
2021-03-14 16:00 | 16:00 | 9.8884 | 30
2021-03-14 16:30 | 16:30 | 11.5847 | 30
2021-03-14 17:00 | 17:00 | 12.3106 | 30
2021-03-14 17:30 | 17:30 | 12.852 | 30
2021-03-14 18:00 | 18:00 | 13.0576 | 30
2021-03-14 18:30 | 18:30 | 12.6452 | 30
2021-03-14 19:00 | 19:00 | 11.8933 | 30
2021-03-14 19:30 | 19:30 | 11.4024 | 30
2021-03-14 20:00 | 20:00 | 10.9075 | 30
2021-03-14 20:30 | 20:30 | 10.1353 | 30
2021-03-14 21:00 | 21:00 | 9.5331 | 30
2021-03-14 21:30 | 21:30 | 8.7525 | 30
2021-03-14 22:00 | 22:00 | 8.1058 | 30
2021-03-14 22:30 | 22:30 | 8.4579 | 30
2021-03-14 23:00 | 23:00 | 7.93 | 30
2021-03-14 23:30 | 23:30 | 6.8926 | 30
2021-03-15 | 0:00 | 6.4407 | 30
2021-03-15 00:30 | 0:30 | 6.0284 | 30
2021-03-15 01:00 | 1:00 | 5.816 | 30
2021-03-15 01:30 | 1:30 | 5.6302 | 30
2021-03-15 02:00 | 2:00 | 5.6791 | 30
2021-03-15 02:30 | 2:30 | 5.7181 | 30
2021-03-15 03:00 | 3:00 | 5.6736 | 30
2021-03-15 03:30 | 3:30 | 5.6803 | 30
2021-03-15 04:00 | 4:00 | 5.7038 | 30
2021-03-15 04:30 | 4:30 | 5.8066 | 30
2021-03-15 05:00 | 5:00 | 6.2255 | 30
2021-03-15 05:30 | 5:30 | 6.4289 | 30
2021-03-15 06:00 | 6:00 | 6.4769 | 30
2021-03-15 06:30 | 6:30 | 6.6706 | 30
2021-03-15 07:00 | 7:00 | 7.1251 | 30
2021-03-15 07:30 | 7:30 | 6.7755 | 30
2021-03-15 08:00 | 8:00 | 6.4746 | 30
2021-03-15 08:30 | 8:30 | 5.9989 | 30
2021-03-15 09:00 | 9:00 | 5.7467 | 30
2021-03-15 09:30 | 9:30 | 4.7537 | 30
2021-03-15 10:00 | 10:00 | 5.1294 | 30
2021-03-15 10:30 | 10:30 | 4.3189 | 30
2021-03-15 11:00 | 11:00 | 4.9036 | 30
2021-03-15 11:30 | 11:30 | 5.0512 | 30
2021-03-15 12:00 | 12:00 | 4.7229 | 30
2021-03-15 12:30 | 12:30 | 3.7978 | 30
2021-03-15 13:00 | 13:00 | 4.2724 | 30
2021-03-15 13:30 | 13:30 | 5.2674 | 30
2021-03-15 14:00 | 14:00 | 5.6973 | 30
2021-03-15 14:30 | 14:30 | 5.6289 | 30
2021-03-15 15:00 | 15:00 | 5.6042 | 30
2021-03-15 15:30 | 15:30 | 5.9963 | 30
2021-03-15 16:00 | 16:00 | 6.3958 | 30
2021-03-15 16:30 | 16:30 | 6.8673 | 30
2021-03-15 17:00 | 17:00 | 7.6979 | 30
2021-03-15 17:30 | 17:30 | 8.1567 | 30
2021-03-15 18:00 | 18:00 | 8.6524 | 30
2021-03-15 18:30 | 18:30 | 8.9389 | 30
2021-03-15 19:00 | 19:00 | 8.1776 | 30
2021-03-15 19:30 | 19:30 | 7.9013 | 30
2021-03-15 20:00 | 20:00 | 7.6038 | 30
2021-03-15 20:30 | 20:30 | 7.3095 | 30
2021-03-15 21:00 | 21:00 | 6.9346 | 30
2021-03-15 21:30 | 21:30 | 6.5099 | 30
2021-03-15 22:00 | 22:00 | 6.0647 | 30
2021-03-15 22:30 | 22:30 | 6.1869 | 30
2021-03-15 23:00 | 23:00 | 5.6598 | 30
2021-03-15 23:30 | 23:30 | 5.0024 | 30
2021-03-16 | 0:00 | 4.5425 | 30
2021-03-16 00:30 | 0:30 | 4.3048 | 30
2021-03-16 01:00 | 1:00 | 4.0221 | 30
2021-03-16 01:30 | 1:30 | 3.9724 | 30
2021-03-16 02:00 | 2:00 | 3.9243 | 30
2021-03-16 02:30 | 2:30 | 4.3922 | 30
2021-03-16 03:00 | 3:00 | 4.5284 | 30
2021-03-16 03:30 | 3:30 | 4.8117 | 30
2021-03-16 04:00 | 4:00 | 4.8696 | 30
2021-03-16 04:30 | 4:30 | 5.4541 | 30
2021-03-16 05:00 | 5:00 | 5.1383 | 30
2021-03-16 05:30 | 5:30 | 4.863 | 30
2021-03-16 06:00 | 6:00 | 5.1288 | 30
2021-03-16 06:30 | 6:30 | 5.437 | 30
2021-03-16 07:00 | 7:00 | 5.5895 | 30
2021-03-16 07:30 | 7:30 | 4.8774 | 30
2021-03-16 08:00 | 8:00 | 4.328 | 30
2021-03-16 08:30 | 8:30 | 3.4846 | 30
2021-03-16 09:00 | 9:00 | 1.8525 | 30
2021-03-16 09:30 | 9:30 | 1.8297 | 30
2021-03-16 10:00 | 10:00 | 1.6262 | 30
2021-03-16 10:30 | 10:30 | 2.9336 | 30
2021-03-16 11:00 | 11:00 | 1.7553 | 30
2021-03-16 11:30 | 11:30 | 1.798 | 30
2021-03-16 12:00 | 12:00 | 3.8306 | 30
2021-03-16 12:30 | 12:30 | 5.0203 | 30
2021-03-16 13:00 | 13:00 | 5.0393 | 30
2021-03-16 13:30 | 13:30 | 4.9796 | 30
2021-03-16 14:00 | 14:00 | 5.3463 | 30
2021-03-16 14:30 | 14:30 | 5.6307 | 30
2021-03-16 15:00 | 15:00 | 5.7196 | 30
2021-03-16 15:30 | 15:30 | 6.1706 | 30
2021-03-16 16:00 | 16:00 | 6.5773 | 30
2021-03-16 16:30 | 16:30 | 7.0346 | 30
2021-03-16 17:00 | 17:00 | 7.519 | 30
2021-03-16 17:30 | 17:30 | 7.9309 | 30
2021-03-16 18:00 | 18:00 | 8.5144 | 30
2021-03-16 18:30 | 18:30 | 8.6157 | 30
2021-03-16 19:00 | 19:00 | 8.3328 | 30
2021-03-16 19:30 | 19:30 | 7.9479 | 30
2021-03-16 20:00 | 20:00 | 7.6914 | 30
2021-03-16 20:30 | 20:30 | 7.213 | 30
2021-03-16 21:00 | 21:00 | 6.8762 | 30
2021-03-16 21:30 | 21:30 | 6.5573 | 30
2021-03-16 22:00 | 22:00 | 5.8981 | 30
2021-03-16 22:30 | 22:30 | 6.112 | 30
2021-03-16 23:00 | 23:00 | 5.8175 | 30
2021-03-16 23:30 | 23:30 | 5.2802 | 30
2021-03-17 | 0:00 | 4.755 | 30
2021-03-17 00:30 | 0:30 | 4.3033 | 30
2021-03-17 01:00 | 1:00 | 4.1011 | 30
2021-03-17 01:30 | 1:30 | 4.0773 | 30
2021-03-17 02:00 | 2:00 | 3.9935 | 30
2021-03-17 02:30 | 2:30 | 3.9764 | 30
2021-03-17 03:00 | 3:00 | 3.9371 | 30
2021-03-17 03:30 | 3:30 | 4.0868 | 30
2021-03-17 04:00 | 4:00 | 4.0497 | 30
2021-03-17 04:30 | 4:30 | 4.2133 | 30
2021-03-17 05:00 | 5:00 | 4.5223 | 30
2021-03-17 05:30 | 5:30 | 4.7061 | 30
2021-03-17 06:00 | 6:00 | 5.0629 | 30
2021-03-17 06:30 | 6:30 | 5.477 | 30
2021-03-17 07:00 | 7:00 | 5.9148 | 30
2021-03-17 07:30 | 7:30 | 6.1287 | 30
2021-03-17 08:00 | 8:00 | 6.0252 | 30
2021-03-17 08:30 | 8:30 | 6.0784 | 30
2021-03-17 09:00 | 9:00 | 6.1674 | 30
2021-03-17 09:30 | 9:30 | 5.5935 | 30
2021-03-17 10:00 | 10:00 | 5.2269 | 30
2021-03-17 10:30 | 10:30 | 5.7533 | 30
2021-03-17 11:00 | 11:00 | 5.737 | 30
2021-03-17 11:30 | 11:30 | 5.5849 | 30
2021-03-17 12:00 | 12:00 | 5.5824 | 30
2021-03-17 12:30 | 12:30 | 5.2574 | 30
2021-03-17 13:00 | 13:00 | 5.0458 | 30
2021-03-17 13:30 | 13:30 | 5.0208 | 30
2021-03-17 14:00 | 14:00 | 3.7893 | 30
2021-03-17 14:30 | 14:30 | 4.3969 | 30
2021-03-17 15:00 | 15:00 | 5.3854 | 30
2021-03-17 15:30 | 15:30 | 5.5248 | 30
2021-03-17 16:00 | 16:00 | 5.8016 | 30
2021-03-17 16:30 | 16:30 | 6.6559 | 30
2021-03-17 17:00 | 17:00 | 7.3556 | 30
2021-03-17 17:30 | 17:30 | 7.911 | 30
2021-03-17 18:00 | 18:00 | 8.4289 | 30
2021-03-17 18:30 | 18:30 | 8.6276 | 30
2021-03-17 19:00 | 19:00 | 8.3043 | 30
2021-03-17 19:30 | 19:30 | 7.9564 | 30
2021-03-17 20:00 | 20:00 | 7.6453 | 30
2021-03-17 20:30 | 20:30 | 7.1597 | 30
2021-03-17 21:00 | 21:00 | 6.9031 | 30
2021-03-17 21:30 | 21:30 | 6.4066 | 30
2021-03-17 22:00 | 22:00 | 5.9401 | 30
2021-03-17 22:30 | 22:30 | 6.1883 | 30
2021-03-17 23:00 | 23:00 | 5.9824 | 30
2021-03-17 23:30 | 23:30 | 5.4176 | 30
2021-03-18 | 0:00 | 4.9261 | 30
2021-03-18 00:30 | 0:30 | 4.6449 | 30
2021-03-18 01:00 | 1:00 | 4.4732 | 30
2021-03-18 01:30 | 1:30 | 4.3383 | 30
2021-03-18 02:00 | 2:00 | 4.2066 | 30
2021-03-18 02:30 | 2:30 | 4.1475 | 30
2021-03-18 03:00 | 3:00 | 4.1469 | 30
2021-03-18 03:30 | 3:30 | 4.2642 | 30
2021-03-18 04:00 | 4:00 | 4.2741 | 30
2021-03-18 04:30 | 4:30 | 4.583 | 30
2021-03-18 05:00 | 5:00 | 4.8163 | 30
2021-03-18 05:30 | 5:30 | 5.1505 | 30
2021-03-18 06:00 | 6:00 | 5.6126 | 30
2021-03-18 06:30 | 6:30 | 5.3824 | 30
2021-03-18 07:00 | 7:00 | 6.0658 | 30
2021-03-18 07:30 | 7:30 | 5.7676 | 30
2021-03-18 08:00 | 8:00 | 4.6393 | 30
2021-03-18 08:30 | 8:30 | 4.2243 | 30
2021-03-18 09:00 | 9:00 | 3.2853 | 30
2021-03-18 09:30 | 9:30 | 3.4714 | 30
2021-03-18 10:00 | 10:00 | 4.0233 | 30
2021-03-18 10:30 | 10:30 | 3.3972 | 30
2021-03-18 11:00 | 11:00 | 3.2889 | 30
2021-03-18 11:30 | 11:30 | 2.6534 | 30
2021-03-18 12:00 | 12:00 | 2.5079 | 30
2021-03-18 12:30 | 12:30 | 1.9854 | 30
2021-03-18 13:00 | 13:00 | 2.8133 | 30
2021-03-18 13:30 | 13:30 | 3.2161 | 30
2021-03-18 14:00 | 14:00 | 3.9439 | 30
2021-03-18 14:30 | 14:30 | 4.4266 | 30
2021-03-18 15:00 | 15:00 | 5.2967 | 30
2021-03-18 15:30 | 15:30 | 6.6499 | 30
2021-03-18 16:00 | 16:00 | 7.5598 | 30
2021-03-18 16:30 | 16:30 | 8.9742 | 30
2021-03-18 17:00 | 17:00 | 9.3577 | 30
2021-03-18 17:30 | 17:30 | 10.0448 | 30
2021-03-18 18:00 | 18:00 | 10.4439 | 30
2021-03-18 18:30 | 18:30 | 10.6719 | 30
2021-03-18 19:00 | 19:00 | 10.4123 | 30
2021-03-18 19:30 | 19:30 | 10.0844 | 30
2021-03-18 20:00 | 20:00 | 9.58 | 30
2021-03-18 20:30 | 20:30 | 9.2025 | 30
2021-03-18 21:00 | 21:00 | 8.8143 | 30
2021-03-18 21:30 | 21:30 | 8.3552 | 30
2021-03-18 22:00 | 22:00 | 7.7953 | 30
2021-03-18 22:30 | 22:30 | 7.3208 | 30
2021-03-18 23:00 | 23:00 | 7.0207 | 30
2021-03-18 23:30 | 23:30 | 6.1363 | 30
2021-03-19 | 0:00 | 4.7078 | 30
2021-03-19 00:30 | 0:30 | 4.4463 | 30
2021-03-19 01:00 | 1:00 | 4.7101 | 30
2021-03-19 01:30 | 1:30 | 4.7917 | 30
2021-03-19 02:00 | 2:00 | 4.695 | 30
2021-03-19 02:30 | 2:30 | 4.7126 | 30
2021-03-19 03:00 | 3:00 | 4.7237 | 30
2021-03-19 03:30 | 3:30 | 4.715 | 30
2021-03-19 04:00 | 4:00 | 4.7194 | 30
2021-03-19 04:30 | 4:30 | 4.8961 | 30
2021-03-19 05:00 | 5:00 | 5.0632 | 30
2021-03-19 05:30 | 5:30 | 5.2536 | 30
2021-03-19 06:00 | 6:00 | 5.6878 | 30
2021-03-19 06:30 | 6:30 | 5.8615 | 30
2021-03-19 07:00 | 7:00 | 5.9887 | 30
2021-03-19 07:30 | 7:30 | 5.2262 | 30
2021-03-19 08:00 | 8:00 | 3.5304 | 30
2021-03-19 08:30 | 8:30 | 1.9432 | 30
2021-03-19 09:00 | 9:00 | 1.1593 | 30
2021-03-19 09:30 | 9:30 | 0.63541 | 30
2021-03-19 10:00 | 10:00 | 0.62438 | 30
2021-03-19 10:30 | 10:30 | 1.5958 | 30
2021-03-19 11:00 | 11:00 | 0.97201 | 30
2021-03-19 11:30 | 11:30 | 1.862 | 30
2021-03-19 12:00 | 12:00 | 2.6289 | 30
2021-03-19 12:30 | 12:30 | 1.3926 | 30
2021-03-19 13:00 | 13:00 | 2.9897 | 30
2021-03-19 13:30 | 13:30 | 4.1116 | 30
2021-03-19 14:00 | 14:00 | 3.2857 | 30
2021-03-19 14:30 | 14:30 | 4.22 | 30
2021-03-19 15:00 | 15:00 | 4.9183 | 30
2021-03-19 15:30 | 15:30 | 5.3293 | 30
2021-03-19 16:00 | 16:00 | 6.6082 | 30
2021-03-19 16:30 | 16:30 | 7.8058 | 30
2021-03-19 17:00 | 17:00 | 8.3673 | 30
2021-03-19 17:30 | 17:30 | 8.7479 | 30
2021-03-19 18:00 | 18:00 | 9.1284 | 30
2021-03-19 18:30 | 18:30 | 9.4945 | 30
2021-03-19 19:00 | 19:00 | 9.2594 | 30
2021-03-19 19:30 | 19:30 | 9.2609 | 30
2021-03-19 20:00 | 20:00 | 9.189 | 30
2021-03-19 20:30 | 20:30 | 9.1952 | 30
2021-03-19 21:00 | 21:00 | 9.3285 | 30
2021-03-19 21:30 | 21:30 | 9.0957 | 30
2021-03-19 22:00 | 22:00 | 8.704 | 30
2021-03-19 22:30 | 22:30 | 8.8844 | 30
2021-03-19 23:00 | 23:00 | 8.5302 | 30
2021-03-19 23:30 | 23:30 | 7.651 | 30
2021-03-20 | 0:00 | 7.0611 | 30
2021-03-20 00:30 | 0:30 | 6.817 | 30
2021-03-20 01:00 | 1:00 | 6.4994 | 30
2021-03-20 01:30 | 1:30 | 6.3452 | 30
2021-03-20 02:00 | 2:00 | 6.2789 | 30
2021-03-20 02:30 | 2:30 | 6.2206 | 30
2021-03-20 03:00 | 3:00 | 6.1851 | 30
2021-03-20 03:30 | 3:30 | 6.2387 | 30
2021-03-20 04:00 | 4:00 | 6.1888 | 30
2021-03-20 04:30 | 4:30 | 6.147 | 30
2021-03-20 05:00 | 5:00 | 6.2979 | 30
2021-03-20 05:30 | 5:30 | 6.4765 | 30
2021-03-20 06:00 | 6:00 | 6.499 | 30
2021-03-20 06:30 | 6:30 | 6.7488 | 30
2021-03-20 07:00 | 7:00 | 5.8 | 30
2021-03-20 07:30 | 7:30 | 5.7826 | 30
2021-03-20 08:00 | 8:00 | 5.9499 | 30
2021-03-20 08:30 | 8:30 | 4.9518 | 30
2021-03-20 09:00 | 9:00 | 3.3928 | 30
2021-03-20 09:30 | 9:30 | 3.6745 | 30
2021-03-20 10:00 | 10:00 | 2.2411 | 30
2021-03-20 10:30 | 10:30 | 2.8473 | 30
2021-03-20 11:00 | 11:00 | 2.1769 | 30
2021-03-20 11:30 | 11:30 | 2.9965 | 30
2021-03-20 12:00 | 12:00 | 3.9625 | 30
2021-03-20 12:30 | 12:30 | 4.5359 | 30
2021-03-20 13:00 | 13:00 | 4.2124 | 30
2021-03-20 13:30 | 13:30 | 5.8991 | 30
2021-03-20 14:00 | 14:00 | 5.6083 | 30
2021-03-20 14:30 | 14:30 | 6.5266 | 30
2021-03-20 15:00 | 15:00 | 7.5942 | 30
2021-03-20 15:30 | 15:30 | 7.7043 | 30
2021-03-20 16:00 | 16:00 | 8.2678 | 30
2021-03-20 16:30 | 16:30 | 8.5537 | 30
2021-03-20 17:00 | 17:00 | 9.237 | 30
2021-03-20 17:30 | 17:30 | 10.0811 | 30
2021-03-20 18:00 | 18:00 | 10.3207 | 30
2021-03-20 18:30 | 18:30 | 11.2022 | 30
2021-03-20 19:00 | 19:00 | 10.6451 | 30
2021-03-20 19:30 | 19:30 | 10.2491 | 30
2021-03-20 20:00 | 20:00 | 9.9561 | 30
2021-03-20 20:30 | 20:30 | 9.4474 | 30
2021-03-20 21:00 | 21:00 | 9.0952 | 30
2021-03-20 21:30 | 21:30 | 8.7505 | 30
2021-03-20 22:00 | 22:00 | 8.4618 | 30
2021-03-20 22:30 | 22:30 | 8.6583 | 30
2021-03-20 23:00 | 23:00 | 8.3932 | 30
2021-03-20 23:30 | 23:30 | 6.7653 | 30
2021-03-21 | 0:00 | 5.983 | 30
2021-03-21 00:30 | 0:30 | 5.6664 | 30
2021-03-21 01:00 | 1:00 | 5.8272 | 30
2021-03-21 01:30 | 1:30 | 5.781 | 30
2021-03-21 02:00 | 2:00 | 5.6152 | 30
2021-03-21 02:30 | 2:30 | 5.2768 | 30
2021-03-21 03:00 | 3:00 | 4.6773 | 30
2021-03-21 03:30 | 3:30 | 4.6192 | 30
2021-03-21 04:00 | 4:00 | 4.6337 | 30
2021-03-21 04:30 | 4:30 | 4.5984 | 30
2021-03-21 05:00 | 5:00 | 4.6832 | 30
2021-03-21 05:30 | 5:30 | 4.7513 | 30
2021-03-21 06:00 | 6:00 | 4.8043 | 30
2021-03-21 06:30 | 6:30 | 4.562 | 30
2021-03-21 07:00 | 7:00 | 4.5353 | 30
2021-03-21 07:30 | 7:30 | 4.2705 | 30
2021-03-21 08:00 | 8:00 | 4.2564 | 30
2021-03-21 08:30 | 8:30 | 4.5195 | 30
2021-03-21 09:00 | 9:00 | 5.1012 | 30
2021-03-21 09:30 | 9:30 | 4.6569 | 30
2021-03-21 10:00 | 10:00 | 5.9825 | 30
2021-03-21 10:30 | 10:30 | 4.1836 | 30
2021-03-21 11:00 | 11:00 | 3.4612 | 30
2021-03-21 11:30 | 11:30 | 5.2976 | 30
2021-03-21 12:00 | 12:00 | 6.8371 | 30
2021-03-21 12:30 | 12:30 | 6.8381 | 30
2021-03-21 13:00 | 13:00 | 7.8628 | 30
2021-03-21 13:30 | 13:30 | 7.6941 | 30
2021-03-21 14:00 | 14:00 | 8.2764 | 30
2021-03-21 14:30 | 14:30 | 8.5542 | 30
2021-03-21 15:00 | 15:00 | 7.9889 | 30
2021-03-21 15:30 | 15:30 | 8.2051 | 30
2021-03-21 16:00 | 16:00 | 8.4698 | 30
2021-03-21 16:30 | 16:30 | 8.5068 | 30
2021-03-21 17:00 | 17:00 | 9.0844 | 30
2021-03-21 17:30 | 17:30 | 9.7395 | 30
2021-03-21 18:00 | 18:00 | 9.9464 | 30
2021-03-21 18:30 | 18:30 | 9.8902 | 30
2021-03-21 19:00 | 19:00 | 10.455 | 30
2021-03-21 19:30 | 19:30 | 10.1902 | 30
2021-03-21 20:00 | 20:00 | 9.1773 | 30
2021-03-21 20:30 | 20:30 | 8.3546 | 30
2021-03-21 21:00 | 21:00 | 7.9808 | 30
2021-03-21 21:30 | 21:30 | 7.4469 | 30
2021-03-21 22:00 | 22:00 | 6.9807 | 30
2021-03-21 22:30 | 22:30 | 7.5414 | 30
2021-03-21 23:00 | 23:00 | 7.4644 | 30
2021-03-21 23:30 | 23:30 | 6.9166 | 30
2021-03-22 | 0:00 | 6.3387 | 30
2021-03-22 00:30 | 0:30 | 5.9461 | 30
2021-03-22 01:00 | 1:00 | 4.8797 | 30
2021-03-22 01:30 | 1:30 | 4.4806 | 30
2021-03-22 02:00 | 2:00 | 4.4161 | 30
2021-03-22 02:30 | 2:30 | 4.7226 | 30
2021-03-22 03:00 | 3:00 | 4.6816 | 30
2021-03-22 03:30 | 3:30 | 5.6941 | 30
2021-03-22 04:00 | 4:00 | 5.8079 | 30
2021-03-22 04:30 | 4:30 | 5.5051 | 30
2021-03-22 05:00 | 5:00 | 5.559 | 30
2021-03-22 05:30 | 5:30 | 5.7186 | 30
2021-03-22 06:00 | 6:00 | 6.0379 | 30
2021-03-22 06:30 | 6:30 | 6.4436 | 30
2021-03-22 07:00 | 7:00 | 6.7359 | 30
2021-03-22 07:30 | 7:30 | 7.101 | 30
2021-03-22 08:00 | 8:00 | 6.6119 | 30
2021-03-22 08:30 | 8:30 | 6.9949 | 30
2021-03-22 09:00 | 9:00 | 6.9998 | 30
2021-03-22 09:30 | 9:30 | 6.7455 | 30
2021-03-22 10:00 | 10:00 | 6.481 | 30
2021-03-22 10:30 | 10:30 | 6.3038 | 30
2021-03-22 11:00 | 11:00 | 5.9432 | 30
2021-03-22 11:30 | 11:30 | 5.7143 | 30
2021-03-22 12:00 | 12:00 | 6.214 | 30
2021-03-22 12:30 | 12:30 | 6.4916 | 30
2021-03-22 13:00 | 13:00 | 6.5655 | 30
2021-03-22 13:30 | 13:30 | 6.5819 | 30
2021-03-22 14:00 | 14:00 | 7.0724 | 30
2021-03-22 14:30 | 14:30 | 6.5192 | 30
2021-03-22 15:00 | 15:00 | 6.1139 | 30
2021-03-22 15:30 | 15:30 | 6.7453 | 30
2021-03-22 16:00 | 16:00 | 7.4537 | 30
2021-03-22 16:30 | 16:30 | 7.868 | 30
2021-03-22 17:00 | 17:00 | 8.2899 | 30
2021-03-22 17:30 | 17:30 | 8.6648 | 30
2021-03-22 18:00 | 18:00 | 9.3035 | 30
2021-03-22 18:30 | 18:30 | 9.3429 | 30
2021-03-22 19:00 | 19:00 | 9.0489 | 30
2021-03-22 19:30 | 19:30 | 8.5226 | 30
2021-03-22 20:00 | 20:00 | 8.1303 | 30
2021-03-22 20:30 | 20:30 | 7.7902 | 30
2021-03-22 21:00 | 21:00 | 7.3913 | 30
2021-03-22 21:30 | 21:30 | 6.994 | 30
2021-03-22 22:00 | 22:00 | 6.534 | 30
2021-03-22 22:30 | 22:30 | 6.6892 | 30
2021-03-22 23:00 | 23:00 | 6.4876 | 30
2021-03-22 23:30 | 23:30 | 5.9564 | 30
2021-03-23 | 0:00 | 5.4466 | 30
2021-03-23 00:30 | 0:30 | 5.1214 | 30
2021-03-23 01:00 | 1:00 | 4.8841 | 30
2021-03-23 01:30 | 1:30 | 4.7678 | 30
2021-03-23 02:00 | 2:00 | 4.7071 | 30
2021-03-23 02:30 | 2:30 | 4.6098 | 30
2021-03-23 03:00 | 3:00 | 4.6187 | 30
2021-03-23 03:30 | 3:30 | 4.6114 | 30
2021-03-23 04:00 | 4:00 | 4.675 | 30
2021-03-23 04:30 | 4:30 | 4.8581 | 30
2021-03-23 05:00 | 5:00 | 5.3103 | 30
2021-03-23 05:30 | 5:30 | 5.6441 | 30
2021-03-23 06:00 | 6:00 | 6.1943 | 30
2021-03-23 06:30 | 6:30 | 6.5513 | 30
2021-03-23 07:00 | 7:00 | 6.9139 | 30
2021-03-23 07:30 | 7:30 | 7.0956 | 30
2021-03-23 08:00 | 8:00 | 7.2378 | 30
2021-03-23 08:30 | 8:30 | 7.222 | 30
2021-03-23 09:00 | 9:00 | 7.5283 | 30
2021-03-23 09:30 | 9:30 | 7.5231 | 30
2021-03-23 10:00 | 10:00 | 7.1003 | 30
2021-03-23 10:30 | 10:30 | 6.9675 | 30
2021-03-23 11:00 | 11:00 | 6.6565 | 30
2021-03-23 11:30 | 11:30 | 6.8809 | 30
2021-03-23 12:00 | 12:00 | 6.5813 | 30
2021-03-23 12:30 | 12:30 | 4.381 | 30
2021-03-23 13:00 | 13:00 | 2.8472 | 30
2021-03-23 13:30 | 13:30 | 3.5954 | 30
2021-03-23 14:00 | 14:00 | 4.2776 | 30
2021-03-23 14:30 | 14:30 | 5.1235 | 30
2021-03-23 15:00 | 15:00 | 5.6849 | 30
2021-03-23 15:30 | 15:30 | 8.4938 | 30
2021-03-23 16:00 | 16:00 | 8.406 | 30
2021-03-23 16:30 | 16:30 | 8.5181 | 30
2021-03-23 17:00 | 17:00 | 8.9755 | 30
2021-03-23 17:30 | 17:30 | 9.416 | 30
2021-03-23 18:00 | 18:00 | 9.8776 | 30
2021-03-23 18:30 | 18:30 | 9.9936 | 30
2021-03-23 19:00 | 19:00 | 9.1137 | 30
2021-03-23 19:30 | 19:30 | 8.8426 | 30
2021-03-23 20:00 | 20:00 | 8.5225 | 30
2021-03-23 20:30 | 20:30 | 8.195 | 30
2021-03-23 21:00 | 21:00 | 7.6597 | 30
2021-03-23 21:30 | 21:30 | 7.328 | 30
2021-03-23 22:00 | 22:00 | 6.8361 | 30
2021-03-23 22:30 | 22:30 | 6.865 | 30
2021-03-23 23:00 | 23:00 | 6.5573 | 30
2021-03-23 23:30 | 23:30 | 5.9764 | 30
2021-03-24 | 0:00 | 5.4915 | 30
2021-03-24 00:30 | 0:30 | 4.9006 | 30
2021-03-24 01:00 | 1:00 | 4.5265 | 30
2021-03-24 01:30 | 1:30 | 4.4603 | 30
2021-03-24 02:00 | 2:00 | 4.3948 | 30
2021-03-24 02:30 | 2:30 | 4.3867 | 30
2021-03-24 03:00 | 3:00 | 4.5308 | 30
2021-03-24 03:30 | 3:30 | 4.5916 | 30
2021-03-24 04:00 | 4:00 | 4.5649 | 30
2021-03-24 04:30 | 4:30 | 4.6525 | 30
2021-03-24 05:00 | 5:00 | 4.9557 | 30
2021-03-24 05:30 | 5:30 | 5.1935 | 30
2021-03-24 06:00 | 6:00 | 5.444 | 30
2021-03-24 06:30 | 6:30 | 5.4779 | 30
2021-03-24 07:00 | 7:00 | 4.8632 | 30
2021-03-24 07:30 | 7:30 | 4.1183 | 30
2021-03-24 08:00 | 8:00 | 4.1346 | 30
2021-03-24 08:30 | 8:30 | 4.2143 | 30
2021-03-24 09:00 | 9:00 | 2.8886 | 30
2021-03-24 09:30 | 9:30 | 3.0758 | 30
2021-03-24 10:00 | 10:00 | 0.72359 | 30
2021-03-24 10:30 | 10:30 | 2.4605 | 30
2021-03-24 11:00 | 11:00 | 3.1966 | 30
2021-03-24 11:30 | 11:30 | 3.2289 | 30
2021-03-24 12:00 | 12:00 | 2.0175 | 30
2021-03-24 12:30 | 12:30 | 3.4226 | 30
2021-03-24 13:00 | 13:00 | 4.3298 | 30
2021-03-24 13:30 | 13:30 | 5.0985 | 30
2021-03-24 14:00 | 14:00 | 4.6226 | 30
2021-03-24 14:30 | 14:30 | 4.0147 | 30
2021-03-24 15:00 | 15:00 | 4.631 | 30
2021-03-24 15:30 | 15:30 | 5.5592 | 30
2021-03-24 16:00 | 16:00 | 7.2225 | 30
2021-03-24 16:30 | 16:30 | 8.5142 | 30
2021-03-24 17:00 | 17:00 | 9.5294 | 30
2021-03-24 17:30 | 17:30 | 10.1722 | 30
2021-03-24 18:00 | 18:00 | 10.6121 | 30
2021-03-24 18:30 | 18:30 | 10.7847 | 30
2021-03-24 19:00 | 19:00 | 10.3149 | 30
2021-03-24 19:30 | 19:30 | 9.7322 | 30
2021-03-24 20:00 | 20:00 | 9.0295 | 30
2021-03-24 20:30 | 20:30 | 8.2954 | 30
2021-03-24 21:00 | 21:00 | 7.9633 | 30
2021-03-24 21:30 | 21:30 | 7.504 | 30
2021-03-24 22:00 | 22:00 | 6.8115 | 30
2021-03-24 22:30 | 22:30 | 6.909 | 30
2021-03-24 23:00 | 23:00 | 6.5518 | 30
2021-03-24 23:30 | 23:30 | 5.7588 | 30
2021-03-25 | 0:00 | 5.3705 | 30
2021-03-25 00:30 | 0:30 | 5.0734 | 30
2021-03-25 01:00 | 1:00 | 5.1501 | 30
2021-03-25 01:30 | 1:30 | 5.5682 | 30
2021-03-25 02:00 | 2:00 | 5.4787 | 30
2021-03-25 02:30 | 2:30 | 5.3925 | 30
2021-03-25 03:00 | 3:00 | 5.326 | 30
2021-03-25 03:30 | 3:30 | 5.3482 | 30
2021-03-25 04:00 | 4:00 | 5.8063 | 30
2021-03-25 04:30 | 4:30 | 5.9012 | 30
2021-03-25 05:00 | 5:00 | 6.3176 | 30
2021-03-25 05:30 | 5:30 | 6.504 | 30
2021-03-25 06:00 | 6:00 | 6.7094 | 30
2021-03-25 06:30 | 6:30 | 6.3994 | 30
2021-03-25 07:00 | 7:00 | 5.753 | 30
2021-03-25 07:30 | 7:30 | 4.8109 | 30
2021-03-25 08:00 | 8:00 | 3.4038 | 30
2021-03-25 08:30 | 8:30 | 1.7686 | 30
2021-03-25 09:00 | 9:00 | 1.0526 | 30
2021-03-25 09:30 | 9:30 | 0.32075 | 30
2021-03-25 10:00 | 10:00 | 0.26244 | 30
2021-03-25 10:30 | 10:30 | 0.36798 | 30
2021-03-25 11:00 | 11:00 | 0.51271 | 30
2021-03-25 11:30 | 11:30 | 0.44556 | 30
2021-03-25 12:00 | 12:00 | 0.51576 | 30
2021-03-25 12:30 | 12:30 | 0.23977 | 30
2021-03-25 13:00 | 13:00 | 0.15151 | 30
2021-03-25 13:30 | 13:30 | 0.56622 | 30
2021-03-25 14:00 | 14:00 | 1.2499 | 30
2021-03-25 14:30 | 14:30 | 2.1547 | 30
2021-03-25 15:00 | 15:00 | 3.4388 | 30
2021-03-25 15:30 | 15:30 | 5.05 | 30
2021-03-25 16:00 | 16:00 | 6.537 | 30
2021-03-25 16:30 | 16:30 | 7.9399 | 30
2021-03-25 17:00 | 17:00 | 9.3702 | 30
2021-03-25 17:30 | 17:30 | 10.0766 | 30
2021-03-25 18:00 | 18:00 | 10.5374 | 30
2021-03-25 18:30 | 18:30 | 10.8017 | 30
2021-03-25 19:00 | 19:00 | 10.0566 | 30
2021-03-25 19:30 | 19:30 | 9.2417 | 30
2021-03-25 20:00 | 20:00 | 8.6883 | 30
2021-03-25 20:30 | 20:30 | 8.1365 | 30
2021-03-25 21:00 | 21:00 | 7.6177 | 30
2021-03-25 21:30 | 21:30 | 6.7737 | 30
2021-03-25 22:00 | 22:00 | 6.0496 | 30
2021-03-25 22:30 | 22:30 | 6.3381 | 30
2021-03-25 23:00 | 23:00 | 6.0911 | 30
2021-03-25 23:30 | 23:30 | 5.4038 | 30
2021-03-26 | 0:00 | 4.8667 | 30
2021-03-26 00:30 | 0:30 | 4.7422 | 30
2021-03-26 01:00 | 1:00 | 4.4668 | 30
2021-03-26 01:30 | 1:30 | 4.3503 | 30
2021-03-26 02:00 | 2:00 | 4.2109 | 30
2021-03-26 02:30 | 2:30 | 4.179 | 30
2021-03-26 03:00 | 3:00 | 4.1852 | 30
2021-03-26 03:30 | 3:30 | 4.2346 | 30
2021-03-26 04:00 | 4:00 | 4.2196 | 30
2021-03-26 04:30 | 4:30 | 4.3026 | 30
2021-03-26 05:00 | 5:00 | 4.5684 | 30
2021-03-26 05:30 | 5:30 | 5.0636 | 30
2021-03-26 06:00 | 6:00 | 5.1805 | 30
2021-03-26 06:30 | 6:30 | 5.4855 | 30
2021-03-26 07:00 | 7:00 | 4.8624 | 30
2021-03-26 07:30 | 7:30 | 4.105 | 30
2021-03-26 08:00 | 8:00 | 2.7659 | 30
2021-03-26 08:30 | 8:30 | 1.8193 | 30
2021-03-26 09:00 | 9:00 | 0.99507 | 30
2021-03-26 09:30 | 9:30 | 0.25517 | 30
2021-03-26 10:00 | 10:00 | 0.17494 | 30
2021-03-26 10:30 | 10:30 | 0.40681 | 30
2021-03-26 11:00 | 11:00 | 0.33628 | 30
2021-03-26 11:30 | 11:30 | 0.19905 | 30
2021-03-26 12:00 | 12:00 | 1.3949 | 30
2021-03-26 12:30 | 12:30 | 1.6229 | 30
2021-03-26 13:00 | 13:00 | 2.5226 | 30
2021-03-26 13:30 | 13:30 | 2.2541 | 30
2021-03-26 14:00 | 14:00 | 1.5661 | 30
2021-03-26 14:30 | 14:30 | 2.6847 | 30
2021-03-26 15:00 | 15:00 | 3.9789 | 30
2021-03-26 15:30 | 15:30 | 4.4435 | 30
2021-03-26 16:00 | 16:00 | 5.6571 | 30
2021-03-26 16:30 | 16:30 | 7.3856 | 30
2021-03-26 17:00 | 17:00 | 7.174 | 30
2021-03-26 17:30 | 17:30 | 8.1531 | 30
2021-03-26 18:00 | 18:00 | 9.3579 | 30
2021-03-26 18:30 | 18:30 | 9.7796 | 30
2021-03-26 19:00 | 19:00 | 9.5766 | 30
2021-03-26 19:30 | 19:30 | 9.1863 | 30
2021-03-26 20:00 | 20:00 | 9.0842 | 30
2021-03-26 20:30 | 20:30 | 8.7407 | 30
2021-03-26 21:00 | 21:00 | 8.501 | 30
2021-03-26 21:30 | 21:30 | 7.2668 | 30
2021-03-26 22:00 | 22:00 | 6.0728 | 30
2021-03-26 22:30 | 22:30 | 6.5776 | 30
2021-03-26 23:00 | 23:00 | 7.4798 | 30
2021-03-26 23:30 | 23:30 | 6.9057 | 30
2021-03-27 | 0:00 | 6.3916 | 30
2021-03-27 00:30 | 0:30 | 6.0245 | 30
2021-03-27 01:00 | 1:00 | 5.7801 | 30
2021-03-27 01:30 | 1:30 | 5.624 | 30
2021-03-27 02:00 | 2:00 | 4.1796 | 30
2021-03-27 02:30 | 2:30 | 3.9259 | 30
2021-03-27 03:00 | 3:00 | 3.8655 | 30
2021-03-27 03:30 | 3:30 | 4.4586 | 30
2021-03-27 04:00 | 4:00 | 4.5098 | 30
2021-03-27 04:30 | 4:30 | 4.0537 | 30
2021-03-27 05:00 | 5:00 | 4.0884 | 30
2021-03-27 05:30 | 5:30 | 4.2911 | 30
2021-03-27 06:00 | 6:00 | 4.3875 | 30
2021-03-27 06:30 | 6:30 | 4.4198 | 30
2021-03-27 07:00 | 7:00 | 3.4487 | 30
2021-03-27 07:30 | 7:30 | 2.7848 | 30
2021-03-27 08:00 | 8:00 | 2.0988 | 30
2021-03-27 08:30 | 8:30 | 2.0618 | 30
2021-03-27 09:00 | 9:00 | 1.7145 | 30
2021-03-27 09:30 | 9:30 | 1.3465 | 30
2021-03-27 10:00 | 10:00 | 1.4127 | 30
2021-03-27 10:30 | 10:30 | 2.7739 | 30
2021-03-27 11:00 | 11:00 | 2.3266 | 30
2021-03-27 11:30 | 11:30 | 1.6857 | 30
2021-03-27 12:00 | 12:00 | 1.4305 | 30
2021-03-27 12:30 | 12:30 | 1.7192 | 30
2021-03-27 13:00 | 13:00 | 1.7679 | 30
2021-03-27 13:30 | 13:30 | 3.0754 | 30
2021-03-27 14:00 | 14:00 | 3.5142 | 30
2021-03-27 14:30 | 14:30 | 3.6412 | 30
2021-03-27 15:00 | 15:00 | 4.9077 | 30
2021-03-27 15:30 | 15:30 | 5.8886 | 30
2021-03-27 16:00 | 16:00 | 7.6478 | 30
2021-03-27 16:30 | 16:30 | 8.9405 | 30
2021-03-27 17:00 | 17:00 | 8.9336 | 30
2021-03-27 17:30 | 17:30 | 9.2749 | 30
2021-03-27 18:00 | 18:00 | 8.8249 | 30
2021-03-27 18:30 | 18:30 | 8.7685 | 30
2021-03-27 19:00 | 19:00 | 8.4372 | 30
2021-03-27 19:30 | 19:30 | 7.9085 | 30
2021-03-27 20:00 | 20:00 | 7.5172 | 30
2021-03-27 20:30 | 20:30 | 7.1926 | 30
2021-03-27 21:00 | 21:00 | 6.8941 | 30
2021-03-27 21:30 | 21:30 | 6.6746 | 30
2021-03-27 22:00 | 22:00 | 6.1453 | 30
2021-03-27 22:30 | 22:30 | 6.3149 | 30
2021-03-27 23:00 | 23:00 | 5.9893 | 30
2021-03-27 23:30 | 23:30 | 5.4078 | 30
2021-03-28 | 0:00 | 4.8673 | 30
2021-03-28 00:30 | 0:30 | 4.6308 | 30
2021-03-28 01:00 | 1:00 | 4.3682 | 30
2021-03-28 01:30 | 1:30 | 4.2568 | 30
2021-03-28 02:00 | 2:00 | 4.1285 | 30
2021-03-28 02:30 | 2:30 | 3.968 | 30
2021-03-28 03:00 | 3:00 | 3.9286 | 30
2021-03-28 03:30 | 3:30 | 3.8934 | 30
2021-03-28 04:00 | 4:00 | 3.8721 | 30
2021-03-28 04:30 | 4:30 | 3.8454 | 30
2021-03-28 05:00 | 5:00 | 3.9337 | 30
2021-03-28 05:30 | 5:30 | 3.9971 | 30
2021-03-28 06:00 | 6:00 | 3.9547 | 30
2021-03-28 06:30 | 6:30 | 3.5392 | 30
2021-03-28 07:00 | 7:00 | 3.0151 | 30
2021-03-28 07:30 | 7:30 | 2.439 | 30
2021-03-28 08:00 | 8:00 | 1.8497 | 30
2021-03-28 08:30 | 8:30 | 1.1761 | 30
2021-03-28 09:00 | 9:00 | 0.85157 | 30
2021-03-28 09:30 | 9:30 | 0.93797 | 30
2021-03-28 10:00 | 10:00 | 1.1071 | 30
2021-03-28 10:30 | 10:30 | 1.2631 | 30
2021-03-28 11:00 | 11:00 | 1.0209 | 30
2021-03-28 11:30 | 11:30 | 0.88676 | 30
2021-03-28 12:00 | 12:00 | 2.0294 | 30
2021-03-28 12:30 | 12:30 | 0.9014 | 30
2021-03-28 13:00 | 13:00 | 0.62229 | 30
2021-03-28 13:30 | 13:30 | 1.1624 | 30
2021-03-28 14:00 | 14:00 | 2.5302 | 30
2021-03-28 14:30 | 14:30 | 3.7762 | 30
2021-03-28 15:00 | 15:00 | 5.0214 | 30
2021-03-28 15:30 | 15:30 | 6.6385 | 30
2021-03-28 16:00 | 16:00 | 7.197 | 30
2021-03-28 16:30 | 16:30 | 7.8837 | 30
2021-03-28 17:00 | 17:00 | 8.4399 | 30
2021-03-28 17:30 | 17:30 | 8.9144 | 30
2021-03-28 18:00 | 18:00 | 9.4128 | 30
2021-03-28 18:30 | 18:30 | 9.542 | 30
2021-03-28 19:00 | 19:00 | 9.1799 | 30
2021-03-28 19:30 | 19:30 | 8.6134 | 30
2021-03-28 20:00 | 20:00 | 8.1255 | 30
2021-03-28 20:30 | 20:30 | 7.6848 | 30
2021-03-28 21:00 | 21:00 | 7.2973 | 30
2021-03-28 21:30 | 21:30 | 6.864 | 30
2021-03-28 22:00 | 22:00 | 6.2312 | 30
2021-03-28 22:30 | 22:30 | 6.4675 | 30
2021-03-28 23:00 | 23:00 | 6.1945 | 30
2021-03-28 23:30 | 23:30 | 5.5621 | 30
2021-03-29 | 0:00 | 5.0784 | 30
2021-03-29 00:30 | 0:30 | 4.7822 | 30
2021-03-29 01:00 | 1:00 | 4.5091 | 30
2021-03-29 01:30 | 1:30 | 4.4332 | 30
2021-03-29 02:00 | 2:00 | 4.332 | 30
2021-03-29 02:30 | 2:30 | 4.3023 | 30
2021-03-29 03:00 | 3:00 | 4.365 | 30
2021-03-29 03:30 | 3:30 | 4.51 | 30
2021-03-29 04:00 | 4:00 | 4.2575 | 30
2021-03-29 04:30 | 4:30 | 5.7552 | 30
2021-03-29 05:00 | 5:00 | 5.4612 | 30
2021-03-29 05:30 | 5:30 | 5.9601 | 30
2021-03-29 06:00 | 6:00 | 6.6661 | 30
2021-03-29 06:30 | 6:30 | 5.4013 | 30
2021-03-29 07:00 | 7:00 | 5.6129 | 30
2021-03-29 07:30 | 7:30 | 4.9337 | 30
2021-03-29 08:00 | 8:00 | 2.4005 | 30
2021-03-29 08:30 | 8:30 | 1.2112 | 30
2021-03-29 09:00 | 9:00 | 0.84333 | 30
2021-03-29 09:30 | 9:30 | 0.95233 | 30
2021-03-29 10:00 | 10:00 | 1.0536 | 30
2021-03-29 10:30 | 10:30 | 0.85427 | 30
2021-03-29 11:00 | 11:00 | 1.3762 | 30
2021-03-29 11:30 | 11:30 | 0.79322 | 30
2021-03-29 12:00 | 12:00 | 1.2153 | 30
2021-03-29 12:30 | 12:30 | 0.92509 | 30
2021-03-29 13:00 | 13:00 | 3.6013 | 30
2021-03-29 13:30 | 13:30 | 2.8847 | 30
2021-03-29 14:00 | 14:00 | 2.0193 | 30
2021-03-29 14:30 | 14:30 | 2.9068 | 30
2021-03-29 15:00 | 15:00 | 3.8781 | 30
2021-03-29 15:30 | 15:30 | 5.3099 | 30
2021-03-29 16:00 | 16:00 | 6.5523 | 30
2021-03-29 16:30 | 16:30 | 7.7888 | 30
2021-03-29 17:00 | 17:00 | 8.4489 | 30
2021-03-29 17:30 | 17:30 | 9.2764 | 30
2021-03-29 18:00 | 18:00 | 9.8119 | 30
2021-03-29 18:30 | 18:30 | 10.0169 | 30
2021-03-29 19:00 | 19:00 | 9.446 | 30
2021-03-29 19:30 | 19:30 | 8.7261 | 30
2021-03-29 20:00 | 20:00 | 8.2689 | 30
2021-03-29 20:30 | 20:30 | 7.7147 | 30
2021-03-29 21:00 | 21:00 | 7.3409 | 30
2021-03-29 21:30 | 21:30 | 6.9707 | 30
2021-03-29 22:00 | 22:00 | 6.2575 | 30
2021-03-29 22:30 | 22:30 | 6.3724 | 30
2021-03-29 23:00 | 23:00 | 6.0523 | 30
2021-03-29 23:30 | 23:30 | 5.4675 | 30
2021-03-30 | 0:00 | 4.9444 | 30
2021-03-30 00:30 | 0:30 | 4.7132 | 30
2021-03-30 01:00 | 1:00 | 4.4862 | 30
2021-03-30 01:30 | 1:30 | 4.327 | 30
2021-03-30 02:00 | 2:00 | 4.2316 | 30
2021-03-30 02:30 | 2:30 | 4.2026 | 30
2021-03-30 03:00 | 3:00 | 4.1526 | 30
2021-03-30 03:30 | 3:30 | 4.1144 | 30
2021-03-30 04:00 | 4:00 | 4.2307 | 30
2021-03-30 04:30 | 4:30 | 4.446 | 30
2021-03-30 05:00 | 5:00 | 4.7079 | 30
2021-03-30 05:30 | 5:30 | 4.9422 | 30
2021-03-30 06:00 | 6:00 | 5.1416 | 30
2021-03-30 06:30 | 6:30 | 4.9003 | 30
2021-03-30 07:00 | 7:00 | 4.7224 | 30
2021-03-30 07:30 | 7:30 | 5.5755 | 30
2021-03-30 08:00 | 8:00 | 5.7731 | 30
2021-03-30 08:30 | 8:30 | 5.0979 | 30
2021-03-30 09:00 | 9:00 | 5.187 | 30
2021-03-30 09:30 | 9:30 | 2.9209 | 30
2021-03-30 10:00 | 10:00 | 2.6776 | 30
2021-03-30 10:30 | 10:30 | 1.0278 | 30
2021-03-30 11:00 | 11:00 | 1.8522 | 30
2021-03-30 11:30 | 11:30 | 4.0096 | 30
2021-03-30 12:00 | 12:00 | 3.2225 | 30
2021-03-30 12:30 | 12:30 | 2.9867 | 30
2021-03-30 13:00 | 13:00 | 3.8467 | 30
2021-03-30 13:30 | 13:30 | 1.5344 | 30
2021-03-30 14:00 | 14:00 | 2.0606 | 30
2021-03-30 14:30 | 14:30 | 2.7597 | 30
2021-03-30 15:00 | 15:00 | 4.0976 | 30
2021-03-30 15:30 | 15:30 | 4.8577 | 30
2021-03-30 16:00 | 16:00 | 4.9367 | 30
2021-03-30 16:30 | 16:30 | 6.4913 | 30
2021-03-30 17:00 | 17:00 | 7.8257 | 30
2021-03-30 17:30 | 17:30 | 8.9219 | 30
2021-03-30 18:00 | 18:00 | 9.3196 | 30
2021-03-30 18:30 | 18:30 | 9.5513 | 30
2021-03-30 19:00 | 19:00 | 9.3724 | 30
2021-03-30 19:30 | 19:30 | 8.9275 | 30
2021-03-30 20:00 | 20:00 | 8.4614 | 30
2021-03-30 20:30 | 20:30 | 8.0041 | 30
2021-03-30 21:00 | 21:00 | 7.6575 | 30
2021-03-30 21:30 | 21:30 | 7.3359 | 30
2021-03-30 22:00 | 22:00 | 6.7212 | 30
2021-03-30 22:30 | 22:30 | 6.8835 | 30
2021-03-30 23:00 | 23:00 | 6.5471 | 30
2021-03-30 23:30 | 23:30 | 5.9457 | 30
2021-03-31 | 0:00 | 5.5841 | 30
2021-03-31 00:30 | 0:30 | 5.3294 | 30
2021-03-31 01:00 | 1:00 | 4.9416 | 30
2021-03-31 01:30 | 1:30 | 4.4134 | 30
2021-03-31 02:00 | 2:00 | 3.8642 | 30
2021-03-31 02:30 | 2:30 | 3.7688 | 30
2021-03-31 03:00 | 3:00 | 4.0485 | 30
2021-03-31 03:30 | 3:30 | 4.78 | 30
2021-03-31 04:00 | 4:00 | 4.8364 | 30
2021-03-31 04:30 | 4:30 | 4.9574 | 30
2021-03-31 05:00 | 5:00 | 5.2303 | 30
2021-03-31 05:30 | 5:30 | 5.4385 | 30
2021-03-31 06:00 | 6:00 | 5.5632 | 30
2021-03-31 06:30 | 6:30 | 5.1083 | 30
2021-03-31 07:00 | 7:00 | 4.6604 | 30
2021-03-31 07:30 | 7:30 | 4.0291 | 30
2021-03-31 08:00 | 8:00 | 3.0358 | 30
2021-03-31 08:30 | 8:30 | 1.8632 | 30
2021-03-31 09:00 | 9:00 | 1.2183 | 30
2021-03-31 09:30 | 9:30 | 1.7923 | 30
2021-03-31 10:00 | 10:00 | 2.0168 | 30
2021-03-31 10:30 | 10:30 | 1.1029 | 30
2021-03-31 11:00 | 11:00 | 1.1399 | 30
2021-03-31 11:30 | 11:30 | 0.69359 | 30
2021-03-31 12:00 | 12:00 | 0.79771 | 30
2021-03-31 12:30 | 12:30 | 1.1619 | 30
2021-03-31 13:00 | 13:00 | 0.75893 | 30
2021-03-31 13:30 | 13:30 | 1.2764 | 30
2021-03-31 14:00 | 14:00 | 1.8546 | 30
2021-03-31 14:30 | 14:30 | 3.0419 | 30
2021-03-31 15:00 | 15:00 | 3.975 | 30
2021-03-31 15:30 | 15:30 | 4.102 | 30
2021-03-31 16:00 | 16:00 | 5.0736 | 30
2021-03-31 16:30 | 16:30 | 6.5196 | 30
2021-03-31 17:00 | 17:00 | 7.5582 | 30
2021-03-31 17:30 | 17:30 | 8.2738 | 30
2021-03-31 18:00 | 18:00 | 9.1542 | 30
2021-03-31 18:30 | 18:30 | 9.2696 | 30
2021-03-31 19:00 | 19:00 | 8.8411 | 30
2021-03-31 19:30 | 19:30 | 8.3317 | 30
2021-03-31 20:00 | 20:00 | 8.1323 | 30
2021-03-31 20:30 | 20:30 | 7.9005 | 30
2021-03-31 21:00 | 21:00 | 7.3778 | 30
2021-03-31 21:30 | 21:30 | 7.0055 | 30
2021-03-31 22:00 | 22:00 | 6.4502 | 30
2021-03-31 22:30 | 22:30 | 6.6411 | 30
2021-03-31 23:00 | 23:00 | 6.3301 | 30
2021-03-31 23:30 | 23:30 | 5.7467 | 30
2021-04-01 | 0:00 | 5.2117 | 30
2021-04-01 00:30 | 0:30 | 4.9231 | 30
2021-04-01 01:00 | 1:00 | 4.8087 | 30
2021-04-01 01:30 | 1:30 | 4.7523 | 30
2021-04-01 02:00 | 2:00 | 4.48 | 30
2021-04-01 02:30 | 2:30 | 4.3549 | 30
2021-04-01 03:00 | 3:00 | 4.3315 | 30
2021-04-01 03:30 | 3:30 | 4.3165 | 30
2021-04-01 04:00 | 4:00 | 4.3499 | 30
2021-04-01 04:30 | 4:30 | 4.2893 | 30
2021-04-01 05:00 | 5:00 | 4.3936 | 30
2021-04-01 05:30 | 5:30 | 4.6652 | 30
2021-04-01 06:00 | 6:00 | 4.8783 | 30
2021-04-01 06:30 | 6:30 | 4.0926 | 30
2021-04-01 07:00 | 7:00 | 4.1272 | 30
2021-04-01 07:30 | 7:30 | 3.0803 | 30
2021-04-01 08:00 | 8:00 | 2.1192 | 30
2021-04-01 08:30 | 8:30 | 1.5017 | 30
2021-04-01 09:00 | 9:00 | 1.4838 | 30
2021-04-01 09:30 | 9:30 | 1.8153 | 30
2021-04-01 10:00 | 10:00 | 0.61645 | 30
2021-04-01 10:30 | 10:30 | 1.4064 | 30
2021-04-01 11:00 | 11:00 | 1.2182 | 30
2021-04-01 11:30 | 11:30 | 1.2956 | 30
2021-04-01 12:00 | 12:00 | 2.0348 | 30
2021-04-01 12:30 | 12:30 | 0.94099 | 30
2021-04-01 13:00 | 13:00 | 2.6244 | 30
2021-04-01 13:30 | 13:30 | 4.8308 | 30
2021-04-01 14:00 | 14:00 | 5.0564 | 30
2021-04-01 14:30 | 14:30 | 4.0393 | 30
2021-04-01 15:00 | 15:00 | 3.3397 | 30
2021-04-01 15:30 | 15:30 | 5.4624 | 30
2021-04-01 16:00 | 16:00 | 5.8815 | 30
2021-04-01 16:30 | 16:30 | 6.6905 | 30
2021-04-01 17:00 | 17:00 | 7.2796 | 30
2021-04-01 17:30 | 17:30 | 7.6969 | 30
2021-04-01 18:00 | 18:00 | 8.2653 | 30
2021-04-01 18:30 | 18:30 | 8.4741 | 30
2021-04-01 19:00 | 19:00 | 8.0848 | 30
2021-04-01 19:30 | 19:30 | 7.6755 | 30
2021-04-01 20:00 | 20:00 | 7.5822 | 30
2021-04-01 20:30 | 20:30 | 7.3209 | 30
2021-04-01 21:00 | 21:00 | 7.0309 | 30
2021-04-01 21:30 | 21:30 | 6.5139 | 30
2021-04-01 22:00 | 22:00 | 5.9421 | 30
2021-04-01 22:30 | 22:30 | 6.1645 | 30
2021-04-01 23:00 | 23:00 | 5.9277 | 30
2021-04-01 23:30 | 23:30 | 5.3785 | 30
2021-04-02 | 0:00 | 4.8074 | 30
2021-04-02 00:30 | 0:30 | 4.4829 | 30
2021-04-02 01:00 | 1:00 | 4.2784 | 30
2021-04-02 01:30 | 1:30 | 4.0227 | 30
2021-04-02 02:00 | 2:00 | 3.8719 | 30
2021-04-02 02:30 | 2:30 | 3.8284 | 30
2021-04-02 03:00 | 3:00 | 3.9437 | 30
2021-04-02 03:30 | 3:30 | 3.914 | 30
2021-04-02 04:00 | 4:00 | 3.8946 | 30
2021-04-02 04:30 | 4:30 | 3.8912 | 30
2021-04-02 05:00 | 5:00 | 4.073 | 30
2021-04-02 05:30 | 5:30 | 4.2803 | 30
2021-04-02 06:00 | 6:00 | 4.3624 | 30
2021-04-02 06:30 | 6:30 | 4.0054 | 30
2021-04-02 07:00 | 7:00 | 4.4017 | 30
2021-04-02 07:30 | 7:30 | 4.6123 | 30
2021-04-02 08:00 | 8:00 | 3.7318 | 30
2021-04-02 08:30 | 8:30 | 4.1628 | 30
2021-04-02 09:00 | 9:00 | 1.8927 | 30
2021-04-02 09:30 | 9:30 | 2.5079 | 30
2021-04-02 10:00 | 10:00 | 0.37809 | 30
2021-04-02 10:30 | 10:30 | 0.59916 | 30
2021-04-02 11:00 | 11:00 | 1.7258 | 30
2021-04-02 11:30 | 11:30 | 3.364 | 30
2021-04-02 12:00 | 12:00 | 3.1787 | 30
2021-04-02 12:30 | 12:30 | 2.0935 | 30
2021-04-02 13:00 | 13:00 | 1.6239 | 30
2021-04-02 13:30 | 13:30 | 0.78868 | 30
2021-04-02 14:00 | 14:00 | 1.0442 | 30
2021-04-02 14:30 | 14:30 | 2.6919 | 30
2021-04-02 15:00 | 15:00 | 2.2902 | 30
2021-04-02 15:30 | 15:30 | 2.9336 | 30
2021-04-02 16:00 | 16:00 | 4.1311 | 30
2021-04-02 16:30 | 16:30 | 5.4177 | 30
2021-04-02 17:00 | 17:00 | 6.4844 | 30
2021-04-02 17:30 | 17:30 | 7.2406 | 30
2021-04-02 18:00 | 18:00 | 7.712 | 30
2021-04-02 18:30 | 18:30 | 7.7862 | 30
2021-04-02 19:00 | 19:00 | 7.4654 | 30
2021-04-02 19:30 | 19:30 | 7.0275 | 30
2021-04-02 20:00 | 20:00 | 6.8706 | 30
2021-04-02 20:30 | 20:30 | 6.6182 | 30
2021-04-02 21:00 | 21:00 | 6.3961 | 30
2021-04-02 21:30 | 21:30 | 6.1969 | 30
2021-04-02 22:00 | 22:00 | 5.8441 | 30
2021-04-02 22:30 | 22:30 | 6.1422 | 30
2021-04-02 23:00 | 23:00 | 5.9511 | 30
2021-04-02 23:30 | 23:30 | 5.4515 | 30
2021-04-03 | 0:00 | 4.6842 | 30
2021-04-03 00:30 | 0:30 | 4.3943 | 30
2021-04-03 01:00 | 1:00 | 4.2323 | 30
2021-04-03 01:30 | 1:30 | 4.0562 | 30
2021-04-03 02:00 | 2:00 | 3.9293 | 30
2021-04-03 02:30 | 2:30 | 3.8801 | 30
2021-04-03 03:00 | 3:00 | 3.8315 | 30
2021-04-03 03:30 | 3:30 | 3.851 | 30
2021-04-03 04:00 | 4:00 | 3.8237 | 30
2021-04-03 04:30 | 4:30 | 3.8261 | 30
2021-04-03 05:00 | 5:00 | 3.9069 | 30
2021-04-03 05:30 | 5:30 | 4 | 30
2021-04-03 06:00 | 6:00 | 4.1337 | 30
2021-04-03 06:30 | 6:30 | 4.0657 | 30
2021-04-03 07:00 | 7:00 | 3.8419 | 30
2021-04-03 07:30 | 7:30 | 4.2785 | 30
2021-04-03 08:00 | 8:00 | 4.1394 | 30
2021-04-03 08:30 | 8:30 | 5.954 | 30
2021-04-03 09:00 | 9:00 | 4.6454 | 30
2021-04-03 09:30 | 9:30 | 5.0118 | 30
2021-04-03 10:00 | 10:00 | 5.5301 | 30
2021-04-03 10:30 | 10:30 | 5.7978 | 30
2021-04-03 11:00 | 11:00 | 4.8231 | 30
2021-04-03 11:30 | 11:30 | 4.7359 | 30
2021-04-03 12:00 | 12:00 | 4.7826 | 30
2021-04-03 12:30 | 12:30 | 4.8724 | 30
2021-04-03 13:00 | 13:00 | 2.1924 | 30
2021-04-03 13:30 | 13:30 | 3.0032 | 30
2021-04-03 14:00 | 14:00 | 3.7161 | 30
2021-04-03 14:30 | 14:30 | 3.8625 | 30
2021-04-03 15:00 | 15:00 | 4.4749 | 30
2021-04-03 15:30 | 15:30 | 5.8041 | 30
2021-04-03 16:00 | 16:00 | 5.8057 | 30
2021-04-03 16:30 | 16:30 | 6.4789 | 30
2021-04-03 17:00 | 17:00 | 7.3227 | 30
2021-04-03 17:30 | 17:30 | 8.0142 | 30
2021-04-03 18:00 | 18:00 | 8.694 | 30
2021-04-03 18:30 | 18:30 | 8.5307 | 30
2021-04-03 19:00 | 19:00 | 8.0871 | 30
2021-04-03 19:30 | 19:30 | 7.2651 | 30
2021-04-03 20:00 | 20:00 | 7.0297 | 30
2021-04-03 20:30 | 20:30 | 6.7129 | 30
2021-04-03 21:00 | 21:00 | 6.5148 | 30
2021-04-03 21:30 | 21:30 | 6.3165 | 30
2021-04-03 22:00 | 22:00 | 5.9483 | 30
2021-04-03 22:30 | 22:30 | 6.1846 | 30
2021-04-03 23:00 | 23:00 | 6.0639 | 30
2021-04-03 23:30 | 23:30 | 5.4084 | 30
2021-04-04 | 0:00 | 4.8749 | 30
2021-04-04 00:30 | 0:30 | 4.5893 | 30
2021-04-04 01:00 | 1:00 | 4.4135 | 30
2021-04-04 01:30 | 1:30 | 4.143 | 30
2021-04-04 02:00 | 2:00 | 4.1182 | 30
2021-04-04 02:30 | 2:30 | 4.008 | 30
2021-04-04 03:00 | 3:00 | 3.9791 | 30
2021-04-04 03:30 | 3:30 | 3.9247 | 30
2021-04-04 04:00 | 4:00 | 3.9799 | 30
2021-04-04 04:30 | 4:30 | 4.0008 | 30
2021-04-04 05:00 | 5:00 | 4.0415 | 30
2021-04-04 05:30 | 5:30 | 4.1243 | 30
2021-04-04 06:00 | 6:00 | 4.3572 | 30
2021-04-04 06:30 | 6:30 | 4.3217 | 30
2021-04-04 07:00 | 7:00 | 4.7593 | 30
2021-04-04 07:30 | 7:30 | 5.3813 | 30
2021-04-04 08:00 | 8:00 | 5.9886 | 30
2021-04-04 08:30 | 8:30 | 6.2588 | 30
2021-04-04 09:00 | 9:00 | 6.1996 | 30
2021-04-04 09:30 | 9:30 | 6.7776 | 30
2021-04-04 10:00 | 10:00 | 5.829 | 30
2021-04-04 10:30 | 10:30 | 5.8334 | 30
2021-04-04 11:00 | 11:00 | 5.9386 | 30
2021-04-04 11:30 | 11:30 | 6.5724 | 30
2021-04-04 12:00 | 12:00 | 6.8778 | 30
2021-04-04 12:30 | 12:30 | 6.5415 | 30
2021-04-04 13:00 | 13:00 | 5.7882 | 30
2021-04-04 13:30 | 13:30 | 6.7852 | 30
2021-04-04 14:00 | 14:00 | 7.4931 | 30
2021-04-04 14:30 | 14:30 | 7.4865 | 30
2021-04-04 15:00 | 15:00 | 7.465 | 30
2021-04-04 15:30 | 15:30 | 5.8984 | 30
2021-04-04 16:00 | 16:00 | 6.1294 | 30
2021-04-04 16:30 | 16:30 | 6.5941 | 30
2021-04-04 17:00 | 17:00 | 8.6159 | 30
2021-04-04 17:30 | 17:30 | 9.2521 | 30
2021-04-04 18:00 | 18:00 | 9.4996 | 30
2021-04-04 18:30 | 18:30 | 9.1779 | 30
2021-04-04 19:00 | 19:00 | 7.6449 | 30
2021-04-04 19:30 | 19:30 | 7.3525 | 30
2021-04-04 20:00 | 20:00 | 7.1757 | 30
2021-04-04 20:30 | 20:30 | 6.9107 | 30
2021-04-04 21:00 | 21:00 | 6.8956 | 30
2021-04-04 21:30 | 21:30 | 6.883 | 30
2021-04-04 22:00 | 22:00 | 6.5734 | 30
2021-04-04 22:30 | 22:30 | 7.2958 | 30
2021-04-04 23:00 | 23:00 | 7.3866 | 30
2021-04-04 23:30 | 23:30 | 6.9216 | 30
2021-04-05 | 0:00 | 6.3643 | 30
2021-04-05 00:30 | 0:30 | 6.0719 | 30
2021-04-05 01:00 | 1:00 | 5.5821 | 30
2021-04-05 01:30 | 1:30 | 4.5425 | 30
2021-04-05 02:00 | 2:00 | 4.4443 | 30
2021-04-05 02:30 | 2:30 | 4.4221 | 30
2021-04-05 03:00 | 3:00 | 4.482 | 30
2021-04-05 03:30 | 3:30 | 4.4782 | 30
2021-04-05 04:00 | 4:00 | 4.4063 | 30
2021-04-05 04:30 | 4:30 | 4.3828 | 30
2021-04-05 05:00 | 5:00 | 4.4129 | 30
2021-04-05 05:30 | 5:30 | 4.5584 | 30
2021-04-05 06:00 | 6:00 | 4.6165 | 30
2021-04-05 06:30 | 6:30 | 5.1048 | 30
2021-04-05 07:00 | 7:00 | 5.516 | 30
2021-04-05 07:30 | 7:30 | 5.7785 | 30
2021-04-05 08:00 | 8:00 | 5.6406 | 30
2021-04-05 08:30 | 8:30 | 5.8019 | 30
2021-04-05 09:00 | 9:00 | 6.0318 | 30
2021-04-05 09:30 | 9:30 | 5.8735 | 30
2021-04-05 10:00 | 10:00 | 3.9939 | 30
2021-04-05 10:30 | 10:30 | 4.7231 | 30
2021-04-05 11:00 | 11:00 | 5.3092 | 30
2021-04-05 11:30 | 11:30 | 5.426 | 30
2021-04-05 12:00 | 12:00 | 5.5886 | 30
2021-04-05 12:30 | 12:30 | 4.911 | 30
2021-04-05 13:00 | 13:00 | 6.1002 | 30
2021-04-05 13:30 | 13:30 | 6.2857 | 30
2021-04-05 14:00 | 14:00 | 6.1987 | 30
2021-04-05 14:30 | 14:30 | 6.3984 | 30
2021-04-05 15:00 | 15:00 | 6.213 | 30
2021-04-05 15:30 | 15:30 | 7.1913 | 30
2021-04-05 16:00 | 16:00 | 7.6232 | 30
2021-04-05 16:30 | 16:30 | 8.2093 | 30
2021-04-05 17:00 | 17:00 | 8.5378 | 30
2021-04-05 17:30 | 17:30 | 8.8681 | 30
2021-04-05 18:00 | 18:00 | 9.3562 | 30
2021-04-05 18:30 | 18:30 | 9.473 | 30
2021-04-05 19:00 | 19:00 | 9.0294 | 30
2021-04-05 19:30 | 19:30 | 8.6151 | 30
2021-04-05 20:00 | 20:00 | 8.2666 | 30
2021-04-05 20:30 | 20:30 | 7.8323 | 30
2021-04-05 21:00 | 21:00 | 7.5461 | 30
2021-04-05 21:30 | 21:30 | 7.0009 | 30
2021-04-05 22:00 | 22:00 | 6.2805 | 30
2021-04-05 22:30 | 22:30 | 6.5409 | 30
2021-04-05 23:00 | 23:00 | 6.63 | 30
2021-04-05 23:30 | 23:30 | 6.3859 | 30
2021-04-06 | 0:00 | 5.8859 | 30
2021-04-06 00:30 | 0:30 | 5.5614 | 30
2021-04-06 01:00 | 1:00 | 5.4022 | 30
2021-04-06 01:30 | 1:30 | 5.1002 | 30
2021-04-06 02:00 | 2:00 | 4.9811 | 30
2021-04-06 02:30 | 2:30 | 4.9718 | 30
2021-04-06 03:00 | 3:00 | 4.9363 | 30
2021-04-06 03:30 | 3:30 | 4.9291 | 30
2021-04-06 04:00 | 4:00 | 4.9447 | 30
2021-04-06 04:30 | 4:30 | 4.373 | 30
2021-04-06 05:00 | 5:00 | 4.3378 | 30
2021-04-06 05:30 | 5:30 | 4.5647 | 30
2021-04-06 06:00 | 6:00 | 4.7672 | 30
2021-04-06 06:30 | 6:30 | 5.1033 | 30
2021-04-06 07:00 | 7:00 | 6.067 | 30
2021-04-06 07:30 | 7:30 | 6.2628 | 30
2021-04-06 08:00 | 8:00 | 5.7582 | 30
2021-04-06 08:30 | 8:30 | 5.093 | 30
2021-04-06 09:00 | 9:00 | 4.3953 | 30
2021-04-06 09:30 | 9:30 | 5.1883 | 30
2021-04-06 10:00 | 10:00 | 3.4624 | 30
2021-04-06 10:30 | 10:30 | 4.483 | 30
2021-04-06 11:00 | 11:00 | 5.059 | 30
2021-04-06 11:30 | 11:30 | 5.6449 | 30
2021-04-06 12:00 | 12:00 | 4.9989 | 30
2021-04-06 12:30 | 12:30 | 4.3405 | 30
2021-04-06 13:00 | 13:00 | 4.7172 | 30
2021-04-06 13:30 | 13:30 | 3.2188 | 30
2021-04-06 14:00 | 14:00 | 4.9771 | 30
2021-04-06 14:30 | 14:30 | 5.2983 | 30
2021-04-06 15:00 | 15:00 | 5.8306 | 30
2021-04-06 15:30 | 15:30 | 6.0374 | 30
2021-04-06 16:00 | 16:00 | 6.3231 | 30
2021-04-06 16:30 | 16:30 | 7.1801 | 30
2021-04-06 17:00 | 17:00 | 7.6488 | 30
2021-04-06 17:30 | 17:30 | 8.3497 | 30
2021-04-06 18:00 | 18:00 | 8.8812 | 30
2021-04-06 18:30 | 18:30 | 8.9771 | 30
2021-04-06 19:00 | 19:00 | 8.6804 | 30
2021-04-06 19:30 | 19:30 | 8.7325 | 30
2021-04-06 20:00 | 20:00 | 9.0213 | 30
2021-04-06 20:30 | 20:30 | 8.9439 | 30
2021-04-06 21:00 | 21:00 | 8.8418 | 30
2021-04-06 21:30 | 21:30 | 8.2651 | 30
2021-04-06 22:00 | 22:00 | 7.5685 | 30
2021-04-06 22:30 | 22:30 | 7.7255 | 30
2021-04-06 23:00 | 23:00 | 7.5994 | 30
2021-04-06 23:30 | 23:30 | 6.9606 | 30
2021-04-07 | 0:00 | 6.343 | 30
2021-04-07 00:30 | 0:30 | 5.2833 | 30
2021-04-07 01:00 | 1:00 | 4.8173 | 30
2021-04-07 01:30 | 1:30 | 4.6991 | 30
2021-04-07 02:00 | 2:00 | 4.4664 | 30
2021-04-07 02:30 | 2:30 | 4.4371 | 30
2021-04-07 03:00 | 3:00 | 4.4194 | 30
2021-04-07 03:30 | 3:30 | 4.4208 | 30
2021-04-07 04:00 | 4:00 | 4.6016 | 30
2021-04-07 04:30 | 4:30 | 4.6936 | 30
2021-04-07 05:00 | 5:00 | 4.841 | 30
2021-04-07 05:30 | 5:30 | 4.9804 | 30
2021-04-07 06:00 | 6:00 | 5.4802 | 30
2021-04-07 06:30 | 6:30 | 5.3848 | 30
2021-04-07 07:00 | 7:00 | 5.4914 | 30
2021-04-07 07:30 | 7:30 | 5.0166 | 30
2021-04-07 08:00 | 8:00 | 5.6707 | 30
2021-04-07 08:30 | 8:30 | 4.1272 | 30
2021-04-07 09:00 | 9:00 | 1.9091 | 30
2021-04-07 09:30 | 9:30 | 2.1661 | 30
2021-04-07 10:00 | 10:00 | 2.7973 | 30
2021-04-07 10:30 | 10:30 | 1.2893 | 30
2021-04-07 11:00 | 11:00 | 0.64481 | 30
2021-04-07 11:30 | 11:30 | 1.3216 | 30
2021-04-07 12:00 | 12:00 | 1.6226 | 30
2021-04-07 12:30 | 12:30 | 1.4845 | 30
2021-04-07 13:00 | 13:00 | 1.2138 | 30
2021-04-07 13:30 | 13:30 | 1.7041 | 30
2021-04-07 14:00 | 14:00 | 2.8682 | 30
2021-04-07 14:30 | 14:30 | 4.3378 | 30
2021-04-07 15:00 | 15:00 | 3.9058 | 30
2021-04-07 15:30 | 15:30 | 4.7488 | 30
2021-04-07 16:00 | 16:00 | 5.694 | 30
2021-04-07 16:30 | 16:30 | 7.1331 | 30
2021-04-07 17:00 | 17:00 | 8.0858 | 30
2021-04-07 17:30 | 17:30 | 8.6713 | 30
2021-04-07 18:00 | 18:00 | 9.1685 | 30
2021-04-07 18:30 | 18:30 | 9.2401 | 30
2021-04-07 19:00 | 19:00 | 8.9554 | 30
2021-04-07 19:30 | 19:30 | 8.3557 | 30
2021-04-07 20:00 | 20:00 | 7.7244 | 30
2021-04-07 20:30 | 20:30 | 7.3719 | 30
2021-04-07 21:00 | 21:00 | 7.0376 | 30
2021-04-07 21:30 | 21:30 | 6.8467 | 30
2021-04-07 22:00 | 22:00 | 6.1986 | 30
2021-04-07 22:30 | 22:30 | 6.2809 | 30
2021-04-07 23:00 | 23:00 | 6.1568 | 30
2021-04-07 23:30 | 23:30 | 5.581 | 30
2021-04-08 | 0:00 | 5.1359 | 30
2021-04-08 00:30 | 0:30 | 4.7961 | 30
2021-04-08 01:00 | 1:00 | 4.5894 | 30
2021-04-08 01:30 | 1:30 | 4.4442 | 30
2021-04-08 02:00 | 2:00 | 4.3167 | 30
2021-04-08 02:30 | 2:30 | 4.2339 | 30
2021-04-08 03:00 | 3:00 | 4.2359 | 30
2021-04-08 03:30 | 3:30 | 4.3558 | 30
2021-04-08 04:00 | 4:00 | 4.4797 | 30
2021-04-08 04:30 | 4:30 | 4.6775 | 30
2021-04-08 05:00 | 5:00 | 4.8603 | 30
2021-04-08 05:30 | 5:30 | 4.9965 | 30
2021-04-08 06:00 | 6:00 | 5.2247 | 30
2021-04-08 06:30 | 6:30 | 5.064 | 30
2021-04-08 07:00 | 7:00 | 4.5046 | 30
2021-04-08 07:30 | 7:30 | 4.5259 | 30
2021-04-08 08:00 | 8:00 | 3.5833 | 30
2021-04-08 08:30 | 8:30 | 2.7976 | 30
2021-04-08 09:00 | 9:00 | 2.6734 | 30
2021-04-08 09:30 | 9:30 | 2.4295 | 30
2021-04-08 10:00 | 10:00 | 1.3503 | 30
2021-04-08 10:30 | 10:30 | 1.5255 | 30
2021-04-08 11:00 | 11:00 | 2.6483 | 30
2021-04-08 11:30 | 11:30 | 4.8003 | 30
2021-04-08 12:00 | 12:00 | 3.8596 | 30
2021-04-08 12:30 | 12:30 | 3.7415 | 30
2021-04-08 13:00 | 13:00 | 3.5756 | 30
2021-04-08 13:30 | 13:30 | 2.0654 | 30
2021-04-08 14:00 | 14:00 | 3.7053 | 30
2021-04-08 14:30 | 14:30 | 4.6258 | 30
2021-04-08 15:00 | 15:00 | 4.4212 | 30
2021-04-08 15:30 | 15:30 | 4.6884 | 30
2021-04-08 16:00 | 16:00 | 6.3039 | 30
2021-04-08 16:30 | 16:30 | 7.3231 | 30
2021-04-08 17:00 | 17:00 | 8.266 | 30
2021-04-08 17:30 | 17:30 | 9.0689 | 30
2021-04-08 18:00 | 18:00 | 9.7883 | 30
2021-04-08 18:30 | 18:30 | 9.85 | 30
2021-04-08 19:00 | 19:00 | 9.2905 | 30
2021-04-08 19:30 | 19:30 | 9.0267 | 30
2021-04-08 20:00 | 20:00 | 8.862 | 30
2021-04-08 20:30 | 20:30 | 8.323 | 30
2021-04-08 21:00 | 21:00 | 8.0184 | 30
2021-04-08 21:30 | 21:30 | 7.4205 | 30
2021-04-08 22:00 | 22:00 | 6.51 | 30
2021-04-08 22:30 | 22:30 | 6.6212 | 30
2021-04-08 23:00 | 23:00 | 5.969 | 30
2021-04-08 23:30 | 23:30 | 5.5156 | 30
2021-04-09 | 0:00 | 4.8932 | 30
2021-04-09 00:30 | 0:30 | 4.3558 | 30
2021-04-09 01:00 | 1:00 | 4.1793 | 30
2021-04-09 01:30 | 1:30 | 4.0453 | 30
2021-04-09 02:00 | 2:00 | 3.9693 | 30
2021-04-09 02:30 | 2:30 | 4.1931 | 30
2021-04-09 03:00 | 3:00 | 4.1553 | 30
2021-04-09 03:30 | 3:30 | 4.0554 | 30
2021-04-09 04:00 | 4:00 | 4.136 | 30
2021-04-09 04:30 | 4:30 | 4.2049 | 30
2021-04-09 05:00 | 5:00 | 4.3967 | 30
2021-04-09 05:30 | 5:30 | 4.6335 | 30
2021-04-09 06:00 | 6:00 | 4.8618 | 30
2021-04-09 06:30 | 6:30 | 4.6303 | 30
2021-04-09 07:00 | 7:00 | 4.0501 | 30
2021-04-09 07:30 | 7:30 | 3.2032 | 30
2021-04-09 08:00 | 8:00 | 2.2919 | 30
2021-04-09 08:30 | 8:30 | 1.3173 | 30
2021-04-09 09:00 | 9:00 | 0.79622 | 30
2021-04-09 09:30 | 9:30 | 0.45049 | 30
2021-04-09 10:00 | 10:00 | 0.48296 | 30
2021-04-09 10:30 | 10:30 | 0.6981 | 30
2021-04-09 11:00 | 11:00 | 0.86463 | 30
2021-04-09 11:30 | 11:30 | 0.8987 | 30
2021-04-09 12:00 | 12:00 | 0.67831 | 30
2021-04-09 12:30 | 12:30 | 0.33266 | 30
2021-04-09 13:00 | 13:00 | 0.73418 | 30
2021-04-09 13:30 | 13:30 | 1.204 | 30
2021-04-09 14:00 | 14:00 | 1.7744 | 30
2021-04-09 14:30 | 14:30 | 2.7162 | 30
2021-04-09 15:00 | 15:00 | 3.6843 | 30
2021-04-09 15:30 | 15:30 | 4.7205 | 30
2021-04-09 16:00 | 16:00 | 6.7757 | 30
2021-04-09 16:30 | 16:30 | 7.3583 | 30
2021-04-09 17:00 | 17:00 | 8.0443 | 30
2021-04-09 17:30 | 17:30 | 8.518 | 30
2021-04-09 18:00 | 18:00 | 8.8819 | 30
2021-04-09 18:30 | 18:30 | 9.0223 | 30
2021-04-09 19:00 | 19:00 | 8.6301 | 30
2021-04-09 19:30 | 19:30 | 8.2235 | 30
2021-04-09 20:00 | 20:00 | 7.8704 | 30
2021-04-09 20:30 | 20:30 | 7.5623 | 30
2021-04-09 21:00 | 21:00 | 7.247 | 30
2021-04-09 21:30 | 21:30 | 6.9287 | 30
2021-04-09 22:00 | 22:00 | 6.429 | 30
2021-04-09 22:30 | 22:30 | 6.79 | 30
2021-04-09 23:00 | 23:00 | 6.549 | 30
2021-04-09 23:30 | 23:30 | 5.7859 | 30
2021-04-10 | 0:00 | 5.3224 | 30
2021-04-10 00:30 | 0:30 | 5.1146 | 30
2021-04-10 01:00 | 1:00 | 4.898 | 30
2021-04-10 01:30 | 1:30 | 4.7383 | 30
2021-04-10 02:00 | 2:00 | 5.1399 | 30
2021-04-10 02:30 | 2:30 | 5.4329 | 30
2021-04-10 03:00 | 3:00 | 5.1654 | 30
2021-04-10 03:30 | 3:30 | 5.0608 | 30
2021-04-10 04:00 | 4:00 | 5.2256 | 30
2021-04-10 04:30 | 4:30 | 5.2405 | 30
2021-04-10 05:00 | 5:00 | 5.2599 | 30
2021-04-10 05:30 | 5:30 | 5.5551 | 30
2021-04-10 06:00 | 6:00 | 5.7195 | 30
2021-04-10 06:30 | 6:30 | 5.5492 | 30
2021-04-10 07:00 | 7:00 | 5.0067 | 30
2021-04-10 07:30 | 7:30 | 4.2095 | 30
2021-04-10 08:00 | 8:00 | 3.5511 | 30
2021-04-10 08:30 | 8:30 | 2.7243 | 30
2021-04-10 09:00 | 9:00 | 1.9182 | 30
2021-04-10 09:30 | 9:30 | 1.5213 | 30
2021-04-10 10:00 | 10:00 | 1.0194 | 30
2021-04-10 10:30 | 10:30 | 0.75139 | 30
2021-04-10 11:00 | 11:00 | 0.55443 | 30
2021-04-10 11:30 | 11:30 | 0.65391 | 30
2021-04-10 12:00 | 12:00 | 0.96519 | 30
2021-04-10 12:30 | 12:30 | 1.4426 | 30
2021-04-10 13:00 | 13:00 | 2.1691 | 30
2021-04-10 13:30 | 13:30 | 1.9501 | 30
2021-04-10 14:00 | 14:00 | 2.9543 | 30
2021-04-10 14:30 | 14:30 | 4.196 | 30
2021-04-10 15:00 | 15:00 | 5.2868 | 30
2021-04-10 15:30 | 15:30 | 6.6397 | 30
2021-04-10 16:00 | 16:00 | 7.8033 | 30
2021-04-10 16:30 | 16:30 | 8.5598 | 30
2021-04-10 17:00 | 17:00 | 9.0825 | 30
2021-04-10 17:30 | 17:30 | 9.3617 | 30
2021-04-10 18:00 | 18:00 | 9.4555 | 30
2021-04-10 18:30 | 18:30 | 9.2131 | 30
2021-04-10 19:00 | 19:00 | 8.6311 | 30
2021-04-10 19:30 | 19:30 | 8.2571 | 30
2021-04-10 20:00 | 20:00 | 7.9292 | 30
2021-04-10 20:30 | 20:30 | 7.4541 | 30
2021-04-10 21:00 | 21:00 | 6.9764 | 30
2021-04-10 21:30 | 21:30 | 6.6296 | 30
2021-04-10 22:00 | 22:00 | 6.1579 | 30
2021-04-10 22:30 | 22:30 | 6.3318 | 30
2021-04-10 23:00 | 23:00 | 6.0479 | 30
2021-04-10 23:30 | 23:30 | 5.4947 | 30
2021-04-11 | 0:00 | 5.0507 | 30
2021-04-11 00:30 | 0:30 | 4.6791 | 30
2021-04-11 01:00 | 1:00 | 4.7986 | 30
2021-04-11 01:30 | 1:30 | 4.687 | 30
2021-04-11 02:00 | 2:00 | 4.5656 | 30
2021-04-11 02:30 | 2:30 | 4.6892 | 30
2021-04-11 03:00 | 3:00 | 4.7087 | 30
2021-04-11 03:30 | 3:30 | 4.705 | 30
2021-04-11 04:00 | 4:00 | 5.0771 | 30
2021-04-11 04:30 | 4:30 | 4.0702 | 30
2021-04-11 05:00 | 5:00 | 5.1571 | 30
2021-04-11 05:30 | 5:30 | 5.519 | 30
2021-04-11 06:00 | 6:00 | 5.6087 | 30
2021-04-11 06:30 | 6:30 | 5.5254 | 30
2021-04-11 07:00 | 7:00 | 5.0632 | 30
2021-04-11 07:30 | 7:30 | 5.2269 | 30
2021-04-11 08:00 | 8:00 | 5.5884 | 30
2021-04-11 08:30 | 8:30 | 5.4073 | 30
2021-04-11 09:00 | 9:00 | 4.5506 | 30
2021-04-11 09:30 | 9:30 | 3.6092 | 30
2021-04-11 10:00 | 10:00 | 3.069 | 30
2021-04-11 10:30 | 10:30 | 3.107 | 30
2021-04-11 11:00 | 11:00 | 0.93796 | 30
2021-04-11 11:30 | 11:30 | 1.295 | 30
2021-04-11 12:00 | 12:00 | 1.0783 | 30
2021-04-11 12:30 | 12:30 | 1.1354 | 30
2021-04-11 13:00 | 13:00 | 0.78646 | 30
2021-04-11 13:30 | 13:30 | 0.65354 | 30
2021-04-11 14:00 | 14:00 | 1.2576 | 30
2021-04-11 14:30 | 14:30 | 2.2559 | 30
2021-04-11 15:00 | 15:00 | 3.4491 | 30
2021-04-11 15:30 | 15:30 | 4.8073 | 30
2021-04-11 16:00 | 16:00 | 6.0679 | 30
2021-04-11 16:30 | 16:30 | 7.2021 | 30
2021-04-11 17:00 | 17:00 | 7.9906 | 30
2021-04-11 17:30 | 17:30 | 8.4545 | 30
2021-04-11 18:00 | 18:00 | 8.7967 | 30
2021-04-11 18:30 | 18:30 | 8.8409 | 30
2021-04-11 19:00 | 19:00 | 8.3559 | 30
2021-04-11 19:30 | 19:30 | 7.9984 | 30
2021-04-11 20:00 | 20:00 | 7.5544 | 30
2021-04-11 20:30 | 20:30 | 6.9473 | 30
2021-04-11 21:00 | 21:00 | 6.5233 | 30
2021-04-11 21:30 | 21:30 | 6.1122 | 30
2021-04-11 22:00 | 22:00 | 5.6349 | 30
2021-04-11 22:30 | 22:30 | 5.8037 | 30
2021-04-11 23:00 | 23:00 | 5.6346 | 30
2021-04-11 23:30 | 23:30 | 5.0612 | 30
2021-04-12 | 0:00 | 4.6055 | 30
2021-04-12 00:30 | 0:30 | 4.3109 | 30
2021-04-12 01:00 | 1:00 | 4.0344 | 30
2021-04-12 01:30 | 1:30 | 3.8657 | 30
2021-04-12 02:00 | 2:00 | 3.7308 | 30
2021-04-12 02:30 | 2:30 | 3.7269 | 30
2021-04-12 03:00 | 3:00 | 3.6255 | 30
2021-04-12 03:30 | 3:30 | 3.5504 | 30
2021-04-12 04:00 | 4:00 | 3.661 | 30
2021-04-12 04:30 | 4:30 | 3.8357 | 30
2021-04-12 05:00 | 5:00 | 4.1865 | 30
2021-04-12 05:30 | 5:30 | 4.5093 | 30
2021-04-12 06:00 | 6:00 | 4.7005 | 30
2021-04-12 06:30 | 6:30 | 4.423 | 30
2021-04-12 07:00 | 7:00 | 3.6319 | 30
2021-04-12 07:30 | 7:30 | 3.0144 | 30
2021-04-12 08:00 | 8:00 | 2.4974 | 30
2021-04-12 08:30 | 8:30 | 1.4939 | 30
2021-04-12 09:00 | 9:00 | 0.94283 | 30
2021-04-12 09:30 | 9:30 | 1.432 | 30
2021-04-12 10:00 | 10:00 | 1.7837 | 30
2021-04-12 10:30 | 10:30 | 2.2473 | 30
2021-04-12 11:00 | 11:00 | 2.4714 | 30
2021-04-12 11:30 | 11:30 | 2.4704 | 30
2021-04-12 12:00 | 12:00 | 2.2273 | 30
2021-04-12 12:30 | 12:30 | 1.7242 | 30
2021-04-12 13:00 | 13:00 | 1.1589 | 30
2021-04-12 13:30 | 13:30 | 1.1473 | 30
2021-04-12 14:00 | 14:00 | 0.97729 | 30
2021-04-12 14:30 | 14:30 | 0.91378 | 30
2021-04-12 15:00 | 15:00 | 1.5287 | 30
2021-04-12 15:30 | 15:30 | 2.6838 | 30
2021-04-12 16:00 | 16:00 | 4.0855 | 30
2021-04-12 16:30 | 16:30 | 5.3026 | 30
2021-04-12 17:00 | 17:00 | 6.5045 | 30
2021-04-12 17:30 | 17:30 | 7.5166 | 30
2021-04-12 18:00 | 18:00 | 8.1154 | 30
2021-04-12 18:30 | 18:30 | 8.2232 | 30
2021-04-12 19:00 | 19:00 | 7.7737 | 30
2021-04-12 19:30 | 19:30 | 7.2365 | 30
2021-04-12 20:00 | 20:00 | 7.0888 | 30
2021-04-12 20:30 | 20:30 | 6.6629 | 30
2021-04-12 21:00 | 21:00 | 6.3761 | 30
2021-04-12 21:30 | 21:30 | 6.134 | 30
2021-04-12 22:00 | 22:00 | 5.5754 | 30
2021-04-12 22:30 | 22:30 | 5.7663 | 30
2021-04-12 23:00 | 23:00 | 5.5227 | 30
2021-04-12 23:30 | 23:30 | 4.9019 | 30
2021-04-13 | 0:00 | 4.4129 | 30
2021-04-13 00:30 | 0:30 | 4.1557 | 30
2021-04-13 01:00 | 1:00 | 3.8857 | 30
2021-04-13 01:30 | 1:30 | 3.8567 | 30
2021-04-13 02:00 | 2:00 | 3.7548 | 30
2021-04-13 02:30 | 2:30 | 3.6485 | 30
2021-04-13 03:00 | 3:00 | 3.7884 | 30
2021-04-13 03:30 | 3:30 | 3.683 | 30
2021-04-13 04:00 | 4:00 | 3.8024 | 30
2021-04-13 04:30 | 4:30 | 3.94 | 30
2021-04-13 05:00 | 5:00 | 4.0349 | 30
2021-04-13 05:30 | 5:30 | 4.2905 | 30
2021-04-13 06:00 | 6:00 | 4.7036 | 30
2021-04-13 06:30 | 6:30 | 4.581 | 30
2021-04-13 07:00 | 7:00 | 3.7591 | 30
2021-04-13 07:30 | 7:30 | 2.6686 | 30
2021-04-13 08:00 | 8:00 | 1.7247 | 30
2021-04-13 08:30 | 8:30 | 0.96481 | 30
2021-04-13 09:00 | 9:00 | 1.0643 | 30
2021-04-13 09:30 | 9:30 | 1.4429 | 30
2021-04-13 10:00 | 10:00 | 1.8496 | 30
2021-04-13 10:30 | 10:30 | 1.7163 | 30
2021-04-13 11:00 | 11:00 | 1.3889 | 30
2021-04-13 11:30 | 11:30 | 1.1193 | 30
2021-04-13 12:00 | 12:00 | 0.94102 | 30
2021-04-13 12:30 | 12:30 | 0.9949 | 30
2021-04-13 13:00 | 13:00 | 0.78083 | 30
2021-04-13 13:30 | 13:30 | 0.82641 | 30
2021-04-13 14:00 | 14:00 | 0.57574 | 30
2021-04-13 14:30 | 14:30 | 0.7708 | 30
2021-04-13 15:00 | 15:00 | 1.5031 | 30
2021-04-13 15:30 | 15:30 | 2.4122 | 30
2021-04-13 16:00 | 16:00 | 3.6254 | 30
2021-04-13 16:30 | 16:30 | 4.6972 | 30
2021-04-13 17:00 | 17:00 | 5.9314 | 30
2021-04-13 17:30 | 17:30 | 6.8801 | 30
2021-04-13 18:00 | 18:00 | 8.5081 | 30
2021-04-13 18:30 | 18:30 | 8.3562 | 30
2021-04-13 19:00 | 19:00 | 8.1234 | 30
2021-04-13 19:30 | 19:30 | 7.9141 | 30
2021-04-13 20:00 | 20:00 | 7.5049 | 30
2021-04-13 20:30 | 20:30 | 7.2033 | 30
2021-04-13 21:00 | 21:00 | 6.9228 | 30
2021-04-13 21:30 | 21:30 | 6.8465 | 30
2021-04-13 22:00 | 22:00 | 6.404 | 30
2021-04-13 22:30 | 22:30 | 6.4867 | 30
2021-04-13 23:00 | 23:00 | 6.2329 | 30
2021-04-13 23:30 | 23:30 | 5.6821 | 30
2021-04-14 | 0:00 | 5.1867 | 30
2021-04-14 00:30 | 0:30 | 4.9051 | 30
2021-04-14 01:00 | 1:00 | 4.6778 | 30
2021-04-14 01:30 | 1:30 | 4.4698 | 30
2021-04-14 02:00 | 2:00 | 4.3481 | 30
2021-04-14 02:30 | 2:30 | 4.3363 | 30
2021-04-14 03:00 | 3:00 | 4.3009 | 30
2021-04-14 03:30 | 3:30 | 4.433 | 30
2021-04-14 04:00 | 4:00 | 4.7074 | 30
2021-04-14 04:30 | 4:30 | 4.8261 | 30
2021-04-14 05:00 | 5:00 | 4.8369 | 30
2021-04-14 05:30 | 5:30 | 4.6111 | 30
2021-04-14 06:00 | 6:00 | 4.7872 | 30
2021-04-14 06:30 | 6:30 | 4.5632 | 30
2021-04-14 07:00 | 7:00 | 3.9555 | 30
2021-04-14 07:30 | 7:30 | 3.0875 | 30
2021-04-14 08:00 | 8:00 | 2.0024 | 30
2021-04-14 08:30 | 8:30 | 1.218 | 30
2021-04-14 09:00 | 9:00 | 0.94289 | 30
2021-04-14 09:30 | 9:30 | 1.5997 | 30
2021-04-14 10:00 | 10:00 | 1.9165 | 30
2021-04-14 10:30 | 10:30 | 2.2836 | 30
2021-04-14 11:00 | 11:00 | 2.4164 | 30
2021-04-14 11:30 | 11:30 | 2.3596 | 30
2021-04-14 12:00 | 12:00 | 2.1149 | 30
2021-04-14 12:30 | 12:30 | 1.6568 | 30
2021-04-14 13:00 | 13:00 | 1.26 | 30
2021-04-14 13:30 | 13:30 | 0.94353 | 30
2021-04-14 14:00 | 14:00 | 0.73609 | 30
2021-04-14 14:30 | 14:30 | 1.0581 | 30
2021-04-14 15:00 | 15:00 | 2.0644 | 30
2021-04-14 15:30 | 15:30 | 3.3434 | 30
2021-04-14 16:00 | 16:00 | 4.5981 | 30
2021-04-14 16:30 | 16:30 | 5.8538 | 30
2021-04-14 17:00 | 17:00 | 6.9828 | 30
2021-04-14 17:30 | 17:30 | 7.7253 | 30
2021-04-14 18:00 | 18:00 | 8.4308 | 30
2021-04-14 18:30 | 18:30 | 8.4928 | 30
2021-04-14 19:00 | 19:00 | 8.1261 | 30
2021-04-14 19:30 | 19:30 | 7.8283 | 30
2021-04-14 20:00 | 20:00 | 7.4511 | 30
2021-04-14 20:30 | 20:30 | 7.1874 | 30
2021-04-14 21:00 | 21:00 | 6.7996 | 30
2021-04-14 21:30 | 21:30 | 6.4807 | 30
2021-04-14 22:00 | 22:00 | 5.9116 | 30
2021-04-14 22:30 | 22:30 | 6.0755 | 30
2021-04-14 23:00 | 23:00 | 5.8029 | 30
2021-04-14 23:30 | 23:30 | 5.2408 | 30
2021-04-15 | 0:00 | 4.8141 | 30
2021-04-15 00:30 | 0:30 | 4.4751 | 30
2021-04-15 01:00 | 1:00 | 4.271 | 30
2021-04-15 01:30 | 1:30 | 4.1357 | 30
2021-04-15 02:00 | 2:00 | 4.0403 | 30
2021-04-15 02:30 | 2:30 | 3.8812 | 30
2021-04-15 03:00 | 3:00 | 3.8178 | 30
2021-04-15 03:30 | 3:30 | 3.8424 | 30
2021-04-15 04:00 | 4:00 | 3.9265 | 30
2021-04-15 04:30 | 4:30 | 3.9749 | 30
2021-04-15 05:00 | 5:00 | 4.2971 | 30
2021-04-15 05:30 | 5:30 | 4.5439 | 30
2021-04-15 06:00 | 6:00 | 4.8822 | 30
2021-04-15 06:30 | 6:30 | 4.573 | 30
2021-04-15 07:00 | 7:00 | 4.5843 | 30
2021-04-15 07:30 | 7:30 | 3.6632 | 30
2021-04-15 08:00 | 8:00 | 2.5074 | 30
2021-04-15 08:30 | 8:30 | 1.516 | 30
2021-04-15 09:00 | 9:00 | 1.1157 | 30
2021-04-15 09:30 | 9:30 | 1.4595 | 30
2021-04-15 10:00 | 10:00 | 1.9022 | 30
2021-04-15 10:30 | 10:30 | 2.1811 | 30
2021-04-15 11:00 | 11:00 | 2.4583 | 30
2021-04-15 11:30 | 11:30 | 2.365 | 30
2021-04-15 12:00 | 12:00 | 2.2608 | 30
2021-04-15 12:30 | 12:30 | 2.0049 | 30
2021-04-15 13:00 | 13:00 | 1.6576 | 30
2021-04-15 13:30 | 13:30 | 1.2243 | 30
2021-04-15 14:00 | 14:00 | 1.0779 | 30
2021-04-15 14:30 | 14:30 | 1.8752 | 30
2021-04-15 15:00 | 15:00 | 2.9456 | 30
2021-04-15 15:30 | 15:30 | 4.5011 | 30
2021-04-15 16:00 | 16:00 | 5.9775 | 30
2021-04-15 16:30 | 16:30 | 7.2752 | 30
2021-04-15 17:00 | 17:00 | 8.3254 | 30
2021-04-15 17:30 | 17:30 | 9.6864 | 30
2021-04-15 18:00 | 18:00 | 10.4706 | 30
2021-04-15 18:30 | 18:30 | 10.4239 | 30
2021-04-15 19:00 | 19:00 | 10.4189 | 30
2021-04-15 19:30 | 19:30 | 10.1487 | 30
2021-04-15 20:00 | 20:00 | 9.8056 | 30
2021-04-15 20:30 | 20:30 | 9.3697 | 30
2021-04-15 21:00 | 21:00 | 8.7145 | 30
2021-04-15 21:30 | 21:30 | 7.8455 | 30
2021-04-15 22:00 | 22:00 | 7.351 | 30
2021-04-15 22:30 | 22:30 | 7.4212 | 30
2021-04-15 23:00 | 23:00 | 7.0764 | 30
2021-04-15 23:30 | 23:30 | 6.2875 | 30
2021-04-16 | 0:00 | 5.7052 | 30
2021-04-16 00:30 | 0:30 | 5.0671 | 30
2021-04-16 01:00 | 1:00 | 4.8022 | 30
2021-04-16 01:30 | 1:30 | 4.6243 | 30
2021-04-16 02:00 | 2:00 | 4.5979 | 30
2021-04-16 02:30 | 2:30 | 4.456 | 30
2021-04-16 03:00 | 3:00 | 4.6551 | 30
2021-04-16 03:30 | 3:30 | 4.8585 | 30
2021-04-16 04:00 | 4:00 | 5.4034 | 30
2021-04-16 04:30 | 4:30 | 5.7341 | 30
2021-04-16 05:00 | 5:00 | 6.1224 | 30
2021-04-16 05:30 | 5:30 | 6.2271 | 30
2021-04-16 06:00 | 6:00 | 6.4337 | 30
2021-04-16 06:30 | 6:30 | 6.2084 | 30
2021-04-16 07:00 | 7:00 | 5.4804 | 30
2021-04-16 07:30 | 7:30 | 4.6413 | 30
2021-04-16 08:00 | 8:00 | 3.5323 | 30
2021-04-16 08:30 | 8:30 | 2.519 | 30
2021-04-16 09:00 | 9:00 | 1.2719 | 30
2021-04-16 09:30 | 9:30 | 0.89863 | 30
2021-04-16 10:00 | 10:00 | 1.045 | 30
2021-04-16 10:30 | 10:30 | 1.3308 | 30
2021-04-16 11:00 | 11:00 | 1.5887 | 30
2021-04-16 11:30 | 11:30 | 1.7104 | 30
2021-04-16 12:00 | 12:00 | 1.6356 | 30
2021-04-16 12:30 | 12:30 | 1.2078 | 30
2021-04-16 13:00 | 13:00 | 0.78921 | 30
2021-04-16 13:30 | 13:30 | 0.8038 | 30
2021-04-16 14:00 | 14:00 | 1.5009 | 30
2021-04-16 14:30 | 14:30 | 3.3959 | 30
2021-04-16 15:00 | 15:00 | 4.1797 | 30
2021-04-16 15:30 | 15:30 | 4.9225 | 30
2021-04-16 16:00 | 16:00 | 6.2661 | 30
2021-04-16 16:30 | 16:30 | 7.4822 | 30
2021-04-16 17:00 | 17:00 | 8.4641 | 30
2021-04-16 17:30 | 17:30 | 9.1912 | 30
2021-04-16 18:00 | 18:00 | 9.6753 | 30
2021-04-16 18:30 | 18:30 | 9.6273 | 30
2021-04-16 19:00 | 19:00 | 9.0858 | 30
2021-04-16 19:30 | 19:30 | 8.6713 | 30
2021-04-16 20:00 | 20:00 | 8.3417 | 30
2021-04-16 20:30 | 20:30 | 8.0107 | 30
2021-04-16 21:00 | 21:00 | 7.5893 | 30
2021-04-16 21:30 | 21:30 | 7.2674 | 30
2021-04-16 22:00 | 22:00 | 6.7617 | 30
2021-04-16 22:30 | 22:30 | 6.8765 | 30
2021-04-16 23:00 | 23:00 | 6.5594 | 30
2021-04-16 23:30 | 23:30 | 6.0913 | 30
2021-04-17 | 0:00 | 5.634 | 30
2021-04-17 00:30 | 0:30 | 5.3321 | 30
2021-04-17 01:00 | 1:00 | 5.0139 | 30
2021-04-17 01:30 | 1:30 | 4.8175 | 30
2021-04-17 02:00 | 2:00 | 4.6741 | 30
2021-04-17 02:30 | 2:30 | 4.696 | 30
2021-04-17 03:00 | 3:00 | 4.6218 | 30
2021-04-17 03:30 | 3:30 | 4.6004 | 30
2021-04-17 04:00 | 4:00 | 4.6515 | 30
2021-04-17 04:30 | 4:30 | 4.6451 | 30
2021-04-17 05:00 | 5:00 | 4.7495 | 30
2021-04-17 05:30 | 5:30 | 4.9056 | 30
2021-04-17 06:00 | 6:00 | 5.0407 | 30
2021-04-17 06:30 | 6:30 | 5.2549 | 30
2021-04-17 07:00 | 7:00 | 5.2532 | 30
2021-04-17 07:30 | 7:30 | 5.6426 | 30
2021-04-17 08:00 | 8:00 | 5.8945 | 30
2021-04-17 08:30 | 8:30 | 5.9673 | 30
2021-04-17 09:00 | 9:00 | 5.4331 | 30
2021-04-17 09:30 | 9:30 | 4.6795 | 30
2021-04-17 10:00 | 10:00 | 2.8246 | 30
2021-04-17 10:30 | 10:30 | 3.3648 | 30
2021-04-17 11:00 | 11:00 | 4.8404 | 30
2021-04-17 11:30 | 11:30 | 5.9182 | 30
2021-04-17 12:00 | 12:00 | 5.4875 | 30
2021-04-17 12:30 | 12:30 | 5.168 | 30
2021-04-17 13:00 | 13:00 | 4.8454 | 30
2021-04-17 13:30 | 13:30 | 4.6125 | 30
2021-04-17 14:00 | 14:00 | 2.6454 | 30
2021-04-17 14:30 | 14:30 | 3.4864 | 30
2021-04-17 15:00 | 15:00 | 5.1945 | 30
2021-04-17 15:30 | 15:30 | 5.4162 | 30
2021-04-17 16:00 | 16:00 | 6.0457 | 30
2021-04-17 16:30 | 16:30 | 6.8262 | 30
2021-04-17 17:00 | 17:00 | 7.4953 | 30
2021-04-17 17:30 | 17:30 | 7.9904 | 30
2021-04-17 18:00 | 18:00 | 8.2208 | 30
2021-04-17 18:30 | 18:30 | 8.109 | 30
2021-04-17 19:00 | 19:00 | 7.6226 | 30
2021-04-17 19:30 | 19:30 | 7.2403 | 30
2021-04-17 20:00 | 20:00 | 7.1642 | 30
2021-04-17 20:30 | 20:30 | 6.7755 | 30
2021-04-17 21:00 | 21:00 | 6.4198 | 30
2021-04-17 21:30 | 21:30 | 6.287 | 30
2021-04-17 22:00 | 22:00 | 6.0011 | 30
2021-04-17 22:30 | 22:30 | 7.0653 | 30
2021-04-17 23:00 | 23:00 | 7.0202 | 30
2021-04-17 23:30 | 23:30 | 6.0867 | 30
2021-04-18 | 0:00 | 5.4655 | 30
2021-04-18 00:30 | 0:30 | 5.0353 | 30
2021-04-18 01:00 | 1:00 | 4.5199 | 30
2021-04-18 01:30 | 1:30 | 4.4183 | 30
2021-04-18 02:00 | 2:00 | 4.3116 | 30
2021-04-18 02:30 | 2:30 | 4.3322 | 30
2021-04-18 03:00 | 3:00 | 4.3878 | 30
2021-04-18 03:30 | 3:30 | 4.6385 | 30
2021-04-18 04:00 | 4:00 | 4.7766 | 30
2021-04-18 04:30 | 4:30 | 4.973 | 30
2021-04-18 05:00 | 5:00 | 5.5457 | 30
2021-04-18 05:30 | 5:30 | 5.6179 | 30
2021-04-18 06:00 | 6:00 | 5.7902 | 30
2021-04-18 06:30 | 6:30 | 5.5 | 30
2021-04-18 07:00 | 7:00 | 4.6436 | 30
2021-04-18 07:30 | 7:30 | 3.6989 | 30
2021-04-18 08:00 | 8:00 | 2.8593 | 30
2021-04-18 08:30 | 8:30 | 1.7311 | 30
2021-04-18 09:00 | 9:00 | 1.2418 | 30
2021-04-18 09:30 | 9:30 | 0.63049 | 30
2021-04-18 10:00 | 10:00 | 0.62817 | 30
2021-04-18 10:30 | 10:30 | 0.48215 | 30
2021-04-18 11:00 | 11:00 | 0.46719 | 30
2021-04-18 11:30 | 11:30 | 1.1522 | 30
2021-04-18 12:00 | 12:00 | 0.66713 | 30
2021-04-18 12:30 | 12:30 | 0.81669 | 30
2021-04-18 13:00 | 13:00 | 1.3227 | 30
2021-04-18 13:30 | 13:30 | 1.086 | 30
2021-04-18 14:00 | 14:00 | 0.85648 | 30
2021-04-18 14:30 | 14:30 | 1.4247 | 30
2021-04-18 15:00 | 15:00 | 2.395 | 30
2021-04-18 15:30 | 15:30 | 3.7036 | 30
2021-04-18 16:00 | 16:00 | 4.8626 | 30
2021-04-18 16:30 | 16:30 | 6.2896 | 30
2021-04-18 17:00 | 17:00 | 7.5724 | 30
2021-04-18 17:30 | 17:30 | 8.3872 | 30
2021-04-18 18:00 | 18:00 | 8.8846 | 30
2021-04-18 18:30 | 18:30 | 8.8414 | 30
2021-04-18 19:00 | 19:00 | 8.2931 | 30
2021-04-18 19:30 | 19:30 | 7.8787 | 30
2021-04-18 20:00 | 20:00 | 7.5965 | 30
2021-04-18 20:30 | 20:30 | 7.1017 | 30
2021-04-18 21:00 | 21:00 | 6.8108 | 30
2021-04-18 21:30 | 21:30 | 6.5917 | 30
2021-04-18 22:00 | 22:00 | 5.8573 | 30
2021-04-18 22:30 | 22:30 | 6.0228 | 30
2021-04-18 23:00 | 23:00 | 5.8059 | 30
2021-04-18 23:30 | 23:30 | 5.3453 | 30
2021-04-19 | 0:00 | 4.847 | 30
2021-04-19 00:30 | 0:30 | 4.3214 | 30
2021-04-19 01:00 | 1:00 | 4.0305 | 30
2021-04-19 01:30 | 1:30 | 3.9973 | 30
2021-04-19 02:00 | 2:00 | 3.8196 | 30
2021-04-19 02:30 | 2:30 | 3.9224 | 30
2021-04-19 03:00 | 3:00 | 3.9566 | 30
2021-04-19 03:30 | 3:30 | 3.9028 | 30
2021-04-19 04:00 | 4:00 | 4.0112 | 30
2021-04-19 04:30 | 4:30 | 4.2186 | 30
2021-04-19 05:00 | 5:00 | 4.5474 | 30
2021-04-19 05:30 | 5:30 | 4.7566 | 30
2021-04-19 06:00 | 6:00 | 4.9427 | 30
2021-04-19 06:30 | 6:30 | 4.912 | 30
2021-04-19 07:00 | 7:00 | 4.3541 | 30
2021-04-19 07:30 | 7:30 | 3.3022 | 30
2021-04-19 08:00 | 8:00 | 2.1755 | 30
2021-04-19 08:30 | 8:30 | 1.2318 | 30
2021-04-19 09:00 | 9:00 | 0.89046 | 30
2021-04-19 09:30 | 9:30 | 1.3935 | 30
2021-04-19 10:00 | 10:00 | 1.8106 | 30
2021-04-19 10:30 | 10:30 | 2.2463 | 30
2021-04-19 11:00 | 11:00 | 2.5443 | 30
2021-04-19 11:30 | 11:30 | 2.5288 | 30
2021-04-19 12:00 | 12:00 | 2.4622 | 30
2021-04-19 12:30 | 12:30 | 2.2728 | 30
2021-04-19 13:00 | 13:00 | 2.0589 | 30
2021-04-19 13:30 | 13:30 | 1.4173 | 30
2021-04-19 14:00 | 14:00 | 0.98464 | 30
2021-04-19 14:30 | 14:30 | 1.0427 | 30
2021-04-19 15:00 | 15:00 | 1.9425 | 30
2021-04-19 15:30 | 15:30 | 3.3294 | 30
2021-04-19 16:00 | 16:00 | 4.8288 | 30
2021-04-19 16:30 | 16:30 | 6.0652 | 30
2021-04-19 17:00 | 17:00 | 7.1785 | 30
2021-04-19 17:30 | 17:30 | 8.2712 | 30
2021-04-19 18:00 | 18:00 | 8.7913 | 30
2021-04-19 18:30 | 18:30 | 8.7938 | 30
2021-04-19 19:00 | 19:00 | 8.3135 | 30
2021-04-19 19:30 | 19:30 | 8.0306 | 30
2021-04-19 20:00 | 20:00 | 7.9185 | 30
2021-04-19 20:30 | 20:30 | 7.361 | 30
2021-04-19 21:00 | 21:00 | 6.8375 | 30
2021-04-19 21:30 | 21:30 | 6.5164 | 30
2021-04-19 22:00 | 22:00 | 5.931 | 30
2021-04-19 22:30 | 22:30 | 6.0097 | 30
2021-04-19 23:00 | 23:00 | 5.7425 | 30
2021-04-19 23:30 | 23:30 | 5.2037 | 30
2021-04-20 | 0:00 | 4.7344 | 30
2021-04-20 00:30 | 0:30 | 4.4551 | 30
2021-04-20 01:00 | 1:00 | 4.2773 | 30
2021-04-20 01:30 | 1:30 | 4.5532 | 30
2021-04-20 02:00 | 2:00 | 4.681 | 30
2021-04-20 02:30 | 2:30 | 4.6551 | 30
2021-04-20 03:00 | 3:00 | 4.6569 | 30
2021-04-20 03:30 | 3:30 | 4.5836 | 30
2021-04-20 04:00 | 4:00 | 4.4577 | 30
2021-04-20 04:30 | 4:30 | 4.6016 | 30
2021-04-20 05:00 | 5:00 | 5.3106 | 30
2021-04-20 05:30 | 5:30 | 5.3454 | 30
2021-04-20 06:00 | 6:00 | 5.6596 | 30
2021-04-20 06:30 | 6:30 | 5.6049 | 30
2021-04-20 07:00 | 7:00 | 4.4581 | 30
2021-04-20 07:30 | 7:30 | 3.3593 | 30
2021-04-20 08:00 | 8:00 | 2.205 | 30
2021-04-20 08:30 | 8:30 | 1.2292 | 30
2021-04-20 09:00 | 9:00 | 0.58789 | 30
2021-04-20 09:30 | 9:30 | 0.82162 | 30
2021-04-20 10:00 | 10:00 | 1.2467 | 30
2021-04-20 10:30 | 10:30 | 1.6821 | 30
2021-04-20 11:00 | 11:00 | 1.6222 | 30
2021-04-20 11:30 | 11:30 | 2.3584 | 30
2021-04-20 12:00 | 12:00 | 2.38 | 30
2021-04-20 12:30 | 12:30 | 2.0197 | 30
2021-04-20 13:00 | 13:00 | 1.973 | 30
2021-04-20 13:30 | 13:30 | 1.6214 | 30
2021-04-20 14:00 | 14:00 | 0.84145 | 30
2021-04-20 14:30 | 14:30 | 0.91046 | 30
2021-04-20 15:00 | 15:00 | 2.0584 | 30
2021-04-20 15:30 | 15:30 | 3.4532 | 30
2021-04-20 16:00 | 16:00 | 4.7367 | 30
2021-04-20 16:30 | 16:30 | 6.1334 | 30
2021-04-20 17:00 | 17:00 | 7.1894 | 30
2021-04-20 17:30 | 17:30 | 7.7542 | 30
2021-04-20 18:00 | 18:00 | 8.5399 | 30
2021-04-20 18:30 | 18:30 | 8.3445 | 30
2021-04-20 19:00 | 19:00 | 8.0392 | 30
2021-04-20 19:30 | 19:30 | 7.6632 | 30
2021-04-20 20:00 | 20:00 | 7.3115 | 30
2021-04-20 20:30 | 20:30 | 6.8341 | 30
2021-04-20 21:00 | 21:00 | 6.6075 | 30
2021-04-20 21:30 | 21:30 | 6.4304 | 30
2021-04-20 22:00 | 22:00 | 5.7266 | 30
2021-04-20 22:30 | 22:30 | 5.7717 | 30
2021-04-20 23:00 | 23:00 | 5.8889 | 30
2021-04-20 23:30 | 23:30 | 5.4388 | 30
2021-04-21 | 0:00 | 5.0792 | 30
2021-04-21 00:30 | 0:30 | 4.1908 | 30
2021-04-21 01:00 | 1:00 | 3.8968 | 30
2021-04-21 01:30 | 1:30 | 3.7922 | 30
2021-04-21 02:00 | 2:00 | 3.7326 | 30
2021-04-21 02:30 | 2:30 | 4.0499 | 30
2021-04-21 03:00 | 3:00 | 4.3885 | 30
2021-04-21 03:30 | 3:30 | 4.4384 | 30
2021-04-21 04:00 | 4:00 | 4.5881 | 30
2021-04-21 04:30 | 4:30 | 4.5674 | 30
2021-04-21 05:00 | 5:00 | 4.5663 | 30
2021-04-21 05:30 | 5:30 | 5.0493 | 30
2021-04-21 06:00 | 6:00 | 5.3533 | 30
2021-04-21 06:30 | 6:30 | 5.4446 | 30
2021-04-21 07:00 | 7:00 | 5.0038 | 30
2021-04-21 07:30 | 7:30 | 4.0239 | 30
2021-04-21 08:00 | 8:00 | 2.7266 | 30
2021-04-21 08:30 | 8:30 | 1.6442 | 30
2021-04-21 09:00 | 9:00 | 0.79062 | 30
2021-04-21 09:30 | 9:30 | 0.80603 | 30
2021-04-21 10:00 | 10:00 | 1.2853 | 30
2021-04-21 10:30 | 10:30 | 1.7274 | 30
2021-04-21 11:00 | 11:00 | 1.9274 | 30
2021-04-21 11:30 | 11:30 | 1.9099 | 30
2021-04-21 12:00 | 12:00 | 2.1303 | 30
2021-04-21 12:30 | 12:30 | 2.0053 | 30
2021-04-21 13:00 | 13:00 | 1.5047 | 30
2021-04-21 13:30 | 13:30 | 1.2608 | 30
2021-04-21 14:00 | 14:00 | 0.65138 | 30
2021-04-21 14:30 | 14:30 | 0.93678 | 30
2021-04-21 15:00 | 15:00 | 1.9835 | 30
2021-04-21 15:30 | 15:30 | 3.2839 | 30
2021-04-21 16:00 | 16:00 | 4.54 | 30
2021-04-21 16:30 | 16:30 | 5.7967 | 30
2021-04-21 17:00 | 17:00 | 6.9932 | 30
2021-04-21 17:30 | 17:30 | 7.9176 | 30
2021-04-21 18:00 | 18:00 | 8.5389 | 30
2021-04-21 18:30 | 18:30 | 8.4669 | 30
2021-04-21 19:00 | 19:00 | 8.2473 | 30
2021-04-21 19:30 | 19:30 | 8.1761 | 30
2021-04-21 20:00 | 20:00 | 8.0359 | 30
2021-04-21 20:30 | 20:30 | 7.5599 | 30
2021-04-21 21:00 | 21:00 | 7.2476 | 30
2021-04-21 21:30 | 21:30 | 6.7317 | 30
2021-04-21 22:00 | 22:00 | 6.3791 | 30
2021-04-21 22:30 | 22:30 | 6.5626 | 30
2021-04-21 23:00 | 23:00 | 6.2678 | 30
2021-04-21 23:30 | 23:30 | 5.6915 | 30
2021-04-22 | 0:00 | 5.2797 | 30
2021-04-22 00:30 | 0:30 | 5.0073 | 30
2021-04-22 01:00 | 1:00 | 4.3795 | 30
2021-04-22 01:30 | 1:30 | 4.2013 | 30
2021-04-22 02:00 | 2:00 | 3.9594 | 30
2021-04-22 02:30 | 2:30 | 4.0293 | 30
2021-04-22 03:00 | 3:00 | 4.0063 | 30
2021-04-22 03:30 | 3:30 | 4.3024 | 30
2021-04-22 04:00 | 4:00 | 4.6419 | 30
2021-04-22 04:30 | 4:30 | 4.9256 | 30
2021-04-22 05:00 | 5:00 | 5.3685 | 30
2021-04-22 05:30 | 5:30 | 5.7548 | 30
2021-04-22 06:00 | 6:00 | 6.0896 | 30
2021-04-22 06:30 | 6:30 | 5.8075 | 30
2021-04-22 07:00 | 7:00 | 6.3037 | 30
2021-04-22 07:30 | 7:30 | 6.2643 | 30
2021-04-22 08:00 | 8:00 | 5.2248 | 30
2021-04-22 08:30 | 8:30 | 4.8802 | 30
2021-04-22 09:00 | 9:00 | 4.0814 | 30
2021-04-22 09:30 | 9:30 | 3.6203 | 30
2021-04-22 10:00 | 10:00 | 1.6483 | 30
2021-04-22 10:30 | 10:30 | 2.7886 | 30
2021-04-22 11:00 | 11:00 | 1.5029 | 30
2021-04-22 11:30 | 11:30 | 1.2862 | 30
2021-04-22 12:00 | 12:00 | 1.5586 | 30
2021-04-22 12:30 | 12:30 | 4.5419 | 30
2021-04-22 13:00 | 13:00 | 3.1831 | 30
2021-04-22 13:30 | 13:30 | 1.6579 | 30
2021-04-22 14:00 | 14:00 | 3.2568 | 30
2021-04-22 14:30 | 14:30 | 4.7184 | 30
2021-04-22 15:00 | 15:00 | 4.7195 | 30
2021-04-22 15:30 | 15:30 | 5.1833 | 30
2021-04-22 16:00 | 16:00 | 5.988 | 30
2021-04-22 16:30 | 16:30 | 6.8286 | 30
2021-04-22 17:00 | 17:00 | 7.6431 | 30
2021-04-22 17:30 | 17:30 | 8.5383 | 30
2021-04-22 18:00 | 18:00 | 8.804 | 30
2021-04-22 18:30 | 18:30 | 8.6647 | 30
2021-04-22 19:00 | 19:00 | 8.393 | 30
2021-04-22 19:30 | 19:30 | 8.1948 | 30
2021-04-22 20:00 | 20:00 | 7.9574 | 30
2021-04-22 20:30 | 20:30 | 7.6897 | 30
2021-04-22 21:00 | 21:00 | 7.3116 | 30
2021-04-22 21:30 | 21:30 | 6.739 | 30
2021-04-22 22:00 | 22:00 | 6.1809 | 30
2021-04-22 22:30 | 22:30 | 6.302 | 30
2021-04-22 23:00 | 23:00 | 6.0207 | 30
2021-04-22 23:30 | 23:30 | 5.4899 | 30
2021-04-23 | 0:00 | 5.0833 | 30
2021-04-23 00:30 | 0:30 | 4.6437 | 30
2021-04-23 01:00 | 1:00 | 4.4028 | 30
2021-04-23 01:30 | 1:30 | 4.2992 | 30
2021-04-23 02:00 | 2:00 | 4.2055 | 30
2021-04-23 02:30 | 2:30 | 4.3097 | 30
2021-04-23 03:00 | 3:00 | 4.4385 | 30
2021-04-23 03:30 | 3:30 | 4.4438 | 30
2021-04-23 04:00 | 4:00 | 4.5781 | 30
2021-04-23 04:30 | 4:30 | 4.7583 | 30
2021-04-23 05:00 | 5:00 | 5.1055 | 30
2021-04-23 05:30 | 5:30 | 5.5961 | 30
2021-04-23 06:00 | 6:00 | 5.7501 | 30
2021-04-23 06:30 | 6:30 | 6.1392 | 30
2021-04-23 07:00 | 7:00 | 5.6854 | 30
2021-04-23 07:30 | 7:30 | 4.6749 | 30
2021-04-23 08:00 | 8:00 | 3.1062 | 30
2021-04-23 08:30 | 8:30 | 1.7208 | 30
2021-04-23 09:00 | 9:00 | 0.74501 | 30
2021-04-23 09:30 | 9:30 | 1.0288 | 30
2021-04-23 10:00 | 10:00 | 1.6425 | 30
2021-04-23 10:30 | 10:30 | 2.0727 | 30
2021-04-23 11:00 | 11:00 | 2.3057 | 30
2021-04-23 11:30 | 11:30 | 2.5235 | 30
2021-04-23 12:00 | 12:00 | 2.5208 | 30
2021-04-23 12:30 | 12:30 | 2.3618 | 30
2021-04-23 13:00 | 13:00 | 2.1195 | 30
2021-04-23 13:30 | 13:30 | 1.4956 | 30
2021-04-23 14:00 | 14:00 | 0.9723 | 30
2021-04-23 14:30 | 14:30 | 0.96925 | 30
2021-04-23 15:00 | 15:00 | 1.8128 | 30
2021-04-23 15:30 | 15:30 | 3.3839 | 30
2021-04-23 16:00 | 16:00 | 4.7478 | 30
2021-04-23 16:30 | 16:30 | 5.9912 | 30
2021-04-23 17:00 | 17:00 | 6.9652 | 30
2021-04-23 17:30 | 17:30 | 7.9224 | 30
2021-04-23 18:00 | 18:00 | 8.5085 | 30
2021-04-23 18:30 | 18:30 | 8.5476 | 30
2021-04-23 19:00 | 19:00 | 8.3184 | 30
2021-04-23 19:30 | 19:30 | 8.1257 | 30
2021-04-23 20:00 | 20:00 | 7.9808 | 30
2021-04-23 20:30 | 20:30 | 7.7284 | 30
2021-04-23 21:00 | 21:00 | 7.9189 | 30
2021-04-23 21:30 | 21:30 | 7.4371 | 30
2021-04-23 22:00 | 22:00 | 6.7861 | 30
2021-04-23 22:30 | 22:30 | 6.9158 | 30
2021-04-23 23:00 | 23:00 | 6.5897 | 30
2021-04-23 23:30 | 23:30 | 5.8979 | 30
2021-04-24 | 0:00 | 5.4832 | 30
2021-04-24 00:30 | 0:30 | 5.1317 | 30
2021-04-24 01:00 | 1:00 | 4.8529 | 30
2021-04-24 01:30 | 1:30 | 4.7604 | 30
2021-04-24 02:00 | 2:00 | 4.6493 | 30
2021-04-24 02:30 | 2:30 | 4.982 | 30
2021-04-24 03:00 | 3:00 | 5.2424 | 30
2021-04-24 03:30 | 3:30 | 5.2192 | 30
2021-04-24 04:00 | 4:00 | 5.2228 | 30
2021-04-24 04:30 | 4:30 | 5.2594 | 30
2021-04-24 05:00 | 5:00 | 5.4927 | 30
2021-04-24 05:30 | 5:30 | 5.4961 | 30
2021-04-24 06:00 | 6:00 | 5.7473 | 30
2021-04-24 06:30 | 6:30 | 5.2536 | 30
2021-04-24 07:00 | 7:00 | 4.3479 | 30
2021-04-24 07:30 | 7:30 | 3.6224 | 30
2021-04-24 08:00 | 8:00 | 2.8151 | 30
2021-04-24 08:30 | 8:30 | 1.8714 | 30
2021-04-24 09:00 | 9:00 | 1.09 | 30
2021-04-24 09:30 | 9:30 | 0.84523 | 30
2021-04-24 10:00 | 10:00 | 1.0832 | 30
2021-04-24 10:30 | 10:30 | 1.5173 | 30
2021-04-24 11:00 | 11:00 | 1.5869 | 30
2021-04-24 11:30 | 11:30 | 1.5613 | 30
2021-04-24 12:00 | 12:00 | 1.349 | 30
2021-04-24 12:30 | 12:30 | 1.4604 | 30
2021-04-24 13:00 | 13:00 | 1.0357 | 30
2021-04-24 13:30 | 13:30 | 1.1365 | 30
2021-04-24 14:00 | 14:00 | 2.938 | 30
2021-04-24 14:30 | 14:30 | 3.1189 | 30
2021-04-24 15:00 | 15:00 | 4.5203 | 30
2021-04-24 15:30 | 15:30 | 5.5263 | 30
2021-04-24 16:00 | 16:00 | 6.0874 | 30
2021-04-24 16:30 | 16:30 | 7.0811 | 30
2021-04-24 17:00 | 17:00 | 7.8462 | 30
2021-04-24 17:30 | 17:30 | 7.9724 | 30
2021-04-24 18:00 | 18:00 | 8.0084 | 30
2021-04-24 18:30 | 18:30 | 7.8311 | 30
2021-04-24 19:00 | 19:00 | 7.5491 | 30
2021-04-24 19:30 | 19:30 | 7.3749 | 30
2021-04-24 20:00 | 20:00 | 7.3589 | 30
2021-04-24 20:30 | 20:30 | 6.905 | 30
2021-04-24 21:00 | 21:00 | 6.7699 | 30
2021-04-24 21:30 | 21:30 | 6.4672 | 30
2021-04-24 22:00 | 22:00 | 6.1009 | 30
2021-04-24 22:30 | 22:30 | 6.4576 | 30
2021-04-24 23:00 | 23:00 | 6.2905 | 30
2021-04-24 23:30 | 23:30 | 5.692 | 30
2021-04-25 | 0:00 | 5.2018 | 30
2021-04-25 00:30 | 0:30 | 4.9225 | 30
2021-04-25 01:00 | 1:00 | 4.7048 | 30
2021-04-25 01:30 | 1:30 | 4.5863 | 30
2021-04-25 02:00 | 2:00 | 4.5198 | 30
2021-04-25 02:30 | 2:30 | 4.7331 | 30
2021-04-25 03:00 | 3:00 | 4.8138 | 30
2021-04-25 03:30 | 3:30 | 5.0056 | 30
2021-04-25 04:00 | 4:00 | 5.1069 | 30
2021-04-25 04:30 | 4:30 | 5.1184 | 30
2021-04-25 05:00 | 5:00 | 5.2598 | 30
2021-04-25 05:30 | 5:30 | 5.5301 | 30
2021-04-25 06:00 | 6:00 | 5.6911 | 30
2021-04-25 06:30 | 6:30 | 5.6404 | 30
2021-04-25 07:00 | 7:00 | 5.1533 | 30
2021-04-25 07:30 | 7:30 | 4.6892 | 30
2021-04-25 08:00 | 8:00 | 3.7003 | 30
2021-04-25 08:30 | 8:30 | 2.7406 | 30
2021-04-25 09:00 | 9:00 | 1.9361 | 30
2021-04-25 09:30 | 9:30 | 1.2672 | 30
2021-04-25 10:00 | 10:00 | 0.9003 | 30
2021-04-25 10:30 | 10:30 | 0.5152 | 30
2021-04-25 11:00 | 11:00 | 0.2454 | 30
2021-04-25 11:30 | 11:30 | 0.26834 | 30
2021-04-25 12:00 | 12:00 | 0.20687 | 30
2021-04-25 12:30 | 12:30 | 0.87243 | 30
2021-04-25 13:00 | 13:00 | 0.77683 | 30
2021-04-25 13:30 | 13:30 | 1.1963 | 30
2021-04-25 14:00 | 14:00 | 1.9063 | 30
2021-04-25 14:30 | 14:30 | 2.6992 | 30
2021-04-25 15:00 | 15:00 | 3.8156 | 30
2021-04-25 15:30 | 15:30 | 5.1115 | 30
2021-04-25 16:00 | 16:00 | 6.5322 | 30
2021-04-25 16:30 | 16:30 | 7.7884 | 30
2021-04-25 17:00 | 17:00 | 8.688 | 30
2021-04-25 17:30 | 17:30 | 9.0811 | 30
2021-04-25 18:00 | 18:00 | 9.3524 | 30
2021-04-25 18:30 | 18:30 | 9.2366 | 30
2021-04-25 19:00 | 19:00 | 8.8779 | 30
2021-04-25 19:30 | 19:30 | 8.709 | 30
2021-04-25 20:00 | 20:00 | 8.592 | 30
2021-04-25 20:30 | 20:30 | 8.2403 | 30
2021-04-25 21:00 | 21:00 | 8.0462 | 30
2021-04-25 21:30 | 21:30 | 7.6495 | 30
2021-04-25 22:00 | 22:00 | 7.1911 | 30
2021-04-25 22:30 | 22:30 | 7.4293 | 30
2021-04-25 23:00 | 23:00 | 7.2946 | 30
2021-04-25 23:30 | 23:30 | 6.8839 | 30
2021-04-26 | 0:00 | 6.0575 | 30
2021-04-26 00:30 | 0:30 | 4.7694 | 30
2021-04-26 01:00 | 1:00 | 4.5008 | 30
2021-04-26 01:30 | 1:30 | 4.4204 | 30
2021-04-26 02:00 | 2:00 | 4.3658 | 30
2021-04-26 02:30 | 2:30 | 4.2397 | 30
2021-04-26 03:00 | 3:00 | 4.7534 | 30
2021-04-26 03:30 | 3:30 | 4.56 | 30
2021-04-26 04:00 | 4:00 | 3.7027 | 30
2021-04-26 04:30 | 4:30 | 3.6768 | 30
2021-04-26 05:00 | 5:00 | 4.9011 | 30
2021-04-26 05:30 | 5:30 | 5.4885 | 30
2021-04-26 06:00 | 6:00 | 5.5237 | 30
2021-04-26 06:30 | 6:30 | 5.6796 | 30
2021-04-26 07:00 | 7:00 | 5.1605 | 30
2021-04-26 07:30 | 7:30 | 4.7613 | 30
2021-04-26 08:00 | 8:00 | 4.074 | 30
2021-04-26 08:30 | 8:30 | 3.1415 | 30
2021-04-26 09:00 | 9:00 | 2.3058 | 30
2021-04-26 09:30 | 9:30 | 1.5979 | 30
2021-04-26 10:00 | 10:00 | 1.1497 | 30
2021-04-26 10:30 | 10:30 | 1.489 | 30
2021-04-26 11:00 | 11:00 | 2.5012 | 30
2021-04-26 11:30 | 11:30 | 3.2459 | 30
2021-04-26 12:00 | 12:00 | 3.5892 | 30
2021-04-26 12:30 | 12:30 | 4.4875 | 30
2021-04-26 13:00 | 13:00 | 3.4389 | 30
2021-04-26 13:30 | 13:30 | 3.4168 | 30
2021-04-26 14:00 | 14:00 | 1.9242 | 30
2021-04-26 14:30 | 14:30 | 4.8584 | 30
2021-04-26 15:00 | 15:00 | 6.0201 | 30
2021-04-26 15:30 | 15:30 | 6.6224 | 30
2021-04-26 16:00 | 16:00 | 6.2196 | 30
2021-04-26 16:30 | 16:30 | 6.4983 | 30
2021-04-26 17:00 | 17:00 | 7.5596 | 30
2021-04-26 17:30 | 17:30 | 8.4217 | 30
2021-04-26 18:00 | 18:00 | 8.639 | 30
2021-04-26 18:30 | 18:30 | 8.3582 | 30
2021-04-26 19:00 | 19:00 | 7.9005 | 30
2021-04-26 19:30 | 19:30 | 7.95 | 30
2021-04-26 20:00 | 20:00 | 7.6172 | 30
2021-04-26 20:30 | 20:30 | 7.1864 | 30
2021-04-26 21:00 | 21:00 | 6.6669 | 30
2021-04-26 21:30 | 21:30 | 5.8979 | 30
2021-04-26 22:00 | 22:00 | 5.9193 | 30
2021-04-26 22:30 | 22:30 | 6.3156 | 30
2021-04-26 23:00 | 23:00 | 6.0618 | 30
2021-04-26 23:30 | 23:30 | 5.5494 | 30
2021-04-27 | 0:00 | 5.0562 | 30
2021-04-27 00:30 | 0:30 | 4.7695 | 30
2021-04-27 01:00 | 1:00 | 4.5854 | 30
2021-04-27 01:30 | 1:30 | 4.4257 | 30
2021-04-27 02:00 | 2:00 | 4.3034 | 30
2021-04-27 02:30 | 2:30 | 4.354 | 30
2021-04-27 03:00 | 3:00 | 4.3009 | 30
2021-04-27 03:30 | 3:30 | 4.2964 | 30
2021-04-27 04:00 | 4:00 | 4.3941 | 30
2021-04-27 04:30 | 4:30 | 4.6053 | 30
2021-04-27 05:00 | 5:00 | 4.9537 | 30
2021-04-27 05:30 | 5:30 | 5.3098 | 30
2021-04-27 06:00 | 6:00 | 5.733 | 30
2021-04-27 06:30 | 6:30 | 6.0358 | 30
2021-04-27 07:00 | 7:00 | 5.6827 | 30
2021-04-27 07:30 | 7:30 | 4.4909 | 30
2021-04-27 08:00 | 8:00 | 3.1876 | 30
2021-04-27 08:30 | 8:30 | 1.7023 | 30
2021-04-27 09:00 | 9:00 | 0.87099 | 30
2021-04-27 09:30 | 9:30 | 0.89763 | 30
2021-04-27 10:00 | 10:00 | 1.3599 | 30
2021-04-27 10:30 | 10:30 | 0.78359 | 30
2021-04-27 11:00 | 11:00 | 0.79123 | 30
2021-04-27 11:30 | 11:30 | 0.87609 | 30
2021-04-27 12:00 | 12:00 | 1.0786 | 30
2021-04-27 12:30 | 12:30 | 0.58415 | 30
2021-04-27 13:00 | 13:00 | 0.59965 | 30
2021-04-27 13:30 | 13:30 | 1.0166 | 30
2021-04-27 14:00 | 14:00 | 0.64084 | 30
2021-04-27 14:30 | 14:30 | 1.6488 | 30
2021-04-27 15:00 | 15:00 | 3.2198 | 30
2021-04-27 15:30 | 15:30 | 4.654 | 30
2021-04-27 16:00 | 16:00 | 5.5885 | 30
2021-04-27 16:30 | 16:30 | 6.2325 | 30
2021-04-27 17:00 | 17:00 | 7.1269 | 30
2021-04-27 17:30 | 17:30 | 8.0817 | 30
2021-04-27 18:00 | 18:00 | 8.4517 | 30
2021-04-27 18:30 | 18:30 | 8.3979 | 30
2021-04-27 19:00 | 19:00 | 8.1563 | 30
2021-04-27 19:30 | 19:30 | 7.8642 | 30
2021-04-27 20:00 | 20:00 | 7.5322 | 30
2021-04-27 20:30 | 20:30 | 7.5551 | 30
2021-04-27 21:00 | 21:00 | 7.2402 | 30
2021-04-27 21:30 | 21:30 | 6.5144 | 30
2021-04-27 22:00 | 22:00 | 5.9842 | 30
2021-04-27 22:30 | 22:30 | 6.0346 | 30
2021-04-27 23:00 | 23:00 | 5.604 | 30
2021-04-27 23:30 | 23:30 | 5.0023 | 30
2021-04-28 | 0:00 | 4.5328 | 30
2021-04-28 00:30 | 0:30 | 4.1974 | 30
2021-04-28 01:00 | 1:00 | 4.0317 | 30
2021-04-28 01:30 | 1:30 | 3.9057 | 30
2021-04-28 02:00 | 2:00 | 3.8479 | 30
2021-04-28 02:30 | 2:30 | 3.8928 | 30
2021-04-28 03:00 | 3:00 | 3.8495 | 30
2021-04-28 03:30 | 3:30 | 3.845 | 30
2021-04-28 04:00 | 4:00 | 3.9163 | 30
2021-04-28 04:30 | 4:30 | 4.0513 | 30
2021-04-28 05:00 | 5:00 | 4.4611 | 30
2021-04-28 05:30 | 5:30 | 4.9002 | 30
2021-04-28 06:00 | 6:00 | 5.3461 | 30
2021-04-28 06:30 | 6:30 | 5.6447 | 30
2021-04-28 07:00 | 7:00 | 5.0761 | 30
2021-04-28 07:30 | 7:30 | 4.1729 | 30
2021-04-28 08:00 | 8:00 | 2.8315 | 30
2021-04-28 08:30 | 8:30 | 1.6054 | 30
2021-04-28 09:00 | 9:00 | 0.73523 | 30
2021-04-28 09:30 | 9:30 | 0.91652 | 30
2021-04-28 10:00 | 10:00 | 0.96894 | 30
2021-04-28 10:30 | 10:30 | 1.0606 | 30
2021-04-28 11:00 | 11:00 | 3.5224 | 30
2021-04-28 11:30 | 11:30 | 2.5479 | 30
2021-04-28 12:00 | 12:00 | 1.2291 | 30
2021-04-28 12:30 | 12:30 | 1.3664 | 30
2021-04-28 13:00 | 13:00 | 2.9292 | 30
2021-04-28 13:30 | 13:30 | 3.4967 | 30
2021-04-28 14:00 | 14:00 | 3.2549 | 30
2021-04-28 14:30 | 14:30 | 2.7664 | 30
2021-04-28 15:00 | 15:00 | 3.9256 | 30
2021-04-28 15:30 | 15:30 | 4.6989 | 30
2021-04-28 16:00 | 16:00 | 5.4605 | 30
2021-04-28 16:30 | 16:30 | 6.8602 | 30
2021-04-28 17:00 | 17:00 | 7.6761 | 30
2021-04-28 17:30 | 17:30 | 8.4937 | 30
2021-04-28 18:00 | 18:00 | 8.7732 | 30
2021-04-28 18:30 | 18:30 | 8.7203 | 30
2021-04-28 19:00 | 19:00 | 8.3161 | 30
2021-04-28 19:30 | 19:30 | 7.6832 | 30
2021-04-28 20:00 | 20:00 | 7.746 | 30
2021-04-28 20:30 | 20:30 | 7.6957 | 30
2021-04-28 21:00 | 21:00 | 6.9879 | 30
2021-04-28 21:30 | 21:30 | 6.6716 | 30
2021-04-28 22:00 | 22:00 | 6.0747 | 30
2021-04-28 22:30 | 22:30 | 6.0633 | 30
2021-04-28 23:00 | 23:00 | 5.6774 | 30
2021-04-28 23:30 | 23:30 | 4.9941 | 30
2021-04-29 | 0:00 | 4.4846 | 30
2021-04-29 00:30 | 0:30 | 4.18 | 30
2021-04-29 01:00 | 1:00 | 3.9604 | 30
2021-04-29 01:30 | 1:30 | 3.8256 | 30
2021-04-29 02:00 | 2:00 | 4.0177 | 30
2021-04-29 02:30 | 2:30 | 4.0389 | 30
2021-04-29 03:00 | 3:00 | 4.0427 | 30
2021-04-29 03:30 | 3:30 | 4.2074 | 30
2021-04-29 04:00 | 4:00 | 4.8222 | 30
2021-04-29 04:30 | 4:30 | 5.0764 | 30
2021-04-29 05:00 | 5:00 | 5.2454 | 30
2021-04-29 05:30 | 5:30 | 5.8137 | 30
2021-04-29 06:00 | 6:00 | 6.3142 | 30
2021-04-29 06:30 | 6:30 | 6.3975 | 30
2021-04-29 07:00 | 7:00 | 6.39 | 30
2021-04-29 07:30 | 7:30 | 4.7035 | 30
2021-04-29 08:00 | 8:00 | 2.5639 | 30
2021-04-29 08:30 | 8:30 | 1.7204 | 30
2021-04-29 09:00 | 9:00 | 1.0393 | 30
2021-04-29 09:30 | 9:30 | 0.80893 | 30
2021-04-29 10:00 | 10:00 | 1.5091 | 30
2021-04-29 10:30 | 10:30 | 0.94582 | 30
2021-04-29 11:00 | 11:00 | 0.58719 | 30
2021-04-29 11:30 | 11:30 | 0.40706 | 30
2021-04-29 12:00 | 12:00 | 0.8331 | 30
2021-04-29 12:30 | 12:30 | 1.4107 | 30
2021-04-29 13:00 | 13:00 | 2.4646 | 30
2021-04-29 13:30 | 13:30 | 0.61062 | 30
2021-04-29 14:00 | 14:00 | 1.4841 | 30
2021-04-29 14:30 | 14:30 | 2.1001 | 30
2021-04-29 15:00 | 15:00 | 2.4339 | 30
2021-04-29 15:30 | 15:30 | 3.9162 | 30
2021-04-29 16:00 | 16:00 | 5.5525 | 30
2021-04-29 16:30 | 16:30 | 6.5061 | 30
2021-04-29 17:00 | 17:00 | 7.4993 | 30
2021-04-29 17:30 | 17:30 | 8.5286 | 30
2021-04-29 18:00 | 18:00 | 8.7327 | 30
2021-04-29 18:30 | 18:30 | 8.4043 | 30
2021-04-29 19:00 | 19:00 | 8.0968 | 30
2021-04-29 19:30 | 19:30 | 7.8443 | 30
2021-04-29 20:00 | 20:00 | 7.5667 | 30
2021-04-29 20:30 | 20:30 | 7.2025 | 30
2021-04-29 21:00 | 21:00 | 6.82 | 30
2021-04-29 21:30 | 21:30 | 6.3449 | 30
2021-04-29 22:00 | 22:00 | 5.8951 | 30
2021-04-29 22:30 | 22:30 | 5.9483 | 30
2021-04-29 23:00 | 23:00 | 5.674 | 30
2021-04-29 23:30 | 23:30 | 4.9865 | 30
2021-04-30 | 0:00 | 4.5144 | 30
2021-04-30 00:30 | 0:30 | 4.1526 | 30
2021-04-30 01:00 | 1:00 | 3.982 | 30
2021-04-30 01:30 | 1:30 | 3.8422 | 30
2021-04-30 02:00 | 2:00 | 3.7281 | 30
2021-04-30 02:30 | 2:30 | 4.1389 | 30
2021-04-30 03:00 | 3:00 | 4.0142 | 30
2021-04-30 03:30 | 3:30 | 4.054 | 30
2021-04-30 04:00 | 4:00 | 4.3609 | 30
2021-04-30 04:30 | 4:30 | 4.5859 | 30
2021-04-30 05:00 | 5:00 | 4.9229 | 30
2021-04-30 05:30 | 5:30 | 5.1856 | 30
2021-04-30 06:00 | 6:00 | 5.7338 | 30
2021-04-30 06:30 | 6:30 | 6.2979 | 30
2021-04-30 07:00 | 7:00 | 6.2773 | 30
2021-04-30 07:30 | 7:30 | 5.5048 | 30
2021-04-30 08:00 | 8:00 | 4.4334 | 30
2021-04-30 08:30 | 8:30 | 3.5574 | 30
2021-04-30 09:00 | 9:00 | 3.1853 | 30
2021-04-30 09:30 | 9:30 | 2.1598 | 30
2021-04-30 10:00 | 10:00 | 2.3856 | 30
2021-04-30 10:30 | 10:30 | 2.3178 | 30
2021-04-30 11:00 | 11:00 | 1.994 | 30
2021-04-30 11:30 | 11:30 | 3.242 | 30
2021-04-30 12:00 | 12:00 | 1.6834 | 30
2021-04-30 12:30 | 12:30 | 1.734 | 30
2021-04-30 13:00 | 13:00 | 4.8483 | 30
2021-04-30 13:30 | 13:30 | 4.2427 | 30
2021-04-30 14:00 | 14:00 | 4.1969 | 30
2021-04-30 14:30 | 14:30 | 4.7643 | 30
2021-04-30 15:00 | 15:00 | 4.2535 | 30
2021-04-30 15:30 | 15:30 | 4.6267 | 30
2021-04-30 16:00 | 16:00 | 5.2808 | 30
2021-04-30 16:30 | 16:30 | 6.1549 | 30
2021-04-30 17:00 | 17:00 | 7.2808 | 30
2021-04-30 17:30 | 17:30 | 7.9994 | 30
2021-04-30 18:00 | 18:00 | 8.3608 | 30
2021-04-30 18:30 | 18:30 | 8.4751 | 30
2021-04-30 19:00 | 19:00 | 7.7028 | 30
2021-04-30 19:30 | 19:30 | 7.4586 | 30
2021-04-30 20:00 | 20:00 | 7.1207 | 30
2021-04-30 20:30 | 20:30 | 6.8621 | 30
2021-04-30 21:00 | 21:00 | 6.4551 | 30
2021-04-30 21:30 | 21:30 | 6.2375 | 30
2021-04-30 22:00 | 22:00 | 5.7894 | 30
2021-04-30 22:30 | 22:30 | 5.8756 | 30
2021-04-30 23:00 | 23:00 | 5.6403 | 30
2021-04-30 23:30 | 23:30 | 5.0463 | 30
2021-05-01 | 0:00 | 4.678 | 30
2021-05-01 00:30 | 0:30 | 4.348 | 30
2021-05-01 01:00 | 1:00 | 4.1517 | 30
2021-05-01 01:30 | 1:30 | 3.9816 | 30
2021-05-01 02:00 | 2:00 | 3.8217 | 30
2021-05-01 02:30 | 2:30 | 3.7665 | 30
2021-05-01 03:00 | 3:00 | 3.752 | 30
2021-05-01 03:30 | 3:30 | 3.729 | 30
2021-05-01 04:00 | 4:00 | 3.7045 | 30
2021-05-01 04:30 | 4:30 | 3.6752 | 30
2021-05-01 05:00 | 5:00 | 3.8321 | 30
2021-05-01 05:30 | 5:30 | 3.9867 | 30
2021-05-01 06:00 | 6:00 | 4.1443 | 30
2021-05-01 06:30 | 6:30 | 4.3579 | 30
2021-05-01 07:00 | 7:00 | 4.5725 | 30
2021-05-01 07:30 | 7:30 | 4.8123 | 30
2021-05-01 08:00 | 8:00 | 4.5601 | 30
2021-05-01 08:30 | 8:30 | 4.8375 | 30
2021-05-01 09:00 | 9:00 | 5.0948 | 30
2021-05-01 09:30 | 9:30 | 4.2526 | 30
2021-05-01 10:00 | 10:00 | 1.8868 | 30
2021-05-01 10:30 | 10:30 | 2.1905 | 30
2021-05-01 11:00 | 11:00 | 2.9949 | 30
2021-05-01 11:30 | 11:30 | 4.4475 | 30
2021-05-01 12:00 | 12:00 | 4.5852 | 30
2021-05-01 12:30 | 12:30 | 4.2194 | 30
2021-05-01 13:00 | 13:00 | 4.5963 | 30
2021-05-01 13:30 | 13:30 | 4.1167 | 30
2021-05-01 14:00 | 14:00 | 4.6732 | 30
2021-05-01 14:30 | 14:30 | 4.1304 | 30
2021-05-01 15:00 | 15:00 | 4.9995 | 30
2021-05-01 15:30 | 15:30 | 5.4824 | 30
2021-05-01 16:00 | 16:00 | 5.6196 | 30
2021-05-01 16:30 | 16:30 | 6.3754 | 30
2021-05-01 17:00 | 17:00 | 7.0968 | 30
2021-05-01 17:30 | 17:30 | 7.7593 | 30
2021-05-01 18:00 | 18:00 | 7.8005 | 30
2021-05-01 18:30 | 18:30 | 7.6578 | 30
2021-05-01 19:00 | 19:00 | 7.3946 | 30
2021-05-01 19:30 | 19:30 | 7.2246 | 30
2021-05-01 20:00 | 20:00 | 7.0271 | 30
2021-05-01 20:30 | 20:30 | 6.6946 | 30
2021-05-01 21:00 | 21:00 | 6.4663 | 30
2021-05-01 21:30 | 21:30 | 6.1778 | 30
2021-05-01 22:00 | 22:00 | 5.6759 | 30
2021-05-01 22:30 | 22:30 | 5.8321 | 30
2021-05-01 23:00 | 23:00 | 5.7706 | 30
2021-05-01 23:30 | 23:30 | 5.1842 | 30
2021-05-02 | 0:00 | 4.7234 | 30
2021-05-02 00:30 | 0:30 | 4.3857 | 30
2021-05-02 01:00 | 1:00 | 4.1506 | 30
2021-05-02 01:30 | 1:30 | 3.9985 | 30
2021-05-02 02:00 | 2:00 | 3.7932 | 30
2021-05-02 02:30 | 2:30 | 3.7871 | 30
2021-05-02 03:00 | 3:00 | 3.7403 | 30
2021-05-02 03:30 | 3:30 | 3.7223 | 30
2021-05-02 04:00 | 4:00 | 3.7383 | 30
2021-05-02 04:30 | 4:30 | 3.7795 | 30
2021-05-02 05:00 | 5:00 | 3.8574 | 30
2021-05-02 05:30 | 5:30 | 3.9553 | 30
2021-05-02 06:00 | 6:00 | 4.0412 | 30
2021-05-02 06:30 | 6:30 | 4.0135 | 30
2021-05-02 07:00 | 7:00 | 3.6102 | 30
2021-05-02 07:30 | 7:30 | 3.2814 | 30
2021-05-02 08:00 | 8:00 | 2.9261 | 30
2021-05-02 08:30 | 8:30 | 3.2496 | 30
2021-05-02 09:00 | 9:00 | 3.5066 | 30
2021-05-02 09:30 | 9:30 | 5.2642 | 30
2021-05-02 10:00 | 10:00 | 1.8181 | 30
2021-05-02 10:30 | 10:30 | 3.4388 | 30
2021-05-02 11:00 | 11:00 | 3.3721 | 30
2021-05-02 11:30 | 11:30 | 2.0896 | 30
2021-05-02 12:00 | 12:00 | 1.7209 | 30
2021-05-02 12:30 | 12:30 | 1.4417 | 30
2021-05-02 13:00 | 13:00 | 0.93464 | 30
2021-05-02 13:30 | 13:30 | 2.4661 | 30
2021-05-02 14:00 | 14:00 | 2.2871 | 30
2021-05-02 14:30 | 14:30 | 2.9626 | 30
2021-05-02 15:00 | 15:00 | 3.3637 | 30
2021-05-02 15:30 | 15:30 | 4.8024 | 30
2021-05-02 16:00 | 16:00 | 5.3291 | 30
2021-05-02 16:30 | 16:30 | 6.2953 | 30
2021-05-02 17:00 | 17:00 | 7.2829 | 30
2021-05-02 17:30 | 17:30 | 7.9307 | 30
2021-05-02 18:00 | 18:00 | 8.2179 | 30
2021-05-02 18:30 | 18:30 | 8.1275 | 30
2021-05-02 19:00 | 19:00 | 7.8187 | 30
2021-05-02 19:30 | 19:30 | 7.4025 | 30
2021-05-02 20:00 | 20:00 | 7.5966 | 30
2021-05-02 20:30 | 20:30 | 7.6089 | 30
2021-05-02 21:00 | 21:00 | 7.3386 | 30
2021-05-02 21:30 | 21:30 | 7.1651 | 30
2021-05-02 22:00 | 22:00 | 5.8933 | 30
2021-05-02 22:30 | 22:30 | 7.0769 | 30
2021-05-02 23:00 | 23:00 | 7.0878 | 30
2021-05-02 23:30 | 23:30 | 6.854 | 30
2021-05-03 | 0:00 | 6.1309 | 30
2021-05-03 00:30 | 0:30 | 4.8014 | 30
2021-05-03 01:00 | 1:00 | 4.6264 | 30
2021-05-03 01:30 | 1:30 | 4.4278 | 30
2021-05-03 02:00 | 2:00 | 4.867 | 30
2021-05-03 02:30 | 2:30 | 4.4603 | 30
2021-05-03 03:00 | 3:00 | 5.126 | 30
2021-05-03 03:30 | 3:30 | 5.3141 | 30
2021-05-03 04:00 | 4:00 | 5.3679 | 30
2021-05-03 04:30 | 4:30 | 4.987 | 30
2021-05-03 05:00 | 5:00 | 4.6896 | 30
2021-05-03 05:30 | 5:30 | 4.5899 | 30
2021-05-03 06:00 | 6:00 | 4.6305 | 30
2021-05-03 06:30 | 6:30 | 4.2726 | 30
2021-05-03 07:00 | 7:00 | 4.0517 | 30
2021-05-03 07:30 | 7:30 | 3.8106 | 30
2021-05-03 08:00 | 8:00 | 3.0314 | 30
2021-05-03 08:30 | 8:30 | 2.6803 | 30
2021-05-03 09:00 | 9:00 | 1.8882 | 30
2021-05-03 09:30 | 9:30 | 1.3841 | 30
2021-05-03 10:00 | 10:00 | 1.5004 | 30
2021-05-03 10:30 | 10:30 | 2.7661 | 30
2021-05-03 11:00 | 11:00 | 2.0393 | 30
2021-05-03 11:30 | 11:30 | 3.3154 | 30
2021-05-03 12:00 | 12:00 | 4.3323 | 30
2021-05-03 12:30 | 12:30 | 2.6148 | 30
2021-05-03 13:00 | 13:00 | 2.4289 | 30
2021-05-03 13:30 | 13:30 | 3.6924 | 30
2021-05-03 14:00 | 14:00 | 3.3818 | 30
2021-05-03 14:30 | 14:30 | 4.4757 | 30
2021-05-03 15:00 | 15:00 | 5.7515 | 30
2021-05-03 15:30 | 15:30 | 6.0478 | 30
2021-05-03 16:00 | 16:00 | 6.1451 | 30
2021-05-03 16:30 | 16:30 | 6.5875 | 30
2021-05-03 17:00 | 17:00 | 7.7429 | 30
2021-05-03 17:30 | 17:30 | 8.926 | 30
2021-05-03 18:00 | 18:00 | 9.1968 | 30
2021-05-03 18:30 | 18:30 | 8.834 | 30
2021-05-03 19:00 | 19:00 | 8.504 | 30
2021-05-03 19:30 | 19:30 | 8.0037 | 30
2021-05-03 20:00 | 20:00 | 7.7094 | 30
2021-05-03 20:30 | 20:30 | 7.3169 | 30
2021-05-03 21:00 | 21:00 | 6.9353 | 30
2021-05-03 21:30 | 21:30 | 6.5233 | 30
2021-05-03 22:00 | 22:00 | 6.5435 | 30
2021-05-03 22:30 | 22:30 | 7.3745 | 30
2021-05-03 23:00 | 23:00 | 7.1494 | 30
2021-05-03 23:30 | 23:30 | 6.6608 | 30
2021-05-04 | 0:00 | 6.1992 | 30
2021-05-04 00:30 | 0:30 | 5.9347 | 30
2021-05-04 01:00 | 1:00 | 4.7608 | 30
2021-05-04 01:30 | 1:30 | 4.2532 | 30
2021-05-04 02:00 | 2:00 | 4.0993 | 30
2021-05-04 02:30 | 2:30 | 4.0086 | 30
2021-05-04 03:00 | 3:00 | 3.9672 | 30
2021-05-04 03:30 | 3:30 | 4.1216 | 30
2021-05-04 04:00 | 4:00 | 4.6516 | 30
2021-05-04 04:30 | 4:30 | 5.1201 | 30
2021-05-04 05:00 | 5:00 | 5.3693 | 30
2021-05-04 05:30 | 5:30 | 5.8035 | 30
2021-05-04 06:00 | 6:00 | 6.5009 | 30
2021-05-04 06:30 | 6:30 | 7.07 | 30
2021-05-04 07:00 | 7:00 | 6.6567 | 30
2021-05-04 07:30 | 7:30 | 5.7206 | 30
2021-05-04 08:00 | 8:00 | 4.472 | 30
2021-05-04 08:30 | 8:30 | 2.9518 | 30
2021-05-04 09:00 | 9:00 | 1.6577 | 30
2021-05-04 09:30 | 9:30 | 0.91221 | 30
2021-05-04 10:00 | 10:00 | 0.43759 | 30
2021-05-04 10:30 | 10:30 | 0.9938 | 30
2021-05-04 11:00 | 11:00 | 1.5782 | 30
2021-05-04 11:30 | 11:30 | 1.9865 | 30
2021-05-04 12:00 | 12:00 | 1.0634 | 30
2021-05-04 12:30 | 12:30 | 1.067 | 30
2021-05-04 13:00 | 13:00 | 1.285 | 30
2021-05-04 13:30 | 13:30 | 0.71141 | 30
2021-05-04 14:00 | 14:00 | 0.63117 | 30
2021-05-04 14:30 | 14:30 | 1.4489 | 30
2021-05-04 15:00 | 15:00 | 2.3978 | 30
2021-05-04 15:30 | 15:30 | 4.6089 | 30
2021-05-04 16:00 | 16:00 | 5.5947 | 30
2021-05-04 16:30 | 16:30 | 6.4687 | 30
2021-05-04 17:00 | 17:00 | 7.5995 | 30
2021-05-04 17:30 | 17:30 | 8.526 | 30
2021-05-04 18:00 | 18:00 | 8.7799 | 30
2021-05-04 18:30 | 18:30 | 8.5217 | 30
2021-05-04 19:00 | 19:00 | 8.2609 | 30
2021-05-04 19:30 | 19:30 | 7.7006 | 30
2021-05-04 20:00 | 20:00 | 7.4483 | 30
2021-05-04 20:30 | 20:30 | 7.1988 | 30
2021-05-04 21:00 | 21:00 | 6.7387 | 30
2021-05-04 21:30 | 21:30 | 6.2118 | 30
2021-05-04 22:00 | 22:00 | 5.7761 | 30
2021-05-04 22:30 | 22:30 | 5.9206 | 30
2021-05-04 23:00 | 23:00 | 5.5938 | 30
2021-05-04 23:30 | 23:30 | 4.9603 | 30
2021-05-05 | 0:00 | 4.5392 | 30
2021-05-05 00:30 | 0:30 | 4.358 | 30
2021-05-05 01:00 | 1:00 | 4.0988 | 30
2021-05-05 01:30 | 1:30 | 3.9735 | 30
2021-05-05 02:00 | 2:00 | 3.7601 | 30
2021-05-05 02:30 | 2:30 | 3.6486 | 30
2021-05-05 03:00 | 3:00 | 3.6724 | 30
2021-05-05 03:30 | 3:30 | 3.6353 | 30
2021-05-05 04:00 | 4:00 | 3.7472 | 30
2021-05-05 04:30 | 4:30 | 4.2671 | 30
2021-05-05 05:00 | 5:00 | 4.5662 | 30
2021-05-05 05:30 | 5:30 | 4.9361 | 30
2021-05-05 06:00 | 6:00 | 5.2864 | 30
2021-05-05 06:30 | 6:30 | 5.1465 | 30
2021-05-05 07:00 | 7:00 | 6.591 | 30
2021-05-05 07:30 | 7:30 | 7.0631 | 30
2021-05-05 08:00 | 8:00 | 6.9597 | 30
2021-05-05 08:30 | 8:30 | 6.7152 | 30
2021-05-05 09:00 | 9:00 | 7.2242 | 30
2021-05-05 09:30 | 9:30 | 7.0093 | 30
2021-05-05 10:00 | 10:00 | 7.3912 | 30
2021-05-05 10:30 | 10:30 | 7.1798 | 30
2021-05-05 11:00 | 11:00 | 7.2055 | 30
2021-05-05 11:30 | 11:30 | 6.9136 | 30
2021-05-05 12:00 | 12:00 | 6.1884 | 30
2021-05-05 12:30 | 12:30 | 6.0235 | 30
2021-05-05 13:00 | 13:00 | 5.8376 | 30
2021-05-05 13:30 | 13:30 | 6.0873 | 30
2021-05-05 14:00 | 14:00 | 5.9099 | 30
2021-05-05 14:30 | 14:30 | 2.3551 | 30
2021-05-05 15:00 | 15:00 | 2.6816 | 30
2021-05-05 15:30 | 15:30 | 4.6955 | 30
2021-05-05 16:00 | 16:00 | 5.9079 | 30
2021-05-05 16:30 | 16:30 | 7.0312 | 30
2021-05-05 17:00 | 17:00 | 8.2262 | 30
2021-05-05 17:30 | 17:30 | 9.3568 | 30
2021-05-05 18:00 | 18:00 | 9.6004 | 30
2021-05-05 18:30 | 18:30 | 9.7062 | 30
2021-05-05 19:00 | 19:00 | 9.6364 | 30
2021-05-05 19:30 | 19:30 | 9.8791 | 30
2021-05-05 20:00 | 20:00 | 9.9068 | 30
2021-05-05 20:30 | 20:30 | 9.4518 | 30
2021-05-05 21:00 | 21:00 | 8.9068 | 30
2021-05-05 21:30 | 21:30 | 8.5088 | 30
2021-05-05 22:00 | 22:00 | 7.7819 | 30
2021-05-05 22:30 | 22:30 | 7.7224 | 30
2021-05-05 23:00 | 23:00 | 7.3801 | 30
2021-05-05 23:30 | 23:30 | 6.6061 | 30
2021-05-06 | 0:00 | 6.0623 | 30
2021-05-06 00:30 | 0:30 | 5.6523 | 30
2021-05-06 01:00 | 1:00 | 5.4524 | 30
2021-05-06 01:30 | 1:30 | 5.5019 | 30
2021-05-06 02:00 | 2:00 | 5.4846 | 30
2021-05-06 02:30 | 2:30 | 5.5745 | 30
2021-05-06 03:00 | 3:00 | 5.5397 | 30
2021-05-06 03:30 | 3:30 | 5.5256 | 30
2021-05-06 04:00 | 4:00 | 5.7238 | 30
2021-05-06 04:30 | 4:30 | 5.9441 | 30
2021-05-06 05:00 | 5:00 | 6.2931 | 30
2021-05-06 05:30 | 5:30 | 6.8585 | 30
2021-05-06 06:00 | 6:00 | 7.1643 | 30
2021-05-06 06:30 | 6:30 | 7.238 | 30
2021-05-06 07:00 | 7:00 | 6.5208 | 30
2021-05-06 07:30 | 7:30 | 5.0762 | 30
2021-05-06 08:00 | 8:00 | 4.0139 | 30
2021-05-06 08:30 | 8:30 | 2.7776 | 30
2021-05-06 09:00 | 9:00 | 1.4716 | 30
2021-05-06 09:30 | 9:30 | 0.75996 | 30
2021-05-06 10:00 | 10:00 | 0.73221 | 30
2021-05-06 10:30 | 10:30 | 1.2009 | 30
2021-05-06 11:00 | 11:00 | 1.4656 | 30
2021-05-06 11:30 | 11:30 | 1.5264 | 30
2021-05-06 12:00 | 12:00 | 1.8331 | 30
2021-05-06 12:30 | 12:30 | 1.3393 | 30
2021-05-06 13:00 | 13:00 | 0.80715 | 30
2021-05-06 13:30 | 13:30 | 0.76838 | 30
2021-05-06 14:00 | 14:00 | 1.1392 | 30
2021-05-06 14:30 | 14:30 | 1.9195 | 30
2021-05-06 15:00 | 15:00 | 3.1154 | 30
2021-05-06 15:30 | 15:30 | 4.26 | 30
2021-05-06 16:00 | 16:00 | 5.949 | 30
2021-05-06 16:30 | 16:30 | 7.1215 | 30
2021-05-06 17:00 | 17:00 | 8.0952 | 30
2021-05-06 17:30 | 17:30 | 8.5688 | 30
2021-05-06 18:00 | 18:00 | 9.533 | 30
2021-05-06 18:30 | 18:30 | 9.9167 | 30
2021-05-06 19:00 | 19:00 | 9.8195 | 30
2021-05-06 19:30 | 19:30 | 9.6287 | 30
2021-05-06 20:00 | 20:00 | 9.362 | 30
2021-05-06 20:30 | 20:30 | 9.1286 | 30
2021-05-06 21:00 | 21:00 | 8.8109 | 30
2021-05-06 21:30 | 21:30 | 8.0317 | 30
2021-05-06 22:00 | 22:00 | 7.4568 | 30
2021-05-06 22:30 | 22:30 | 7.57 | 30
2021-05-06 23:00 | 23:00 | 6.9587 | 30
2021-05-06 23:30 | 23:30 | 6.1116 | 30
2021-05-07 | 0:00 | 5.2351 | 30
2021-05-07 00:30 | 0:30 | 4.6076 | 30
2021-05-07 01:00 | 1:00 | 4.4006 | 30
2021-05-07 01:30 | 1:30 | 4.2536 | 30
2021-05-07 02:00 | 2:00 | 4.1495 | 30
2021-05-07 02:30 | 2:30 | 4.19 | 30
2021-05-07 03:00 | 3:00 | 4.0935 | 30
2021-05-07 03:30 | 3:30 | 4.1629 | 30
2021-05-07 04:00 | 4:00 | 4.2793 | 30
2021-05-07 04:30 | 4:30 | 4.4551 | 30
2021-05-07 05:00 | 5:00 | 4.8255 | 30
2021-05-07 05:30 | 5:30 | 5.2655 | 30
2021-05-07 06:00 | 6:00 | 5.8362 | 30
2021-05-07 06:30 | 6:30 | 6.1724 | 30
2021-05-07 07:00 | 7:00 | 5.7614 | 30
2021-05-07 07:30 | 7:30 | 5.1599 | 30
2021-05-07 08:00 | 8:00 | 4.1118 | 30
2021-05-07 08:30 | 8:30 | 2.5832 | 30
2021-05-07 09:00 | 9:00 | 2.1767 | 30
2021-05-07 09:30 | 9:30 | 1.6467 | 30
2021-05-07 10:00 | 10:00 | 2.5599 | 30
2021-05-07 10:30 | 10:30 | 0.96239 | 30
2021-05-07 11:00 | 11:00 | 0.26039 | 30
2021-05-07 11:30 | 11:30 | 2.8133 | 30
2021-05-07 12:00 | 12:00 | 1.1229 | 30
2021-05-07 12:30 | 12:30 | 0.69472 | 30
2021-05-07 13:00 | 13:00 | 1.1993 | 30
2021-05-07 13:30 | 13:30 | 1.212 | 30
2021-05-07 14:00 | 14:00 | 2.9106 | 30
2021-05-07 14:30 | 14:30 | 6.3551 | 30
2021-05-07 15:00 | 15:00 | 6.4345 | 30
2021-05-07 15:30 | 15:30 | 6.87 | 30
2021-05-07 16:00 | 16:00 | 7.1011 | 30
2021-05-07 16:30 | 16:30 | 7.4858 | 30
2021-05-07 17:00 | 17:00 | 8.727 | 30
2021-05-07 17:30 | 17:30 | 9.4172 | 30
2021-05-07 18:00 | 18:00 | 9.6927 | 30
2021-05-07 18:30 | 18:30 | 9.705 | 30
2021-05-07 19:00 | 19:00 | 9.5792 | 30
2021-05-07 19:30 | 19:30 | 9.2955 | 30
2021-05-07 20:00 | 20:00 | 9.2015 | 30
2021-05-07 20:30 | 20:30 | 8.837 | 30
2021-05-07 21:00 | 21:00 | 8.6338 | 30
2021-05-07 21:30 | 21:30 | 8.1764 | 30
2021-05-07 22:00 | 22:00 | 7.6515 | 30
2021-05-07 22:30 | 22:30 | 7.8289 | 30
2021-05-07 23:00 | 23:00 | 7.6488 | 30
2021-05-07 23:30 | 23:30 | 7.0254 | 30
2021-05-08 | 0:00 | 6.4889 | 30
2021-05-08 00:30 | 0:30 | 6.0744 | 30
2021-05-08 01:00 | 1:00 | 5.8462 | 30
2021-05-08 01:30 | 1:30 | 5.0894 | 30
2021-05-08 02:00 | 2:00 | 4.9932 | 30
2021-05-08 02:30 | 2:30 | 4.9745 | 30
2021-05-08 03:00 | 3:00 | 4.9735 | 30
2021-05-08 03:30 | 3:30 | 4.9102 | 30
2021-05-08 04:00 | 4:00 | 4.9911 | 30
2021-05-08 04:30 | 4:30 | 5.0673 | 30
2021-05-08 05:00 | 5:00 | 5.192 | 30
2021-05-08 05:30 | 5:30 | 5.4263 | 30
2021-05-08 06:00 | 6:00 | 5.6572 | 30
2021-05-08 06:30 | 6:30 | 5.9581 | 30
2021-05-08 07:00 | 7:00 | 5.4271 | 30
2021-05-08 07:30 | 7:30 | 4.8203 | 30
2021-05-08 08:00 | 8:00 | 4.0913 | 30
2021-05-08 08:30 | 8:30 | 3.2461 | 30
2021-05-08 09:00 | 9:00 | 2.3112 | 30
2021-05-08 09:30 | 9:30 | 1.4604 | 30
2021-05-08 10:00 | 10:00 | 0.70658 | 30
2021-05-08 10:30 | 10:30 | 0.29063 | 30
2021-05-08 11:00 | 11:00 | 0.39992 | 30
2021-05-08 11:30 | 11:30 | 0.57515 | 30
2021-05-08 12:00 | 12:00 | 0.5182 | 30
2021-05-08 12:30 | 12:30 | 0.64223 | 30
2021-05-08 13:00 | 13:00 | 1.3067 | 30
2021-05-08 13:30 | 13:30 | 2.7973 | 30
2021-05-08 14:00 | 14:00 | 4.0912 | 30
2021-05-08 14:30 | 14:30 | 4.7939 | 30
2021-05-08 15:00 | 15:00 | 5.54 | 30
2021-05-08 15:30 | 15:30 | 6.1468 | 30
2021-05-08 16:00 | 16:00 | 6.1543 | 30
2021-05-08 16:30 | 16:30 | 6.8814 | 30
2021-05-08 17:00 | 17:00 | 7.504 | 30
2021-05-08 17:30 | 17:30 | 8.0454 | 30
2021-05-08 18:00 | 18:00 | 8.1039 | 30
2021-05-08 18:30 | 18:30 | 7.9258 | 30
2021-05-08 19:00 | 19:00 | 8.0993 | 30
2021-05-08 19:30 | 19:30 | 9.1038 | 30
2021-05-08 20:00 | 20:00 | 8.8994 | 30
2021-05-08 20:30 | 20:30 | 8.7014 | 30
2021-05-08 21:00 | 21:00 | 8.4275 | 30
2021-05-08 21:30 | 21:30 | 8.0136 | 30
2021-05-08 22:00 | 22:00 | 6.913 | 30
2021-05-08 22:30 | 22:30 | 7.0177 | 30
2021-05-08 23:00 | 23:00 | 6.8594 | 30
2021-05-08 23:30 | 23:30 | 6.3589 | 30
2021-05-09 | 0:00 | 6.4008 | 30
2021-05-09 00:30 | 0:30 | 6.2592 | 30
2021-05-09 01:00 | 1:00 | 5.9687 | 30
2021-05-09 01:30 | 1:30 | 5.8378 | 30
2021-05-09 02:00 | 2:00 | 5.6861 | 30
2021-05-09 02:30 | 2:30 | 5.6304 | 30
2021-05-09 03:00 | 3:00 | 5.5553 | 30
2021-05-09 03:30 | 3:30 | 5.451 | 30
2021-05-09 04:00 | 4:00 | 5.5494 | 30
2021-05-09 04:30 | 4:30 | 5.5391 | 30
2021-05-09 05:00 | 5:00 | 5.6593 | 30
2021-05-09 05:30 | 5:30 | 5.8307 | 30
2021-05-09 06:00 | 6:00 | 6.025 | 30
2021-05-09 06:30 | 6:30 | 6.2144 | 30
2021-05-09 07:00 | 7:00 | 6.1765 | 30
2021-05-09 07:30 | 7:30 | 6.0126 | 30
2021-05-09 08:00 | 8:00 | 5.5362 | 30
2021-05-09 08:30 | 8:30 | 5.3802 | 30
2021-05-09 09:00 | 9:00 | 3.8863 | 30
2021-05-09 09:30 | 9:30 | 4.6763 | 30
2021-05-09 10:00 | 10:00 | 6.3549 | 30
2021-05-09 10:30 | 10:30 | 5.4933 | 30
2021-05-09 11:00 | 11:00 | 3.4857 | 30
2021-05-09 11:30 | 11:30 | 2.6373 | 30
2021-05-09 12:00 | 12:00 | 2.3763 | 30
2021-05-09 12:30 | 12:30 | 3.8142 | 30
2021-05-09 13:00 | 13:00 | 4.4568 | 30
2021-05-09 13:30 | 13:30 | 2.5267 | 30
2021-05-09 14:00 | 14:00 | 2.3644 | 30
2021-05-09 14:30 | 14:30 | 3.6364 | 30
2021-05-09 15:00 | 15:00 | 4.9021 | 30
2021-05-09 15:30 | 15:30 | 6.3218 | 30
2021-05-09 16:00 | 16:00 | 7.1713 | 30
2021-05-09 16:30 | 16:30 | 7.9087 | 30
2021-05-09 17:00 | 17:00 | 7.3669 | 30
2021-05-09 17:30 | 17:30 | 8.2101 | 30
2021-05-09 18:00 | 18:00 | 8.5702 | 30
2021-05-09 18:30 | 18:30 | 8.6761 | 30
2021-05-09 19:00 | 19:00 | 8.8068 | 30
2021-05-09 19:30 | 19:30 | 8.6067 | 30
2021-05-09 20:00 | 20:00 | 8.3313 | 30
2021-05-09 20:30 | 20:30 | 8.3131 | 30
2021-05-09 21:00 | 21:00 | 8.2336 | 30
2021-05-09 21:30 | 21:30 | 7.8982 | 30
2021-05-09 22:00 | 22:00 | 7.2572 | 30
2021-05-09 22:30 | 22:30 | 7.0002 | 30
2021-05-09 23:00 | 23:00 | 6.6736 | 30
2021-05-09 23:30 | 23:30 | 6.0266 | 30
2021-05-10 | 0:00 | 5.6069 | 30
2021-05-10 00:30 | 0:30 | 5.4482 | 30
2021-05-10 01:00 | 1:00 | 5.1431 | 30
2021-05-10 01:30 | 1:30 | 4.9876 | 30
2021-05-10 02:00 | 2:00 | 4.7969 | 30
2021-05-10 02:30 | 2:30 | 4.6839 | 30
2021-05-10 03:00 | 3:00 | 4.354 | 30
2021-05-10 03:30 | 3:30 | 4.3653 | 30
2021-05-10 04:00 | 4:00 | 4.4782 | 30
2021-05-10 04:30 | 4:30 | 4.9907 | 30
2021-05-10 05:00 | 5:00 | 5.2508 | 30
2021-05-10 05:30 | 5:30 | 5.749 | 30
2021-05-10 06:00 | 6:00 | 6.17 | 30
2021-05-10 06:30 | 6:30 | 7.0042 | 30
2021-05-10 07:00 | 7:00 | 6.9403 | 30
2021-05-10 07:30 | 7:30 | 6.1597 | 30
2021-05-10 08:00 | 8:00 | 5.617 | 30
2021-05-10 08:30 | 8:30 | 5.3363 | 30
2021-05-10 09:00 | 9:00 | 3.9165 | 30
2021-05-10 09:30 | 9:30 | 1.7414 | 30
2021-05-10 10:00 | 10:00 | 1.1381 | 30
2021-05-10 10:30 | 10:30 | 0.78027 | 30
2021-05-10 11:00 | 11:00 | 0.41712 | 30
2021-05-10 11:30 | 11:30 | 0.53043 | 30
2021-05-10 12:00 | 12:00 | 0.3891 | 30
2021-05-10 12:30 | 12:30 | 0.5935 | 30
2021-05-10 13:00 | 13:00 | 0.97845 | 30
2021-05-10 13:30 | 13:30 | 1.662 | 30
2021-05-10 14:00 | 14:00 | 2.419 | 30
2021-05-10 14:30 | 14:30 | 3.3683 | 30
2021-05-10 15:00 | 15:00 | 4.4562 | 30
2021-05-10 15:30 | 15:30 | 5.796 | 30
2021-05-10 16:00 | 16:00 | 7.0541 | 30
2021-05-10 16:30 | 16:30 | 8.1666 | 30
2021-05-10 17:00 | 17:00 | 9.2616 | 30
2021-05-10 17:30 | 17:30 | 10.2486 | 30
2021-05-10 18:00 | 18:00 | 10.5847 | 30
2021-05-10 18:30 | 18:30 | 10.2479 | 30
2021-05-10 19:00 | 19:00 | 9.8108 | 30
2021-05-10 19:30 | 19:30 | 9.5297 | 30
2021-05-10 20:00 | 20:00 | 9.3305 | 30
2021-05-10 20:30 | 20:30 | 8.7955 | 30
2021-05-10 21:00 | 21:00 | 8.4553 | 30
2021-05-10 21:30 | 21:30 | 8.1651 | 30
2021-05-10 22:00 | 22:00 | 7.4775 | 30
2021-05-10 22:30 | 22:30 | 7.4821 | 30
2021-05-10 23:00 | 23:00 | 7.2451 | 30
2021-05-10 23:30 | 23:30 | 6.6097 | 30
2021-05-11 | 0:00 | 6.2503 | 30
2021-05-11 00:30 | 0:30 | 5.9222 | 30
2021-05-11 01:00 | 1:00 | 5.7378 | 30
2021-05-11 01:30 | 1:30 | 5.9087 | 30
2021-05-11 02:00 | 2:00 | 5.8263 | 30
2021-05-11 02:30 | 2:30 | 5.5316 | 30
2021-05-11 03:00 | 3:00 | 5.4437 | 30
2021-05-11 03:30 | 3:30 | 5.5115 | 30
2021-05-11 04:00 | 4:00 | 5.3312 | 30
2021-05-11 04:30 | 4:30 | 4.7443 | 30
2021-05-11 05:00 | 5:00 | 5.3296 | 30
2021-05-11 05:30 | 5:30 | 5.7173 | 30
2021-05-11 06:00 | 6:00 | 6.059 | 30
2021-05-11 06:30 | 6:30 | 6.5111 | 30
2021-05-11 07:00 | 7:00 | 6.3499 | 30
2021-05-11 07:30 | 7:30 | 5.6224 | 30
2021-05-11 08:00 | 8:00 | 3.9563 | 30
2021-05-11 08:30 | 8:30 | 2.5723 | 30
2021-05-11 09:00 | 9:00 | 1.5446 | 30
2021-05-11 09:30 | 9:30 | 2.699 | 30
2021-05-11 10:00 | 10:00 | 1.0843 | 30
2021-05-11 10:30 | 10:30 | 0.66183 | 30
2021-05-11 11:00 | 11:00 | 0.94859 | 30
2021-05-11 11:30 | 11:30 | 1.1422 | 30
2021-05-11 12:00 | 12:00 | 1.2183 | 30
2021-05-11 12:30 | 12:30 | 1.0794 | 30
2021-05-11 13:00 | 13:00 | 0.79402 | 30
2021-05-11 13:30 | 13:30 | 0.64215 | 30
2021-05-11 14:00 | 14:00 | 1.1922 | 30
2021-05-11 14:30 | 14:30 | 2.0087 | 30
2021-05-11 15:00 | 15:00 | 3.0889 | 30
2021-05-11 15:30 | 15:30 | 4.7506 | 30
2021-05-11 16:00 | 16:00 | 6.188 | 30
2021-05-11 16:30 | 16:30 | 7.4291 | 30
2021-05-11 17:00 | 17:00 | 8.3757 | 30
2021-05-11 17:30 | 17:30 | 9.2926 | 30
2021-05-11 18:00 | 18:00 | 9.8632 | 30
2021-05-11 18:30 | 18:30 | 10.3077 | 30
2021-05-11 19:00 | 19:00 | 9.9264 | 30
2021-05-11 19:30 | 19:30 | 9.6304 | 30
2021-05-11 20:00 | 20:00 | 9.2098 | 30
2021-05-11 20:30 | 20:30 | 8.7856 | 30
2021-05-11 21:00 | 21:00 | 8.5677 | 30
2021-05-11 21:30 | 21:30 | 7.8406 | 30
2021-05-11 22:00 | 22:00 | 6.8649 | 30
2021-05-11 22:30 | 22:30 | 7.2227 | 30
2021-05-11 23:00 | 23:00 | 7.3442 | 30
2021-05-11 23:30 | 23:30 | 6.739 | 30
2021-05-12 | 0:00 | 5.9011 | 30
2021-05-12 00:30 | 0:30 | 5.1143 | 30
2021-05-12 01:00 | 1:00 | 4.3963 | 30
2021-05-12 01:30 | 1:30 | 4.3362 | 30
2021-05-12 02:00 | 2:00 | 4.0199 | 30
2021-05-12 02:30 | 2:30 | 3.9047 | 30
2021-05-12 03:00 | 3:00 | 3.9395 | 30
2021-05-12 03:30 | 3:30 | 3.8624 | 30
2021-05-12 04:00 | 4:00 | 3.9812 | 30
2021-05-12 04:30 | 4:30 | 4.2949 | 30
2021-05-12 05:00 | 5:00 | 4.8484 | 30
2021-05-12 05:30 | 5:30 | 5.2412 | 30
2021-05-12 06:00 | 6:00 | 5.7475 | 30
2021-05-12 06:30 | 6:30 | 6.2415 | 30
2021-05-12 07:00 | 7:00 | 6.3022 | 30
2021-05-12 07:30 | 7:30 | 5.3417 | 30
2021-05-12 08:00 | 8:00 | 5.4219 | 30
2021-05-12 08:30 | 8:30 | 4.4803 | 30
2021-05-12 09:00 | 9:00 | 4.8707 | 30
2021-05-12 09:30 | 9:30 | 4.4806 | 30
2021-05-12 10:00 | 10:00 | 4.6448 | 30
2021-05-12 10:30 | 10:30 | 4.3782 | 30
2021-05-12 11:00 | 11:00 | 1.8732 | 30
2021-05-12 11:30 | 11:30 | 2.1007 | 30
2021-05-12 12:00 | 12:00 | 3.6533 | 30
2021-05-12 12:30 | 12:30 | 4.3476 | 30
2021-05-12 13:00 | 13:00 | 1.6157 | 30
2021-05-12 13:30 | 13:30 | 3.0305 | 30
2021-05-12 14:00 | 14:00 | 5.3871 | 30
2021-05-12 14:30 | 14:30 | 7.107 | 30
2021-05-12 15:00 | 15:00 | 7.1308 | 30
2021-05-12 15:30 | 15:30 | 7.4391 | 30
2021-05-12 16:00 | 16:00 | 8.0774 | 30
2021-05-12 16:30 | 16:30 | 8.4683 | 30
2021-05-12 17:00 | 17:00 | 9.3 | 30
2021-05-12 17:30 | 17:30 | 9.3821 | 30
2021-05-12 18:00 | 18:00 | 9.332 | 30
2021-05-12 18:30 | 18:30 | 9.1717 | 30
2021-05-12 19:00 | 19:00 | 8.8934 | 30
2021-05-12 19:30 | 19:30 | 8.6377 | 30
2021-05-12 20:00 | 20:00 | 8.3826 | 30
2021-05-12 20:30 | 20:30 | 7.9319 | 30
2021-05-12 21:00 | 21:00 | 7.5031 | 30
2021-05-12 21:30 | 21:30 | 7.1413 | 30
2021-05-12 22:00 | 22:00 | 6.3504 | 30
2021-05-12 22:30 | 22:30 | 5.9533 | 30
2021-05-12 23:00 | 23:00 | 5.7168 | 30
2021-05-12 23:30 | 23:30 | 5.1449 | 30
2021-05-13 | 0:00 | 4.6959 | 30
2021-05-13 00:30 | 0:30 | 4.422 | 30
2021-05-13 01:00 | 1:00 | 4.2372 | 30
2021-05-13 01:30 | 1:30 | 4.0987 | 30
2021-05-13 02:00 | 2:00 | 4.0327 | 30
2021-05-13 02:30 | 2:30 | 3.8753 | 30
2021-05-13 03:00 | 3:00 | 3.8193 | 30
2021-05-13 03:30 | 3:30 | 3.8875 | 30
2021-05-13 04:00 | 4:00 | 3.954 | 30
2021-05-13 04:30 | 4:30 | 4.151 | 30
2021-05-13 05:00 | 5:00 | 4.4397 | 30
2021-05-13 05:30 | 5:30 | 4.7569 | 30
2021-05-13 06:00 | 6:00 | 5.1596 | 30
2021-05-13 06:30 | 6:30 | 5.712 | 30
2021-05-13 07:00 | 7:00 | 5.8979 | 30
2021-05-13 07:30 | 7:30 | 4.9117 | 30
2021-05-13 08:00 | 8:00 | 4.3759 | 30
2021-05-13 08:30 | 8:30 | 4.0085 | 30
2021-05-13 09:00 | 9:00 | 2.4716 | 30
2021-05-13 09:30 | 9:30 | 0.91882 | 30
2021-05-13 10:00 | 10:00 | 1.1531 | 30
2021-05-13 10:30 | 10:30 | 1.5539 | 30
2021-05-13 11:00 | 11:00 | 1.761 | 30
2021-05-13 11:30 | 11:30 | 1.1393 | 30
2021-05-13 12:00 | 12:00 | 0.52186 | 30
2021-05-13 12:30 | 12:30 | 0.76918 | 30
2021-05-13 13:00 | 13:00 | 0.85395 | 30
2021-05-13 13:30 | 13:30 | 0.93577 | 30
2021-05-13 14:00 | 14:00 | 0.77237 | 30
2021-05-13 14:30 | 14:30 | 1.3279 | 30
2021-05-13 15:00 | 15:00 | 2.3044 | 30
2021-05-13 15:30 | 15:30 | 3.5392 | 30
2021-05-13 16:00 | 16:00 | 4.9277 | 30
2021-05-13 16:30 | 16:30 | 6.1351 | 30
2021-05-13 17:00 | 17:00 | 7.352 | 30
2021-05-13 17:30 | 17:30 | 8.4573 | 30
2021-05-13 18:00 | 18:00 | 9.0719 | 30
2021-05-13 18:30 | 18:30 | 9.0279 | 30
2021-05-13 19:00 | 19:00 | 8.803 | 30
2021-05-13 19:30 | 19:30 | 8.4981 | 30
2021-05-13 20:00 | 20:00 | 8.2792 | 30
2021-05-13 20:30 | 20:30 | 7.9502 | 30
2021-05-13 21:00 | 21:00 | 7.646 | 30
2021-05-13 21:30 | 21:30 | 7.2132 | 30
2021-05-13 22:00 | 22:00 | 6.6894 | 30
2021-05-13 22:30 | 22:30 | 6.8348 | 30
2021-05-13 23:00 | 23:00 | 6.4812 | 30
2021-05-13 23:30 | 23:30 | 5.9463 | 30
2021-05-14 | 0:00 | 5.6727 | 30
2021-05-14 00:30 | 0:30 | 5.8512 | 30
2021-05-14 01:00 | 1:00 | 5.3183 | 30
2021-05-14 01:30 | 1:30 | 4.9873 | 30
2021-05-14 02:00 | 2:00 | 4.9109 | 30
2021-05-14 02:30 | 2:30 | 4.9574 | 30
2021-05-14 03:00 | 3:00 | 5.5926 | 30
2021-05-14 03:30 | 3:30 | 5.5696 | 30
2021-05-14 04:00 | 4:00 | 5.808 | 30
2021-05-14 04:30 | 4:30 | 6.086 | 30
2021-05-14 05:00 | 5:00 | 6.5674 | 30
2021-05-14 05:30 | 5:30 | 7.0893 | 30
2021-05-14 06:00 | 6:00 | 7.8091 | 30
2021-05-14 06:30 | 6:30 | 8.1637 | 30
2021-05-14 07:00 | 7:00 | 7.8493 | 30
2021-05-14 07:30 | 7:30 | 6.8034 | 30
2021-05-14 08:00 | 8:00 | 5.4058 | 30
2021-05-14 08:30 | 8:30 | 3.812 | 30
2021-05-14 09:00 | 9:00 | 2.5806 | 30
2021-05-14 09:30 | 9:30 | 1.3908 | 30
2021-05-14 10:00 | 10:00 | 1.042 | 30
2021-05-14 10:30 | 10:30 | 1.1903 | 30
2021-05-14 11:00 | 11:00 | 1.9953 | 30
2021-05-14 11:30 | 11:30 | 0.69646 | 30
2021-05-14 12:00 | 12:00 | 0.51566 | 30
2021-05-14 12:30 | 12:30 | 0.39143 | 30
2021-05-14 13:00 | 13:00 | 0.24011 | 30
2021-05-14 13:30 | 13:30 | 0.44703 | 30
2021-05-14 14:00 | 14:00 | 0.72364 | 30
2021-05-14 14:30 | 14:30 | 1.238 | 30
2021-05-14 15:00 | 15:00 | 2.8547 | 30
2021-05-14 15:30 | 15:30 | 4.0863 | 30
2021-05-14 16:00 | 16:00 | 4.5843 | 30
2021-05-14 16:30 | 16:30 | 6.1953 | 30
2021-05-14 17:00 | 17:00 | 7.6268 | 30
2021-05-14 17:30 | 17:30 | 8.4962 | 30
2021-05-14 18:00 | 18:00 | 8.3982 | 30
2021-05-14 18:30 | 18:30 | 8.6738 | 30
2021-05-14 19:00 | 19:00 | 8.8922 | 30
2021-05-14 19:30 | 19:30 | 8.1649 | 30
2021-05-14 20:00 | 20:00 | 8.0943 | 30
2021-05-14 20:30 | 20:30 | 8.1046 | 30
2021-05-14 21:00 | 21:00 | 8.1617 | 30
2021-05-14 21:30 | 21:30 | 7.7794 | 30
2021-05-14 22:00 | 22:00 | 7.2584 | 30
2021-05-14 22:30 | 22:30 | 7.5667 | 30
2021-05-14 23:00 | 23:00 | 7.2322 | 30
2021-05-14 23:30 | 23:30 | 6.6486 | 30
2021-05-15 | 0:00 | 6.0811 | 30
2021-05-15 00:30 | 0:30 | 5.7398 | 30
2021-05-15 01:00 | 1:00 | 5.4629 | 30
2021-05-15 01:30 | 1:30 | 5.2412 | 30
2021-05-15 02:00 | 2:00 | 5.1395 | 30
2021-05-15 02:30 | 2:30 | 5.0136 | 30
2021-05-15 03:00 | 3:00 | 4.909 | 30
2021-05-15 03:30 | 3:30 | 4.8294 | 30
2021-05-15 04:00 | 4:00 | 4.9007 | 30
2021-05-15 04:30 | 4:30 | 4.8153 | 30
2021-05-15 05:00 | 5:00 | 4.75 | 30
2021-05-15 05:30 | 5:30 | 5.0329 | 30
2021-05-15 06:00 | 6:00 | 5.3646 | 30
2021-05-15 06:30 | 6:30 | 5.8928 | 30
2021-05-15 07:00 | 7:00 | 5.7529 | 30
2021-05-15 07:30 | 7:30 | 5.1558 | 30
2021-05-15 08:00 | 8:00 | 4.6085 | 30
2021-05-15 08:30 | 8:30 | 3.5715 | 30
2021-05-15 09:00 | 9:00 | 3.0846 | 30
2021-05-15 09:30 | 9:30 | 2.2715 | 30
2021-05-15 10:00 | 10:00 | 1.4346 | 30
2021-05-15 10:30 | 10:30 | 0.90888 | 30
2021-05-15 11:00 | 11:00 | 0.6021 | 30
2021-05-15 11:30 | 11:30 | 0.345 | 30
2021-05-15 12:00 | 12:00 | 0.38382 | 30
2021-05-15 12:30 | 12:30 | 0.41988 | 30
2021-05-15 13:00 | 13:00 | 0.73487 | 30
2021-05-15 13:30 | 13:30 | 1.3725 | 30
2021-05-15 14:00 | 14:00 | 2.026 | 30
2021-05-15 14:30 | 14:30 | 3.0002 | 30
2021-05-15 15:00 | 15:00 | 4.1701 | 30
2021-05-15 15:30 | 15:30 | 5.4515 | 30
2021-05-15 16:00 | 16:00 | 6.7121 | 30
2021-05-15 16:30 | 16:30 | 7.9859 | 30
2021-05-15 17:00 | 17:00 | 9.0942 | 30
2021-05-15 17:30 | 17:30 | 9.9255 | 30
2021-05-15 18:00 | 18:00 | 10.0414 | 30
2021-05-15 18:30 | 18:30 | 9.9261 | 30
2021-05-15 19:00 | 19:00 | 9.7404 | 30
2021-05-15 19:30 | 19:30 | 9.7079 | 30
2021-05-15 20:00 | 20:00 | 9.4082 | 30
2021-05-15 20:30 | 20:30 | 9.0409 | 30
2021-05-15 21:00 | 21:00 | 8.8053 | 30
2021-05-15 21:30 | 21:30 | 8.5196 | 30
2021-05-15 22:00 | 22:00 | 8.0539 | 30
2021-05-15 22:30 | 22:30 | 8.293 | 30
2021-05-15 23:00 | 23:00 | 8.023 | 30
2021-05-15 23:30 | 23:30 | 7.5302 | 30
2021-05-16 | 0:00 | 7.0519 | 30
2021-05-16 00:30 | 0:30 | 6.6326 | 30
2021-05-16 01:00 | 1:00 | 6.3627 | 30
2021-05-16 01:30 | 1:30 | 6.1914 | 30
2021-05-16 02:00 | 2:00 | 6.0392 | 30
2021-05-16 02:30 | 2:30 | 5.9171 | 30
2021-05-16 03:00 | 3:00 | 5.8421 | 30
2021-05-16 03:30 | 3:30 | 5.155 | 30
2021-05-16 04:00 | 4:00 | 5.1077 | 30
2021-05-16 04:30 | 4:30 | 5.2025 | 30
2021-05-16 05:00 | 5:00 | 5.3951 | 30
2021-05-16 05:30 | 5:30 | 5.5258 | 30
2021-05-16 06:00 | 6:00 | 5.8151 | 30
2021-05-16 06:30 | 6:30 | 6.0149 | 30
2021-05-16 07:00 | 7:00 | 5.7857 | 30
2021-05-16 07:30 | 7:30 | 5.3576 | 30
2021-05-16 08:00 | 8:00 | 5.1348 | 30
2021-05-16 08:30 | 8:30 | 4.4136 | 30
2021-05-16 09:00 | 9:00 | 2.6225 | 30
2021-05-16 09:30 | 9:30 | 1.6726 | 30
2021-05-16 10:00 | 10:00 | 1.1974 | 30
2021-05-16 10:30 | 10:30 | 1.077 | 30
2021-05-16 11:00 | 11:00 | 0.65007 | 30
2021-05-16 11:30 | 11:30 | 0.46123 | 30
2021-05-16 12:00 | 12:00 | 0.44049 | 30
2021-05-16 12:30 | 12:30 | 0.64704 | 30
2021-05-16 13:00 | 13:00 | 0.44439 | 30
2021-05-16 13:30 | 13:30 | 0.84021 | 30
2021-05-16 14:00 | 14:00 | 1.1745 | 30
2021-05-16 14:30 | 14:30 | 1.8826 | 30
2021-05-16 15:00 | 15:00 | 3.0051 | 30
2021-05-16 15:30 | 15:30 | 4.2798 | 30
2021-05-16 16:00 | 16:00 | 5.7379 | 30
2021-05-16 16:30 | 16:30 | 7.2628 | 30
2021-05-16 17:00 | 17:00 | 8.7924 | 30
2021-05-16 17:30 | 17:30 | 9.9748 | 30
2021-05-16 18:00 | 18:00 | 10.0942 | 30
2021-05-16 18:30 | 18:30 | 9.8917 | 30
2021-05-16 19:00 | 19:00 | 9.6258 | 30
2021-05-16 19:30 | 19:30 | 9.2787 | 30
2021-05-16 20:00 | 20:00 | 8.9745 | 30
2021-05-16 20:30 | 20:30 | 8.6407 | 30
2021-05-16 21:00 | 21:00 | 8.3298 | 30
2021-05-16 21:30 | 21:30 | 7.6431 | 30
2021-05-16 22:00 | 22:00 | 7.0036 | 30
2021-05-16 22:30 | 22:30 | 6.9372 | 30
2021-05-16 23:00 | 23:00 | 6.6698 | 30
2021-05-16 23:30 | 23:30 | 6.1728 | 30
2021-05-17 | 0:00 | 5.7212 | 30
2021-05-17 00:30 | 0:30 | 5.2989 | 30
2021-05-17 01:00 | 1:00 | 5.158 | 30
2021-05-17 01:30 | 1:30 | 4.9315 | 30
2021-05-17 02:00 | 2:00 | 4.8131 | 30
2021-05-17 02:30 | 2:30 | 4.688 | 30
2021-05-17 03:00 | 3:00 | 4.7238 | 30
2021-05-17 03:30 | 3:30 | 4.7995 | 30
2021-05-17 04:00 | 4:00 | 5.0149 | 30
2021-05-17 04:30 | 4:30 | 5.5768 | 30
2021-05-17 05:00 | 5:00 | 6.3055 | 30
2021-05-17 05:30 | 5:30 | 8.0263 | 30
2021-05-17 06:00 | 6:00 | 9.0483 | 30
2021-05-17 06:30 | 6:30 | 8.8279 | 30
2021-05-17 07:00 | 7:00 | 7.5555 | 30
2021-05-17 07:30 | 7:30 | 6.6699 | 30
2021-05-17 08:00 | 8:00 | 5.1835 | 30
2021-05-17 08:30 | 8:30 | 4.7017 | 30
2021-05-17 09:00 | 9:00 | 3.1133 | 30
2021-05-17 09:30 | 9:30 | 1.867 | 30
2021-05-17 10:00 | 10:00 | 0.98089 | 30
2021-05-17 10:30 | 10:30 | 0.32085 | 30
2021-05-17 11:00 | 11:00 | 0.32646 | 30
2021-05-17 11:30 | 11:30 | 0.40757 | 30
2021-05-17 12:00 | 12:00 | 0.36003 | 30
2021-05-17 12:30 | 12:30 | 0.099894 | 30
2021-05-17 13:00 | 13:00 | 0.18495 | 30
2021-05-17 13:30 | 13:30 | 0.43226 | 30
2021-05-17 14:00 | 14:00 | 1.1033 | 30
2021-05-17 14:30 | 14:30 | 2.0977 | 30
2021-05-17 15:00 | 15:00 | 3.3382 | 30
2021-05-17 15:30 | 15:30 | 4.8441 | 30
2021-05-17 16:00 | 16:00 | 6.2423 | 30
2021-05-17 16:30 | 16:30 | 7.7308 | 30
2021-05-17 17:00 | 17:00 | 9.2869 | 30
2021-05-17 17:30 | 17:30 | 10.7748 | 30
2021-05-17 18:00 | 18:00 | 11.065 | 30
2021-05-17 18:30 | 18:30 | 11.1017 | 30
2021-05-17 19:00 | 19:00 | 10.9314 | 30
2021-05-17 19:30 | 19:30 | 10.6176 | 30
2021-05-17 20:00 | 20:00 | 10.2854 | 30
2021-05-17 20:30 | 20:30 | 9.4817 | 30
2021-05-17 21:00 | 21:00 | 9.0004 | 30
2021-05-17 21:30 | 21:30 | 8.3244 | 30
2021-05-17 22:00 | 22:00 | 7.5952 | 30
2021-05-17 22:30 | 22:30 | 7.4271 | 30
2021-05-17 23:00 | 23:00 | 7.2062 | 30
2021-05-17 23:30 | 23:30 | 5.7545 | 30
2021-05-18 | 0:00 | 5.309 | 30
2021-05-18 00:30 | 0:30 | 4.9385 | 30
2021-05-18 01:00 | 1:00 | 4.7317 | 30
2021-05-18 01:30 | 1:30 | 4.6027 | 30
2021-05-18 02:00 | 2:00 | 4.4467 | 30
2021-05-18 02:30 | 2:30 | 4.4103 | 30
2021-05-18 03:00 | 3:00 | 4.4692 | 30
2021-05-18 03:30 | 3:30 | 5.0177 | 30
2021-05-18 04:00 | 4:00 | 5.2714 | 30
2021-05-18 04:30 | 4:30 | 5.7166 | 30
2021-05-18 05:00 | 5:00 | 6.2636 | 30
2021-05-18 05:30 | 5:30 | 7.0077 | 30
2021-05-18 06:00 | 6:00 | 7.7139 | 30
2021-05-18 06:30 | 6:30 | 8.2436 | 30
2021-05-18 07:00 | 7:00 | 8.4735 | 30
2021-05-18 07:30 | 7:30 | 7.0699 | 30
2021-05-18 08:00 | 8:00 | 5.0676 | 30
2021-05-18 08:30 | 8:30 | 3.4849 | 30
2021-05-18 09:00 | 9:00 | 2.0172 | 30
2021-05-18 09:30 | 9:30 | 1.0223 | 30
2021-05-18 10:00 | 10:00 | 0.51884 | 30
2021-05-18 10:30 | 10:30 | 0.97934 | 30
2021-05-18 11:00 | 11:00 | 0.95108 | 30
2021-05-18 11:30 | 11:30 | 0.80916 | 30
2021-05-18 12:00 | 12:00 | 0.83328 | 30
2021-05-18 12:30 | 12:30 | 0.81853 | 30
2021-05-18 13:00 | 13:00 | 0.94696 | 30
2021-05-18 13:30 | 13:30 | 0.91152 | 30
2021-05-18 14:00 | 14:00 | 1.1474 | 30
2021-05-18 14:30 | 14:30 | 1.5733 | 30
2021-05-18 15:00 | 15:00 | 2.8457 | 30
2021-05-18 15:30 | 15:30 | 4.0682 | 30
2021-05-18 16:00 | 16:00 | 5.6237 | 30
2021-05-18 16:30 | 16:30 | 7.0531 | 30
2021-05-18 17:00 | 17:00 | 8.6356 | 30
2021-05-18 17:30 | 17:30 | 9.7786 | 30
2021-05-18 18:00 | 18:00 | 10.1367 | 30
2021-05-18 18:30 | 18:30 | 10.086 | 30
2021-05-18 19:00 | 19:00 | 9.9336 | 30
2021-05-18 19:30 | 19:30 | 9.2849 | 30
2021-05-18 20:00 | 20:00 | 8.881 | 30
2021-05-18 20:30 | 20:30 | 8.4884 | 30
2021-05-18 21:00 | 21:00 | 7.9487 | 30
2021-05-18 21:30 | 21:30 | 7.4486 | 30
2021-05-18 22:00 | 22:00 | 6.5857 | 30
2021-05-18 22:30 | 22:30 | 6.6437 | 30
2021-05-18 23:00 | 23:00 | 6.4269 | 30
2021-05-18 23:30 | 23:30 | 5.6971 | 30
2021-05-19 | 0:00 | 5.1237 | 30
2021-05-19 00:30 | 0:30 | 4.5162 | 30
2021-05-19 01:00 | 1:00 | 4.3486 | 30
2021-05-19 01:30 | 1:30 | 4.2138 | 30
2021-05-19 02:00 | 2:00 | 4.8076 | 30
2021-05-19 02:30 | 2:30 | 5.0636 | 30
2021-05-19 03:00 | 3:00 | 5.8577 | 30
2021-05-19 03:30 | 3:30 | 5.942 | 30
2021-05-19 04:00 | 4:00 | 6.0535 | 30
2021-05-19 04:30 | 4:30 | 6.3699 | 30
2021-05-19 05:00 | 5:00 | 6.8063 | 30
2021-05-19 05:30 | 5:30 | 7.2861 | 30
2021-05-19 06:00 | 6:00 | 7.6386 | 30
2021-05-19 06:30 | 6:30 | 7.598 | 30
2021-05-19 07:00 | 7:00 | 7.3814 | 30
2021-05-19 07:30 | 7:30 | 5.9318 | 30
2021-05-19 08:00 | 8:00 | 4.6683 | 30
2021-05-19 08:30 | 8:30 | 3.2401 | 30
2021-05-19 09:00 | 9:00 | 2.8693 | 30
2021-05-19 09:30 | 9:30 | 2.7935 | 30
2021-05-19 10:00 | 10:00 | 2.4328 | 30
2021-05-19 10:30 | 10:30 | 3.0248 | 30
2021-05-19 11:00 | 11:00 | 2.3215 | 30
2021-05-19 11:30 | 11:30 | 0.18629 | 30
2021-05-19 12:00 | 12:00 | 1.7738 | 30
2021-05-19 12:30 | 12:30 | 2.833 | 30
2021-05-19 13:00 | 13:00 | 3.049 | 30
2021-05-19 13:30 | 13:30 | 3.2775 | 30
2021-05-19 14:00 | 14:00 | 4.0327 | 30
2021-05-19 14:30 | 14:30 | 3.6827 | 30
2021-05-19 15:00 | 15:00 | 4.3443 | 30
2021-05-19 15:30 | 15:30 | 4.9195 | 30
2021-05-19 16:00 | 16:00 | 5.4636 | 30
2021-05-19 16:30 | 16:30 | 6.9046 | 30
2021-05-19 17:00 | 17:00 | 8.2366 | 30
2021-05-19 17:30 | 17:30 | 9.1514 | 30
2021-05-19 18:00 | 18:00 | 9.416 | 30
2021-05-19 18:30 | 18:30 | 9.2967 | 30
2021-05-19 19:00 | 19:00 | 9.1185 | 30
2021-05-19 19:30 | 19:30 | 9.0588 | 30
2021-05-19 20:00 | 20:00 | 9.3634 | 30
2021-05-19 20:30 | 20:30 | 9.2049 | 30
2021-05-19 21:00 | 21:00 | 8.5616 | 30
2021-05-19 21:30 | 21:30 | 7.9509 | 30
2021-05-19 22:00 | 22:00 | 7.4247 | 30
2021-05-19 22:30 | 22:30 | 7.3393 | 30
2021-05-19 23:00 | 23:00 | 6.9764 | 30
2021-05-19 23:30 | 23:30 | 6.5767 | 30
2021-05-20 | 0:00 | 6.7875 | 30
2021-05-20 00:30 | 0:30 | 6.5446 | 30
2021-05-20 01:00 | 1:00 | 6.3919 | 30
2021-05-20 01:30 | 1:30 | 6.2049 | 30
2021-05-20 02:00 | 2:00 | 6.1078 | 30
2021-05-20 02:30 | 2:30 | 5.3805 | 30
2021-05-20 03:00 | 3:00 | 4.7683 | 30
2021-05-20 03:30 | 3:30 | 4.802 | 30
2021-05-20 04:00 | 4:00 | 5.7054 | 30
2021-05-20 04:30 | 4:30 | 6.5452 | 30
2021-05-20 05:00 | 5:00 | 6.973 | 30
2021-05-20 05:30 | 5:30 | 7.6688 | 30
2021-05-20 06:00 | 6:00 | 8.2101 | 30
2021-05-20 06:30 | 6:30 | 8.1028 | 30
2021-05-20 07:00 | 7:00 | 7.5078 | 30
2021-05-20 07:30 | 7:30 | 6.9603 | 30
2021-05-20 08:00 | 8:00 | 4.6382 | 30
2021-05-20 08:30 | 8:30 | 2.8964 | 30
2021-05-20 09:00 | 9:00 | 1.7276 | 30
2021-05-20 09:30 | 9:30 | 0.90871 | 30
2021-05-20 10:00 | 10:00 | 0.83207 | 30
2021-05-20 10:30 | 10:30 | 1.4004 | 30
2021-05-20 11:00 | 11:00 | 1.2768 | 30
2021-05-20 11:30 | 11:30 | 1.0003 | 30
2021-05-20 12:00 | 12:00 | 0.72883 | 30
2021-05-20 12:30 | 12:30 | 0.66149 | 30
2021-05-20 13:00 | 13:00 | 1.6601 | 30
2021-05-20 13:30 | 13:30 | 2.0877 | 30
2021-05-20 14:00 | 14:00 | 1.5316 | 30
2021-05-20 14:30 | 14:30 | 1.9502 | 30
2021-05-20 15:00 | 15:00 | 3.6899 | 30
2021-05-20 15:30 | 15:30 | 4.3698 | 30
2021-05-20 16:00 | 16:00 | 5.194 | 30
2021-05-20 16:30 | 16:30 | 6.4245 | 30
2021-05-20 17:00 | 17:00 | 7.6511 | 30
2021-05-20 17:30 | 17:30 | 8.7848 | 30
2021-05-20 18:00 | 18:00 | 9.3402 | 30
2021-05-20 18:30 | 18:30 | 9.424 | 30
2021-05-20 19:00 | 19:00 | 9.2923 | 30
2021-05-20 19:30 | 19:30 | 8.97 | 30
2021-05-20 20:00 | 20:00 | 8.7544 | 30
2021-05-20 20:30 | 20:30 | 8.4187 | 30
2021-05-20 21:00 | 21:00 | 8.0699 | 30
2021-05-20 21:30 | 21:30 | 7.6083 | 30
2021-05-20 22:00 | 22:00 | 6.9994 | 30
2021-05-20 22:30 | 22:30 | 6.894 | 30
2021-05-20 23:00 | 23:00 | 6.408 | 30
2021-05-20 23:30 | 23:30 | 5.8708 | 30
2021-05-21 | 0:00 | 5.4171 | 30
2021-05-21 00:30 | 0:30 | 5.0887 | 30
2021-05-21 01:00 | 1:00 | 4.8154 | 30
2021-05-21 01:30 | 1:30 | 4.6807 | 30
2021-05-21 02:00 | 2:00 | 4.572 | 30
2021-05-21 02:30 | 2:30 | 4.514 | 30
2021-05-21 03:00 | 3:00 | 4.5082 | 30
2021-05-21 03:30 | 3:30 | 4.3009 | 30
2021-05-21 04:00 | 4:00 | 4.9011 | 30
2021-05-21 04:30 | 4:30 | 5.2742 | 30
2021-05-21 05:00 | 5:00 | 5.8172 | 30
2021-05-21 05:30 | 5:30 | 6.4091 | 30
2021-05-21 06:00 | 6:00 | 7.0735 | 30
2021-05-21 06:30 | 6:30 | 7.7737 | 30
2021-05-21 07:00 | 7:00 | 7.7891 | 30
2021-05-21 07:30 | 7:30 | 6.4601 | 30
2021-05-21 08:00 | 8:00 | 5.2086 | 30
2021-05-21 08:30 | 8:30 | 3.8662 | 30
2021-05-21 09:00 | 9:00 | 2.6628 | 30
2021-05-21 09:30 | 9:30 | 1.6157 | 30
2021-05-21 10:00 | 10:00 | 0.89517 | 30
2021-05-21 10:30 | 10:30 | 0.9179 | 30
2021-05-21 11:00 | 11:00 | 0.6949 | 30
2021-05-21 11:30 | 11:30 | 0.66056 | 30
2021-05-21 12:00 | 12:00 | 0.68519 | 30
2021-05-21 12:30 | 12:30 | 0.45422 | 30
2021-05-21 13:00 | 13:00 | 0.56703 | 30
2021-05-21 13:30 | 13:30 | 0.66707 | 30
2021-05-21 14:00 | 14:00 | 1.5784 | 30
2021-05-21 14:30 | 14:30 | 2.2943 | 30
2021-05-21 15:00 | 15:00 | 3.0495 | 30
2021-05-21 15:30 | 15:30 | 4.481 | 30
2021-05-21 16:00 | 16:00 | 5.7552 | 30
2021-05-21 16:30 | 16:30 | 6.9561 | 30
2021-05-21 17:00 | 17:00 | 8.0999 | 30
2021-05-21 17:30 | 17:30 | 9.0463 | 30
2021-05-21 18:00 | 18:00 | 9.5123 | 30
2021-05-21 18:30 | 18:30 | 9.8906 | 30
2021-05-21 19:00 | 19:00 | 9.9784 | 30
2021-05-21 19:30 | 19:30 | 9.7406 | 30
2021-05-21 20:00 | 20:00 | 9.6589 | 30
2021-05-21 20:30 | 20:30 | 9.3802 | 30
2021-05-21 21:00 | 21:00 | 8.9986 | 30
2021-05-21 21:30 | 21:30 | 8.5841 | 30
2021-05-21 22:00 | 22:00 | 8.1526 | 30
2021-05-21 22:30 | 22:30 | 8.3116 | 30
2021-05-21 23:00 | 23:00 | 8.1345 | 30
2021-05-21 23:30 | 23:30 | 7.3899 | 30
2021-05-22 | 0:00 | 6.9054 | 30
2021-05-22 00:30 | 0:30 | 6.5046 | 30
2021-05-22 01:00 | 1:00 | 6.202 | 30
2021-05-22 01:30 | 1:30 | 6.0012 | 30
2021-05-22 02:00 | 2:00 | 5.8748 | 30
2021-05-22 02:30 | 2:30 | 5.8267 | 30
2021-05-22 03:00 | 3:00 | 5.7709 | 30
2021-05-22 03:30 | 3:30 | 5.7724 | 30
2021-05-22 04:00 | 4:00 | 5.8394 | 30
2021-05-22 04:30 | 4:30 | 6.0103 | 30
2021-05-22 05:00 | 5:00 | 6.1252 | 30
2021-05-22 05:30 | 5:30 | 6.3464 | 30
2021-05-22 06:00 | 6:00 | 6.6844 | 30
2021-05-22 06:30 | 6:30 | 7.0258 | 30
2021-05-22 07:00 | 7:00 | 6.8897 | 30
2021-05-22 07:30 | 7:30 | 6.3362 | 30
2021-05-22 08:00 | 8:00 | 5.508 | 30
2021-05-22 08:30 | 8:30 | 4.678 | 30
2021-05-22 09:00 | 9:00 | 3.8163 | 30
2021-05-22 09:30 | 9:30 | 2.5859 | 30
2021-05-22 10:00 | 10:00 | 1.7 | 30
2021-05-22 10:30 | 10:30 | 1.6589 | 30
2021-05-22 11:00 | 11:00 | 1.6218 | 30
2021-05-22 11:30 | 11:30 | 1.1158 | 30
2021-05-22 12:00 | 12:00 | 1.0791 | 30
2021-05-22 12:30 | 12:30 | 2.4914 | 30
2021-05-22 13:00 | 13:00 | 2.0552 | 30
2021-05-22 13:30 | 13:30 | 2.7896 | 30
2021-05-22 14:00 | 14:00 | 2.58 | 30
2021-05-22 14:30 | 14:30 | 3.7893 | 30
2021-05-22 15:00 | 15:00 | 5.246 | 30
2021-05-22 15:30 | 15:30 | 5.5057 | 30
2021-05-22 16:00 | 16:00 | 6.6847 | 30
2021-05-22 16:30 | 16:30 | 7.4426 | 30
2021-05-22 17:00 | 17:00 | 8.4082 | 30
2021-05-22 17:30 | 17:30 | 9.0819 | 30
2021-05-22 18:00 | 18:00 | 9.0887 | 30
2021-05-22 18:30 | 18:30 | 9.008 | 30
2021-05-22 19:00 | 19:00 | 8.8504 | 30
2021-05-22 19:30 | 19:30 | 8.5863 | 30
2021-05-22 20:00 | 20:00 | 8.3496 | 30
2021-05-22 20:30 | 20:30 | 8.2891 | 30
2021-05-22 21:00 | 21:00 | 8.4959 | 30
2021-05-22 21:30 | 21:30 | 8.3606 | 30
2021-05-22 22:00 | 22:00 | 7.7974 | 30
2021-05-22 22:30 | 22:30 | 8.0156 | 30
2021-05-22 23:00 | 23:00 | 7.8264 | 30
2021-05-22 23:30 | 23:30 | 7.2819 | 30
2021-05-23 | 0:00 | 6.703 | 30
2021-05-23 00:30 | 0:30 | 6.2988 | 30
2021-05-23 01:00 | 1:00 | 5.5124 | 30
2021-05-23 01:30 | 1:30 | 5.0021 | 30
2021-05-23 02:00 | 2:00 | 4.9162 | 30
2021-05-23 02:30 | 2:30 | 4.7412 | 30
2021-05-23 03:00 | 3:00 | 4.7183 | 30
2021-05-23 03:30 | 3:30 | 4.7238 | 30
2021-05-23 04:00 | 4:00 | 4.4565 | 30
2021-05-23 04:30 | 4:30 | 4.444 | 30
2021-05-23 05:00 | 5:00 | 4.5606 | 30
2021-05-23 05:30 | 5:30 | 4.6907 | 30
2021-05-23 06:00 | 6:00 | 4.8347 | 30
2021-05-23 06:30 | 6:30 | 5.1817 | 30
2021-05-23 07:00 | 7:00 | 5.4397 | 30
2021-05-23 07:30 | 7:30 | 5.2265 | 30
2021-05-23 08:00 | 8:00 | 3.9922 | 30
2021-05-23 08:30 | 8:30 | 3.4582 | 30
2021-05-23 09:00 | 9:00 | 3.7974 | 30
2021-05-23 09:30 | 9:30 | 3.5988 | 30
2021-05-23 10:00 | 10:00 | 2.3996 | 30
2021-05-23 10:30 | 10:30 | 1.6747 | 30
2021-05-23 11:00 | 11:00 | 1.6695 | 30
2021-05-23 11:30 | 11:30 | 4.148 | 30
2021-05-23 12:00 | 12:00 | 3.4704 | 30
2021-05-23 12:30 | 12:30 | 2.7043 | 30
2021-05-23 13:00 | 13:00 | 2.5559 | 30
2021-05-23 13:30 | 13:30 | 2.5116 | 30
2021-05-23 14:00 | 14:00 | 3.9302 | 30
2021-05-23 14:30 | 14:30 | 4.1612 | 30
2021-05-23 15:00 | 15:00 | 5.4004 | 30
2021-05-23 15:30 | 15:30 | 6.0496 | 30
2021-05-23 16:00 | 16:00 | 7.0311 | 30
2021-05-23 16:30 | 16:30 | 8.2703 | 30
2021-05-23 17:00 | 17:00 | 9.4996 | 30
2021-05-23 17:30 | 17:30 | 10.2986 | 30
2021-05-23 18:00 | 18:00 | 10.4683 | 30
2021-05-23 18:30 | 18:30 | 9.6562 | 30
2021-05-23 19:00 | 19:00 | 9.166 | 30
2021-05-23 19:30 | 19:30 | 9.5191 | 30
2021-05-23 20:00 | 20:00 | 9.3745 | 30
2021-05-23 20:30 | 20:30 | 8.8883 | 30
2021-05-23 21:00 | 21:00 | 8.4492 | 30
2021-05-23 21:30 | 21:30 | 8.002 | 30
2021-05-23 22:00 | 22:00 | 7.4462 | 30
2021-05-23 22:30 | 22:30 | 7.4439 | 30
2021-05-23 23:00 | 23:00 | 7.4214 | 30
2021-05-23 23:30 | 23:30 | 6.6371 | 30
2021-05-24 | 0:00 | 5.3842 | 30
2021-05-24 00:30 | 0:30 | 5.0807 | 30
2021-05-24 01:00 | 1:00 | 4.8176 | 30
2021-05-24 01:30 | 1:30 | 4.5008 | 30
2021-05-24 02:00 | 2:00 | 4.4379 | 30
2021-05-24 02:30 | 2:30 | 4.4708 | 30
2021-05-24 03:00 | 3:00 | 4.3817 | 30
2021-05-24 03:30 | 3:30 | 4.4424 | 30
2021-05-24 04:00 | 4:00 | 5.0082 | 30
2021-05-24 04:30 | 4:30 | 5.3713 | 30
2021-05-24 05:00 | 5:00 | 5.8698 | 30
2021-05-24 05:30 | 5:30 | 6.4056 | 30
2021-05-24 06:00 | 6:00 | 8.0386 | 30
2021-05-24 06:30 | 6:30 | 8.6635 | 30
2021-05-24 07:00 | 7:00 | 8.3996 | 30
2021-05-24 07:30 | 7:30 | 7.0943 | 30
2021-05-24 08:00 | 8:00 | 5.5516 | 30
2021-05-24 08:30 | 8:30 | 2.7788 | 30
2021-05-24 09:00 | 9:00 | 2.9205 | 30
2021-05-24 09:30 | 9:30 | 2.0704 | 30
2021-05-24 10:00 | 10:00 | 0.93257 | 30
2021-05-24 10:30 | 10:30 | 0.66258 | 30
2021-05-24 11:00 | 11:00 | 0.44231 | 30
2021-05-24 11:30 | 11:30 | 0.77823 | 30
2021-05-24 12:00 | 12:00 | 0.90508 | 30
2021-05-24 12:30 | 12:30 | 0.56035 | 30
2021-05-24 13:00 | 13:00 | 0.55856 | 30
2021-05-24 13:30 | 13:30 | 0.80248 | 30
2021-05-24 14:00 | 14:00 | 1.5013 | 30
2021-05-24 14:30 | 14:30 | 2.1968 | 30
2021-05-24 15:00 | 15:00 | 3.1477 | 30
2021-05-24 15:30 | 15:30 | 4.8202 | 30
2021-05-24 16:00 | 16:00 | 6.0749 | 30
2021-05-24 16:30 | 16:30 | 7.3742 | 30
2021-05-24 17:00 | 17:00 | 8.7221 | 30
2021-05-24 17:30 | 17:30 | 9.9038 | 30
2021-05-24 18:00 | 18:00 | 9.8843 | 30
2021-05-24 18:30 | 18:30 | 9.7756 | 30
2021-05-24 19:00 | 19:00 | 9.5524 | 30
2021-05-24 19:30 | 19:30 | 9.3767 | 30
2021-05-24 20:00 | 20:00 | 9.0928 | 30
2021-05-24 20:30 | 20:30 | 8.3599 | 30
2021-05-24 21:00 | 21:00 | 8.0136 | 30
2021-05-24 21:30 | 21:30 | 7.1456 | 30
2021-05-24 22:00 | 22:00 | 6.4036 | 30
2021-05-24 22:30 | 22:30 | 6.3305 | 30
2021-05-24 23:00 | 23:00 | 5.9484 | 30
2021-05-24 23:30 | 23:30 | 5.5204 | 30
2021-05-25 | 0:00 | 5.133 | 30
2021-05-25 00:30 | 0:30 | 4.8547 | 30
2021-05-25 01:00 | 1:00 | 4.6688 | 30
2021-05-25 01:30 | 1:30 | 5.1029 | 30
2021-05-25 02:00 | 2:00 | 5.7897 | 30
2021-05-25 02:30 | 2:30 | 5.6869 | 30
2021-05-25 03:00 | 3:00 | 5.754 | 30
2021-05-25 03:30 | 3:30 | 5.7331 | 30
2021-05-25 04:00 | 4:00 | 5.9045 | 30
2021-05-25 04:30 | 4:30 | 5.0682 | 30
2021-05-25 05:00 | 5:00 | 5.5786 | 30
2021-05-25 05:30 | 5:30 | 7.2172 | 30
2021-05-25 06:00 | 6:00 | 7.8118 | 30
2021-05-25 06:30 | 6:30 | 8.3474 | 30
2021-05-25 07:00 | 7:00 | 8.1291 | 30
2021-05-25 07:30 | 7:30 | 7.1837 | 30
2021-05-25 08:00 | 8:00 | 5.9077 | 30
2021-05-25 08:30 | 8:30 | 4.0102 | 30
2021-05-25 09:00 | 9:00 | 2.6128 | 30
2021-05-25 09:30 | 9:30 | 1.3715 | 30
2021-05-25 10:00 | 10:00 | 0.62076 | 30
2021-05-25 10:30 | 10:30 | 0.45325 | 30
2021-05-25 11:00 | 11:00 | 0.53391 | 30
2021-05-25 11:30 | 11:30 | 0.63703 | 30
2021-05-25 12:00 | 12:00 | 0.77144 | 30
2021-05-25 12:30 | 12:30 | 0.85705 | 30
2021-05-25 13:00 | 13:00 | 0.43041 | 30
2021-05-25 13:30 | 13:30 | 1.8481 | 30
2021-05-25 14:00 | 14:00 | 3.6641 | 30
2021-05-25 14:30 | 14:30 | 3.7598 | 30
2021-05-25 15:00 | 15:00 | 4.2808 | 30
2021-05-25 15:30 | 15:30 | 5.1406 | 30
2021-05-25 16:00 | 16:00 | 6.3929 | 30
2021-05-25 16:30 | 16:30 | 8.5509 | 30
2021-05-25 17:00 | 17:00 | 9.8352 | 30
2021-05-25 17:30 | 17:30 | 10.9132 | 30
2021-05-25 18:00 | 18:00 | 11.0794 | 30
2021-05-25 18:30 | 18:30 | 10.82 | 30
2021-05-25 19:00 | 19:00 | 10.5449 | 30
2021-05-25 19:30 | 19:30 | 10.0833 | 30
2021-05-25 20:00 | 20:00 | 9.6468 | 30
2021-05-25 20:30 | 20:30 | 11.2777 | 30
2021-05-25 21:00 | 21:00 | 10.516 | 30
2021-05-25 21:30 | 21:30 | 9.3098 | 30
2021-05-25 22:00 | 22:00 | 8.2049 | 30
2021-05-25 22:30 | 22:30 | 7.4534 | 30
2021-05-25 23:00 | 23:00 | 6.8146 | 30
2021-05-25 23:30 | 23:30 | 6.4418 | 30
2021-05-26 | 0:00 | 5.9595 | 30
2021-05-26 00:30 | 0:30 | 5.1128 | 30
2021-05-26 01:00 | 1:00 | 5.0017 | 30
2021-05-26 01:30 | 1:30 | 5.1672 | 30
2021-05-26 02:00 | 2:00 | 4.9946 | 30
2021-05-26 02:30 | 2:30 | 4.0028 | 30
2021-05-26 03:00 | 3:00 | 5.6095 | 30
2021-05-26 03:30 | 3:30 | 5.9064 | 30
2021-05-26 04:00 | 4:00 | 6.1428 | 30
2021-05-26 04:30 | 4:30 | 6.3537 | 30
2021-05-26 05:00 | 5:00 | 6.8551 | 30
2021-05-26 05:30 | 5:30 | 7.4367 | 30
2021-05-26 06:00 | 6:00 | 8.035 | 30
2021-05-26 06:30 | 6:30 | 7.4305 | 30
2021-05-26 07:00 | 7:00 | 6.6204 | 30
2021-05-26 07:30 | 7:30 | 7.4766 | 30
2021-05-26 08:00 | 8:00 | 6.2993 | 30
2021-05-26 08:30 | 8:30 | 4.6069 | 30
2021-05-26 09:00 | 9:00 | 3.323 | 30
2021-05-26 09:30 | 9:30 | 2.2113 | 30
2021-05-26 10:00 | 10:00 | 1.3152 | 30
2021-05-26 10:30 | 10:30 | 0.6418 | 30
2021-05-26 11:00 | 11:00 | 0.16917 | 30
2021-05-26 11:30 | 11:30 | 0.22529 | 30
2021-05-26 12:00 | 12:00 | 0.21188 | 30
2021-05-26 12:30 | 12:30 | 0.1511 | 30
2021-05-26 13:00 | 13:00 | 0.55605 | 30
2021-05-26 13:30 | 13:30 | 1.1491 | 30
2021-05-26 14:00 | 14:00 | 1.9384 | 30
2021-05-26 14:30 | 14:30 | 2.7841 | 30
2021-05-26 15:00 | 15:00 | 4.0578 | 30
2021-05-26 15:30 | 15:30 | 5.2163 | 30
2021-05-26 16:00 | 16:00 | 6.2914 | 30
2021-05-26 16:30 | 16:30 | 7.5069 | 30
2021-05-26 17:00 | 17:00 | 8.768 | 30
2021-05-26 17:30 | 17:30 | 9.8293 | 30
2021-05-26 18:00 | 18:00 | 10.128 | 30
2021-05-26 18:30 | 18:30 | 10.0557 | 30
2021-05-26 19:00 | 19:00 | 9.7096 | 30
2021-05-26 19:30 | 19:30 | 9.4333 | 30
2021-05-26 20:00 | 20:00 | 9.1784 | 30
2021-05-26 20:30 | 20:30 | 8.7681 | 30
2021-05-26 21:00 | 21:00 | 8.0616 | 30
2021-05-26 21:30 | 21:30 | 7.6805 | 30
2021-05-26 22:00 | 22:00 | 7.4511 | 30
2021-05-26 22:30 | 22:30 | 7.2836 | 30
2021-05-26 23:00 | 23:00 | 7.0258 | 30
2021-05-26 23:30 | 23:30 | 7.3734 | 30
2021-05-27 | 0:00 | 6.7457 | 30
2021-05-27 00:30 | 0:30 | 6.4072 | 30
2021-05-27 01:00 | 1:00 | 6.0233 | 30
2021-05-27 01:30 | 1:30 | 5.7763 | 30
2021-05-27 02:00 | 2:00 | 5.498 | 30
2021-05-27 02:30 | 2:30 | 5.55 | 30
2021-05-27 03:00 | 3:00 | 5.5307 | 30
2021-05-27 03:30 | 3:30 | 5.5614 | 30
2021-05-27 04:00 | 4:00 | 5.7152 | 30
2021-05-27 04:30 | 4:30 | 6.0452 | 30
2021-05-27 05:00 | 5:00 | 6.7038 | 30
2021-05-27 05:30 | 5:30 | 7.0719 | 30
2021-05-27 06:00 | 6:00 | 7.7361 | 30
2021-05-27 06:30 | 6:30 | 8.4601 | 30
2021-05-27 07:00 | 7:00 | 7.9929 | 30
2021-05-27 07:30 | 7:30 | 6.6712 | 30
2021-05-27 08:00 | 8:00 | 6.4493 | 30
2021-05-27 08:30 | 8:30 | 4.8234 | 30
2021-05-27 09:00 | 9:00 | 4.0147 | 30
2021-05-27 09:30 | 9:30 | 4.1193 | 30
2021-05-27 10:00 | 10:00 | 2.4564 | 30
2021-05-27 10:30 | 10:30 | 2.1416 | 30
2021-05-27 11:00 | 11:00 | 1.0588 | 30
2021-05-27 11:30 | 11:30 | 0.47864 | 30
2021-05-27 12:00 | 12:00 | 0.70799 | 30
2021-05-27 12:30 | 12:30 | 1.3286 | 30
2021-05-27 13:00 | 13:00 | 1.4331 | 30
2021-05-27 13:30 | 13:30 | 1.5089 | 30
2021-05-27 14:00 | 14:00 | 2.2847 | 30
2021-05-27 14:30 | 14:30 | 3.2645 | 30
2021-05-27 15:00 | 15:00 | 4.6544 | 30
2021-05-27 15:30 | 15:30 | 5.4657 | 30
2021-05-27 16:00 | 16:00 | 6.3331 | 30
2021-05-27 16:30 | 16:30 | 7.7187 | 30
2021-05-27 17:00 | 17:00 | 8.9188 | 30
2021-05-27 17:30 | 17:30 | 9.7975 | 30
2021-05-27 18:00 | 18:00 | 9.9634 | 30
2021-05-27 18:30 | 18:30 | 9.8714 | 30
2021-05-27 19:00 | 19:00 | 10.0124 | 30
2021-05-27 19:30 | 19:30 | 9.7589 | 30
2021-05-27 20:00 | 20:00 | 9.8127 | 30
2021-05-27 20:30 | 20:30 | 9.4963 | 30
2021-05-27 21:00 | 21:00 | 9.2034 | 30
2021-05-27 21:30 | 21:30 | 8.7017 | 30
2021-05-27 22:00 | 22:00 | 8.1959 | 30
2021-05-27 22:30 | 22:30 | 7.5356 | 30
2021-05-27 23:00 | 23:00 | 7.0944 | 30
2021-05-27 23:30 | 23:30 | 6.9325 | 30
2021-05-28 | 0:00 | 6.4568 | 30
2021-05-28 00:30 | 0:30 | 5.1777 | 30
2021-05-28 01:00 | 1:00 | 4.9254 | 30
2021-05-28 01:30 | 1:30 | 4.68 | 30
2021-05-28 02:00 | 2:00 | 5.2415 | 30
2021-05-28 02:30 | 2:30 | 6.4829 | 30
2021-05-28 03:00 | 3:00 | 6.3377 | 30
2021-05-28 03:30 | 3:30 | 6.3254 | 30
2021-05-28 04:00 | 4:00 | 6.3706 | 30
2021-05-28 04:30 | 4:30 | 6.324 | 30
2021-05-28 05:00 | 5:00 | 6.7153 | 30
2021-05-28 05:30 | 5:30 | 7.3463 | 30
2021-05-28 06:00 | 6:00 | 8.1835 | 30
2021-05-28 06:30 | 6:30 | 8.9415 | 30
2021-05-28 07:00 | 7:00 | 9.2772 | 30
2021-05-28 07:30 | 7:30 | 8.4858 | 30
2021-05-28 08:00 | 8:00 | 6.881 | 30
2021-05-28 08:30 | 8:30 | 5.1212 | 30
2021-05-28 09:00 | 9:00 | 3.7196 | 30
2021-05-28 09:30 | 9:30 | 2.4662 | 30
2021-05-28 10:00 | 10:00 | 1.5223 | 30
2021-05-28 10:30 | 10:30 | 0.78386 | 30
2021-05-28 11:00 | 11:00 | 0.39886 | 30
2021-05-28 11:30 | 11:30 | 0.18036 | 30
2021-05-28 12:00 | 12:00 | 0.17077 | 30
2021-05-28 12:30 | 12:30 | 0.30829 | 30
2021-05-28 13:00 | 13:00 | 0.73601 | 30
2021-05-28 13:30 | 13:30 | 1.3677 | 30
2021-05-28 14:00 | 14:00 | 2.1796 | 30
2021-05-28 14:30 | 14:30 | 3.1339 | 30
2021-05-28 15:00 | 15:00 | 4.2473 | 30
2021-05-28 15:30 | 15:30 | 5.5915 | 30
2021-05-28 16:00 | 16:00 | 6.9662 | 30
2021-05-28 16:30 | 16:30 | 8.3658 | 30
2021-05-28 17:00 | 17:00 | 9.6363 | 30
2021-05-28 17:30 | 17:30 | 10.5729 | 30
2021-05-28 18:00 | 18:00 | 10.748 | 30
2021-05-28 18:30 | 18:30 | 10.9096 | 30
2021-05-28 19:00 | 19:00 | 10.9176 | 30
2021-05-28 19:30 | 19:30 | 10.5441 | 30
2021-05-28 20:00 | 20:00 | 10.0592 | 30
2021-05-28 20:30 | 20:30 | 9.7751 | 30
2021-05-28 21:00 | 21:00 | 9.4803 | 30
2021-05-28 21:30 | 21:30 | 9.0519 | 30
2021-05-28 22:00 | 22:00 | 8.6676 | 30
2021-05-28 22:30 | 22:30 | 9.0316 | 30
2021-05-28 23:00 | 23:00 | 8.6659 | 30
2021-05-28 23:30 | 23:30 | 7.9958 | 30
2021-05-29 | 0:00 | 7.4868 | 30
2021-05-29 00:30 | 0:30 | 7.2345 | 30
2021-05-29 01:00 | 1:00 | 6.9472 | 30
2021-05-29 01:30 | 1:30 | 6.6586 | 30
2021-05-29 02:00 | 2:00 | 6.5731 | 30
2021-05-29 02:30 | 2:30 | 6.3854 | 30
2021-05-29 03:00 | 3:00 | 6.3221 | 30
2021-05-29 03:30 | 3:30 | 5.9526 | 30
2021-05-29 04:00 | 4:00 | 5.9845 | 30
2021-05-29 04:30 | 4:30 | 6.0954 | 30
2021-05-29 05:00 | 5:00 | 6.7643 | 30
2021-05-29 05:30 | 5:30 | 7.3459 | 30
2021-05-29 06:00 | 6:00 | 7.8773 | 30
2021-05-29 06:30 | 6:30 | 7.897 | 30
2021-05-29 07:00 | 7:00 | 7.6289 | 30
2021-05-29 07:30 | 7:30 | 7.0223 | 30
2021-05-29 08:00 | 8:00 | 5.9903 | 30
2021-05-29 08:30 | 8:30 | 4.9198 | 30
2021-05-29 09:00 | 9:00 | 4.8593 | 30
2021-05-29 09:30 | 9:30 | 4.5711 | 30
2021-05-29 10:00 | 10:00 | 2.631 | 30
2021-05-29 10:30 | 10:30 | 1.259 | 30
2021-05-29 11:00 | 11:00 | 0.51419 | 30
2021-05-29 11:30 | 11:30 | 0.76976 | 30
2021-05-29 12:00 | 12:00 | 1.3958 | 30
2021-05-29 12:30 | 12:30 | 0.68416 | 30
2021-05-29 13:00 | 13:00 | 1.2991 | 30
2021-05-29 13:30 | 13:30 | 2.56 | 30
2021-05-29 14:00 | 14:00 | 2.4677 | 30
2021-05-29 14:30 | 14:30 | 3.0015 | 30
2021-05-29 15:00 | 15:00 | 4.2046 | 30
2021-05-29 15:30 | 15:30 | 5.6579 | 30
2021-05-29 16:00 | 16:00 | 6.9793 | 30
2021-05-29 16:30 | 16:30 | 8.3619 | 30
2021-05-29 17:00 | 17:00 | 9.9317 | 30
2021-05-29 17:30 | 17:30 | 10.6542 | 30
2021-05-29 18:00 | 18:00 | 10.8221 | 30
2021-05-29 18:30 | 18:30 | 10.9222 | 30
2021-05-29 19:00 | 19:00 | 10.7283 | 30
2021-05-29 19:30 | 19:30 | 10.4697 | 30
2021-05-29 20:00 | 20:00 | 10.0377 | 30
2021-05-29 20:30 | 20:30 | 9.7636 | 30
2021-05-29 21:00 | 21:00 | 9.4551 | 30
2021-05-29 21:30 | 21:30 | 9.1562 | 30
2021-05-29 22:00 | 22:00 | 8.4336 | 30
2021-05-29 22:30 | 22:30 | 8.5264 | 30
2021-05-29 23:00 | 23:00 | 8.2949 | 30
2021-05-29 23:30 | 23:30 | 7.9779 | 30
2021-05-30 | 0:00 | 7.5973 | 30
2021-05-30 00:30 | 0:30 | 7.4225 | 30
2021-05-30 01:00 | 1:00 | 7.1392 | 30
2021-05-30 01:30 | 1:30 | 6.8076 | 30
2021-05-30 02:00 | 2:00 | 6.7385 | 30
2021-05-30 02:30 | 2:30 | 6.5481 | 30
2021-05-30 03:00 | 3:00 | 6.4657 | 30
2021-05-30 03:30 | 3:30 | 6.4397 | 30
2021-05-30 04:00 | 4:00 | 6.491 | 30
2021-05-30 04:30 | 4:30 | 6.6308 | 30
2021-05-30 05:00 | 5:00 | 6.7771 | 30
2021-05-30 05:30 | 5:30 | 7.0552 | 30
2021-05-30 06:00 | 6:00 | 6.798 | 30
2021-05-30 06:30 | 6:30 | 7.217 | 30
2021-05-30 07:00 | 7:00 | 7.3928 | 30
2021-05-30 07:30 | 7:30 | 6.9365 | 30
2021-05-30 08:00 | 8:00 | 6.3125 | 30
2021-05-30 08:30 | 8:30 | 5.0949 | 30
2021-05-30 09:00 | 9:00 | 4.1458 | 30
2021-05-30 09:30 | 9:30 | 3.9247 | 30
2021-05-30 10:00 | 10:00 | 2.3216 | 30
2021-05-30 10:30 | 10:30 | 1.9367 | 30
2021-05-30 11:00 | 11:00 | 0.7702 | 30
2021-05-30 11:30 | 11:30 | 2.6006 | 30
2021-05-30 12:00 | 12:00 | 4.4139 | 30
2021-05-30 12:30 | 12:30 | 2.5633 | 30
2021-05-30 13:00 | 13:00 | 4.6975 | 30
2021-05-30 13:30 | 13:30 | 5.0817 | 30
2021-05-30 14:00 | 14:00 | 6.6146 | 30
2021-05-30 14:30 | 14:30 | 5.9465 | 30
2021-05-30 15:00 | 15:00 | 7.1292 | 30
2021-05-30 15:30 | 15:30 | 6.8315 | 30
2021-05-30 16:00 | 16:00 | 7.6015 | 30
2021-05-30 16:30 | 16:30 | 9.4253 | 30
2021-05-30 17:00 | 17:00 | 10.7652 | 30
2021-05-30 17:30 | 17:30 | 11.5991 | 30
2021-05-30 18:00 | 18:00 | 11.6578 | 30
2021-05-30 18:30 | 18:30 | 11.4236 | 30
2021-05-30 19:00 | 19:00 | 11.2923 | 30
2021-05-30 19:30 | 19:30 | 11.0057 | 30
2021-05-30 20:00 | 20:00 | 10.688 | 30
2021-05-30 20:30 | 20:30 | 10.1183 | 30
2021-05-30 21:00 | 21:00 | 9.6005 | 30
2021-05-30 21:30 | 21:30 | 9.0384 | 30
2021-05-30 22:00 | 22:00 | 8.4353 | 30
2021-05-30 22:30 | 22:30 | 8.4495 | 30
2021-05-30 23:00 | 23:00 | 8.0215 | 30
2021-05-30 23:30 | 23:30 | 7.4434 | 30
2021-05-31 | 0:00 | 6.6426 | 30
2021-05-31 00:30 | 0:30 | 5.3873 | 30
2021-05-31 01:00 | 1:00 | 5.0288 | 30
2021-05-31 01:30 | 1:30 | 4.9351 | 30
2021-05-31 02:00 | 2:00 | 4.9356 | 30
2021-05-31 02:30 | 2:30 | 5.8022 | 30
2021-05-31 03:00 | 3:00 | 6.345 | 30
2021-05-31 03:30 | 3:30 | 6.4056 | 30
2021-05-31 04:00 | 4:00 | 6.5775 | 30
2021-05-31 04:30 | 4:30 | 6.9774 | 30
2021-05-31 05:00 | 5:00 | 7.5973 | 30
2021-05-31 05:30 | 5:30 | 8.3368 | 30
2021-05-31 06:00 | 6:00 | 8.9725 | 30
2021-05-31 06:30 | 6:30 | 9.5225 | 30
2021-05-31 07:00 | 7:00 | 9.9632 | 30
2021-05-31 07:30 | 7:30 | 9.1105 | 30
2021-05-31 08:00 | 8:00 | 7.8566 | 30
2021-05-31 08:30 | 8:30 | 5.4224 | 30
2021-05-31 09:00 | 9:00 | 4.4505 | 30
2021-05-31 09:30 | 9:30 | 2.98 | 30
2021-05-31 10:00 | 10:00 | 2.3395 | 30
2021-05-31 10:30 | 10:30 | 2.2823 | 30
2021-05-31 11:00 | 11:00 | 2.9884 | 30
2021-05-31 11:30 | 11:30 | 4.348 | 30
2021-05-31 12:00 | 12:00 | 4.3219 | 30
2021-05-31 12:30 | 12:30 | 3.9301 | 30
2021-05-31 13:00 | 13:00 | 3.8842 | 30
2021-05-31 13:30 | 13:30 | 3.5813 | 30
2021-05-31 14:00 | 14:00 | 2.9049 | 30
2021-05-31 14:30 | 14:30 | 4.3486 | 30
2021-05-31 15:00 | 15:00 | 4.1405 | 30
2021-05-31 15:30 | 15:30 | 5.3957 | 30
2021-05-31 16:00 | 16:00 | 6.7143 | 30
2021-05-31 16:30 | 16:30 | 7.9876 | 30
2021-05-31 17:00 | 17:00 | 9.5209 | 30
2021-05-31 17:30 | 17:30 | 10.7866 | 30
2021-05-31 18:00 | 18:00 | 10.8189 | 30
2021-05-31 18:30 | 18:30 | 10.7152 | 30
2021-05-31 19:00 | 19:00 | 10.6156 | 30
2021-05-31 19:30 | 19:30 | 10.3873 | 30
2021-05-31 20:00 | 20:00 | 10.2273 | 30
2021-05-31 20:30 | 20:30 | 9.9286 | 30
2021-05-31 21:00 | 21:00 | 9.3568 | 30
2021-05-31 21:30 | 21:30 | 8.7919 | 30
2021-05-31 22:00 | 22:00 | 8.0594 | 30
2021-05-31 22:30 | 22:30 | 7.8985 | 30
2021-05-31 23:00 | 23:00 | 8.4312 | 30
2021-05-31 23:30 | 23:30 | 7.9074 | 30
2021-06-01 | 0:00 | 7.4165 | 30
2021-06-01 00:30 | 0:30 | 7.051 | 30
2021-06-01 01:00 | 1:00 | 6.813 | 30
2021-06-01 01:30 | 1:30 | 6.4967 | 30
2021-06-01 02:00 | 2:00 | 6.4523 | 30
2021-06-01 02:30 | 2:30 | 6.3832 | 30
2021-06-01 03:00 | 3:00 | 6.3169 | 30
2021-06-01 03:30 | 3:30 | 6.382 | 30
2021-06-01 04:00 | 4:00 | 6.6401 | 30
2021-06-01 04:30 | 4:30 | 6.9594 | 30
2021-06-01 05:00 | 5:00 | 7.4702 | 30
2021-06-01 05:30 | 5:30 | 8.2003 | 30
2021-06-01 06:00 | 6:00 | 8.7758 | 30
2021-06-01 06:30 | 6:30 | 8.2213 | 30
2021-06-01 07:00 | 7:00 | 8.0276 | 30
2021-06-01 07:30 | 7:30 | 7.7976 | 30
2021-06-01 08:00 | 8:00 | 5.5787 | 30
2021-06-01 08:30 | 8:30 | 3.7327 | 30
2021-06-01 09:00 | 9:00 | 2.6483 | 30
2021-06-01 09:30 | 9:30 | 1.5537 | 30
2021-06-01 10:00 | 10:00 | 0.55409 | 30
2021-06-01 10:30 | 10:30 | 1.5141 | 30
2021-06-01 11:00 | 11:00 | 0.81406 | 30
2021-06-01 11:30 | 11:30 | 1.4404 | 30
2021-06-01 12:00 | 12:00 | 1.4372 | 30
2021-06-01 12:30 | 12:30 | 1.1449 | 30
2021-06-01 13:00 | 13:00 | 0.96245 | 30
2021-06-01 13:30 | 13:30 | 1.5425 | 30
2021-06-01 14:00 | 14:00 | 1.5402 | 30
2021-06-01 14:30 | 14:30 | 2.6733 | 30
2021-06-01 15:00 | 15:00 | 2.9284 | 30
2021-06-01 15:30 | 15:30 | 4.068 | 30
2021-06-01 16:00 | 16:00 | 5.7176 | 30
2021-06-01 16:30 | 16:30 | 7.1263 | 30
2021-06-01 17:00 | 17:00 | 8.3918 | 30
2021-06-01 17:30 | 17:30 | 9.3997 | 30
2021-06-01 18:00 | 18:00 | 9.7128 | 30
2021-06-01 18:30 | 18:30 | 9.8419 | 30
2021-06-01 19:00 | 19:00 | 9.5819 | 30
2021-06-01 19:30 | 19:30 | 9.3762 | 30
2021-06-01 20:00 | 20:00 | 8.986 | 30
2021-06-01 20:30 | 20:30 | 8.4868 | 30
2021-06-01 21:00 | 21:00 | 8.129 | 30
2021-06-01 21:30 | 21:30 | 7.4864 | 30
2021-06-01 22:00 | 22:00 | 6.937 | 30
2021-06-01 22:30 | 22:30 | 6.8954 | 30
2021-06-01 23:00 | 23:00 | 6.6168 | 30
2021-06-01 23:30 | 23:30 | 6.0144 | 30
2021-06-02 | 0:00 | 5.5679 | 30
2021-06-02 00:30 | 0:30 | 5.4707 | 30
2021-06-02 01:00 | 1:00 | 5.1748 | 30
2021-06-02 01:30 | 1:30 | 5.0525 | 30
2021-06-02 02:00 | 2:00 | 5.0015 | 30
2021-06-02 02:30 | 2:30 | 4.7887 | 30
2021-06-02 03:00 | 3:00 | 4.8082 | 30
2021-06-02 03:30 | 3:30 | 4.9075 | 30
2021-06-02 04:00 | 4:00 | 5.0802 | 30
2021-06-02 04:30 | 4:30 | 5.3388 | 30
2021-06-02 05:00 | 5:00 | 6.4484 | 30
2021-06-02 05:30 | 5:30 | 7.0777 | 30
2021-06-02 06:00 | 6:00 | 7.7986 | 30
2021-06-02 06:30 | 6:30 | 8.8319 | 30
2021-06-02 07:00 | 7:00 | 9.0991 | 30
2021-06-02 07:30 | 7:30 | 9.0703 | 30
2021-06-02 08:00 | 8:00 | 7.0232 | 30
2021-06-02 08:30 | 8:30 | 4.4556 | 30
2021-06-02 09:00 | 9:00 | 5.3475 | 30
2021-06-02 09:30 | 9:30 | 3.1079 | 30
2021-06-02 10:00 | 10:00 | 2.4626 | 30
2021-06-02 10:30 | 10:30 | 0.63397 | 30
2021-06-02 11:00 | 11:00 | 1.2653 | 30
2021-06-02 11:30 | 11:30 | 2.2863 | 30
2021-06-02 12:00 | 12:00 | 2.8501 | 30
2021-06-02 12:30 | 12:30 | 5.4231 | 30
2021-06-02 13:00 | 13:00 | 5.5007 | 30
2021-06-02 13:30 | 13:30 | 4.4562 | 30
2021-06-02 14:00 | 14:00 | 3.903 | 30
2021-06-02 14:30 | 14:30 | 4.5753 | 30
2021-06-02 15:00 | 15:00 | 5.4904 | 30
2021-06-02 15:30 | 15:30 | 6.5564 | 30
2021-06-02 16:00 | 16:00 | 7.6871 | 30
2021-06-02 16:30 | 16:30 | 8.779 | 30
2021-06-02 17:00 | 17:00 | 10.2073 | 30
2021-06-02 17:30 | 17:30 | 10.5905 | 30
2021-06-02 18:00 | 18:00 | 10.2492 | 30
2021-06-02 18:30 | 18:30 | 10.1334 | 30
2021-06-02 19:00 | 19:00 | 9.6959 | 30
2021-06-02 19:30 | 19:30 | 9.2768 | 30
2021-06-02 20:00 | 20:00 | 8.834 | 30
2021-06-02 20:30 | 20:30 | 8.3011 | 30
2021-06-02 21:00 | 21:00 | 7.8154 | 30
2021-06-02 21:30 | 21:30 | 7.3212 | 30
2021-06-02 22:00 | 22:00 | 6.5502 | 30
2021-06-02 22:30 | 22:30 | 6.5617 | 30
2021-06-02 23:00 | 23:00 | 6.2486 | 30
2021-06-02 23:30 | 23:30 | 5.7585 | 30
2021-06-03 | 0:00 | 5.6861 | 30
2021-06-03 00:30 | 0:30 | 5.9379 | 30
2021-06-03 01:00 | 1:00 | 5.6518 | 30
2021-06-03 01:30 | 1:30 | 5.4531 | 30
2021-06-03 02:00 | 2:00 | 5.4215 | 30
2021-06-03 02:30 | 2:30 | 5.3705 | 30
2021-06-03 03:00 | 3:00 | 5.3748 | 30
2021-06-03 03:30 | 3:30 | 5.4551 | 30
2021-06-03 04:00 | 4:00 | 5.7685 | 30
2021-06-03 04:30 | 4:30 | 6.0353 | 30
2021-06-03 05:00 | 5:00 | 6.606 | 30
2021-06-03 05:30 | 5:30 | 7.1788 | 30
2021-06-03 06:00 | 6:00 | 7.6213 | 30
2021-06-03 06:30 | 6:30 | 8.2804 | 30
2021-06-03 07:00 | 7:00 | 8.5958 | 30
2021-06-03 07:30 | 7:30 | 7.9404 | 30
2021-06-03 08:00 | 8:00 | 6.8289 | 30
2021-06-03 08:30 | 8:30 | 4.9963 | 30
2021-06-03 09:00 | 9:00 | 4.5786 | 30
2021-06-03 09:30 | 9:30 | 3.9024 | 30
2021-06-03 10:00 | 10:00 | 2.7734 | 30
2021-06-03 10:30 | 10:30 | 2.8642 | 30
2021-06-03 11:00 | 11:00 | 4.5046 | 30
2021-06-03 11:30 | 11:30 | 5.1405 | 30
2021-06-03 12:00 | 12:00 | 5.5759 | 30
2021-06-03 12:30 | 12:30 | 6.388 | 30
2021-06-03 13:00 | 13:00 | 6.5244 | 30
2021-06-03 13:30 | 13:30 | 6.7542 | 30
2021-06-03 14:00 | 14:00 | 6.6997 | 30
2021-06-03 14:30 | 14:30 | 6.5786 | 30
2021-06-03 15:00 | 15:00 | 6.8793 | 30
2021-06-03 15:30 | 15:30 | 7.5621 | 30
2021-06-03 16:00 | 16:00 | 8.0624 | 30
2021-06-03 16:30 | 16:30 | 9.0863 | 30
2021-06-03 17:00 | 17:00 | 10.4441 | 30
2021-06-03 17:30 | 17:30 | 11.3857 | 30
2021-06-03 18:00 | 18:00 | 10.473 | 30
2021-06-03 18:30 | 18:30 | 10.22 | 30
2021-06-03 19:00 | 19:00 | 10.1184 | 30
2021-06-03 19:30 | 19:30 | 9.7731 | 30
2021-06-03 20:00 | 20:00 | 9.415 | 30
2021-06-03 20:30 | 20:30 | 8.9837 | 30
2021-06-03 21:00 | 21:00 | 8.6713 | 30
2021-06-03 21:30 | 21:30 | 8.425 | 30
2021-06-03 22:00 | 22:00 | 8.2686 | 30
2021-06-03 22:30 | 22:30 | 8.3597 | 30
2021-06-03 23:00 | 23:00 | 7.9933 | 30
2021-06-03 23:30 | 23:30 | 7.3209 | 30
2021-06-04 | 0:00 | 6.8474 | 30
2021-06-04 00:30 | 0:30 | 6.1052 | 30
2021-06-04 01:00 | 1:00 | 5.729 | 30
2021-06-04 01:30 | 1:30 | 5.4463 | 30
2021-06-04 02:00 | 2:00 | 5.3793 | 30
2021-06-04 02:30 | 2:30 | 5.246 | 30
2021-06-04 03:00 | 3:00 | 4.1136 | 30
2021-06-04 03:30 | 3:30 | 5.0485 | 30
2021-06-04 04:00 | 4:00 | 5.8382 | 30
2021-06-04 04:30 | 4:30 | 6.0106 | 30
2021-06-04 05:00 | 5:00 | 6.4706 | 30
2021-06-04 05:30 | 5:30 | 7.0034 | 30
2021-06-04 06:00 | 6:00 | 7.6951 | 30
2021-06-04 06:30 | 6:30 | 8.4877 | 30
2021-06-04 07:00 | 7:00 | 8.3878 | 30
2021-06-04 07:30 | 7:30 | 7.4464 | 30
2021-06-04 08:00 | 8:00 | 6.0221 | 30
2021-06-04 08:30 | 8:30 | 3.2597 | 30
2021-06-04 09:00 | 9:00 | 1.8621 | 30
2021-06-04 09:30 | 9:30 | 1.3719 | 30
2021-06-04 10:00 | 10:00 | 1.3073 | 30
2021-06-04 10:30 | 10:30 | 0.65614 | 30
2021-06-04 11:00 | 11:00 | 0.94282 | 30
2021-06-04 11:30 | 11:30 | 1.2755 | 30
2021-06-04 12:00 | 12:00 | 1.6801 | 30
2021-06-04 12:30 | 12:30 | 1.298 | 30
2021-06-04 13:00 | 13:00 | 0.93939 | 30
2021-06-04 13:30 | 13:30 | 1.1527 | 30
2021-06-04 14:00 | 14:00 | 1.7708 | 30
2021-06-04 14:30 | 14:30 | 2.9609 | 30
2021-06-04 15:00 | 15:00 | 3.7174 | 30
2021-06-04 15:30 | 15:30 | 3.5318 | 30
2021-06-04 16:00 | 16:00 | 6.2457 | 30
2021-06-04 16:30 | 16:30 | 8.196 | 30
2021-06-04 17:00 | 17:00 | 9.4189 | 30
2021-06-04 17:30 | 17:30 | 10.5357 | 30
2021-06-04 18:00 | 18:00 | 9.747 | 30
2021-06-04 18:30 | 18:30 | 9.6467 | 30
2021-06-04 19:00 | 19:00 | 10.9027 | 30
2021-06-04 19:30 | 19:30 | 10.8598 | 30
2021-06-04 20:00 | 20:00 | 10.5733 | 30
2021-06-04 20:30 | 20:30 | 10.4147 | 30
2021-06-04 21:00 | 21:00 | 10.1191 | 30
2021-06-04 21:30 | 21:30 | 9.6419 | 30
2021-06-04 22:00 | 22:00 | 9.1161 | 30
2021-06-04 22:30 | 22:30 | 9.2181 | 30
2021-06-04 23:00 | 23:00 | 8.7845 | 30
2021-06-04 23:30 | 23:30 | 8.1786 | 30
2021-06-05 | 0:00 | 7.6315 | 30
2021-06-05 00:30 | 0:30 | 6.9846 | 30
2021-06-05 01:00 | 1:00 | 5.6542 | 30
2021-06-05 01:30 | 1:30 | 6.0649 | 30
2021-06-05 02:00 | 2:00 | 5.9194 | 30
2021-06-05 02:30 | 2:30 | 6.0109 | 30
2021-06-05 03:00 | 3:00 | 6.0235 | 30
2021-06-05 03:30 | 3:30 | 6.062 | 30
2021-06-05 04:00 | 4:00 | 6.1237 | 30
2021-06-05 04:30 | 4:30 | 6.2487 | 30
2021-06-05 05:00 | 5:00 | 6.639 | 30
2021-06-05 05:30 | 5:30 | 7.0595 | 30
2021-06-05 06:00 | 6:00 | 7.5721 | 30
2021-06-05 06:30 | 6:30 | 7.9411 | 30
2021-06-05 07:00 | 7:00 | 8.0625 | 30
2021-06-05 07:30 | 7:30 | 7.6094 | 30
2021-06-05 08:00 | 8:00 | 6.8194 | 30
2021-06-05 08:30 | 8:30 | 5.612 | 30
2021-06-05 09:00 | 9:00 | 4.4121 | 30
2021-06-05 09:30 | 9:30 | 3.1585 | 30
2021-06-05 10:00 | 10:00 | 2.4556 | 30
2021-06-05 10:30 | 10:30 | 1.7704 | 30
2021-06-05 11:00 | 11:00 | 1.2848 | 30
2021-06-05 11:30 | 11:30 | 0.72871 | 30
2021-06-05 12:00 | 12:00 | 0.48073 | 30
2021-06-05 12:30 | 12:30 | 0.50866 | 30
2021-06-05 13:00 | 13:00 | 0.72938 | 30
2021-06-05 13:30 | 13:30 | 1.2695 | 30
2021-06-05 14:00 | 14:00 | 1.4997 | 30
2021-06-05 14:30 | 14:30 | 1.9962 | 30
2021-06-05 15:00 | 15:00 | 2.9063 | 30
2021-06-05 15:30 | 15:30 | 4.3475 | 30
2021-06-05 16:00 | 16:00 | 5.5627 | 30
2021-06-05 16:30 | 16:30 | 6.9805 | 30
2021-06-05 17:00 | 17:00 | 8.1049 | 30
2021-06-05 17:30 | 17:30 | 9.0289 | 30
2021-06-05 18:00 | 18:00 | 9.337 | 30
2021-06-05 18:30 | 18:30 | 9.3464 | 30
2021-06-05 19:00 | 19:00 | 9.4456 | 30
2021-06-05 19:30 | 19:30 | 9.455 | 30
2021-06-05 20:00 | 20:00 | 9.1645 | 30
2021-06-05 20:30 | 20:30 | 8.3393 | 30
2021-06-05 21:00 | 21:00 | 8.3785 | 30
2021-06-05 21:30 | 21:30 | 8.2195 | 30
2021-06-05 22:00 | 22:00 | 7.5803 | 30
2021-06-05 22:30 | 22:30 | 7.5946 | 30
2021-06-05 23:00 | 23:00 | 7.3879 | 30
2021-06-05 23:30 | 23:30 | 6.4294 | 30
2021-06-06 | 0:00 | 6.2791 | 30
2021-06-06 00:30 | 0:30 | 5.7953 | 30
2021-06-06 01:00 | 1:00 | 5.5179 | 30
2021-06-06 01:30 | 1:30 | 5.3508 | 30
2021-06-06 02:00 | 2:00 | 5.2187 | 30
2021-06-06 02:30 | 2:30 | 5.1015 | 30
2021-06-06 03:00 | 3:00 | 5.0357 | 30
2021-06-06 03:30 | 3:30 | 5.1493 | 30
2021-06-06 04:00 | 4:00 | 5.3155 | 30
2021-06-06 04:30 | 4:30 | 5.5971 | 30
2021-06-06 05:00 | 5:00 | 5.826 | 30
2021-06-06 05:30 | 5:30 | 6.1106 | 30
2021-06-06 06:00 | 6:00 | 6.6284 | 30
2021-06-06 06:30 | 6:30 | 7.1652 | 30
2021-06-06 07:00 | 7:00 | 7.3061 | 30
2021-06-06 07:30 | 7:30 | 6.9757 | 30
2021-06-06 08:00 | 8:00 | 6.5499 | 30
2021-06-06 08:30 | 8:30 | 5.684 | 30
2021-06-06 09:00 | 9:00 | 4.5854 | 30
2021-06-06 09:30 | 9:30 | 3.4717 | 30
2021-06-06 10:00 | 10:00 | 2.6444 | 30
2021-06-06 10:30 | 10:30 | 2.0522 | 30
2021-06-06 11:00 | 11:00 | 1.5527 | 30
2021-06-06 11:30 | 11:30 | 1.1853 | 30
2021-06-06 12:00 | 12:00 | 0.93577 | 30
2021-06-06 12:30 | 12:30 | 1.0898 | 30
2021-06-06 13:00 | 13:00 | 1.4138 | 30
2021-06-06 13:30 | 13:30 | 1.5538 | 30
2021-06-06 14:00 | 14:00 | 2.2304 | 30
2021-06-06 14:30 | 14:30 | 3.3179 | 30
2021-06-06 15:00 | 15:00 | 4.5018 | 30
2021-06-06 15:30 | 15:30 | 5.8087 | 30
2021-06-06 16:00 | 16:00 | 7.4644 | 30
2021-06-06 16:30 | 16:30 | 9.0657 | 30
2021-06-06 17:00 | 17:00 | 10.5909 | 30
2021-06-06 17:30 | 17:30 | 11.693 | 30
2021-06-06 18:00 | 18:00 | 11.9072 | 30
2021-06-06 18:30 | 18:30 | 11.8212 | 30
2021-06-06 19:00 | 19:00 | 11.5769 | 30
2021-06-06 19:30 | 19:30 | 11.2104 | 30
2021-06-06 20:00 | 20:00 | 11.0236 | 30
2021-06-06 20:30 | 20:30 | 10.6159 | 30
2021-06-06 21:00 | 21:00 | 10.0929 | 30
2021-06-06 21:30 | 21:30 | 9.4798 | 30
2021-06-06 22:00 | 22:00 | 8.6263 | 30
2021-06-06 22:30 | 22:30 | 8.5814 | 30
2021-06-06 23:00 | 23:00 | 8.292 | 30
2021-06-06 23:30 | 23:30 | 7.7343 | 30
2021-06-07 | 0:00 | 7.192 | 30
2021-06-07 00:30 | 0:30 | 6.7488 | 30
2021-06-07 01:00 | 1:00 | 6.312 | 30
2021-06-07 01:30 | 1:30 | 4.952 | 30
2021-06-07 02:00 | 2:00 | 4.8404 | 30
2021-06-07 02:30 | 2:30 | 5.4224 | 30
2021-06-07 03:00 | 3:00 | 5.8962 | 30
2021-06-07 03:30 | 3:30 | 6.0672 | 30
2021-06-07 04:00 | 4:00 | 6.4102 | 30
2021-06-07 04:30 | 4:30 | 6.7757 | 30
2021-06-07 05:00 | 5:00 | 8.1779 | 30
2021-06-07 05:30 | 5:30 | 9.0327 | 30
2021-06-07 06:00 | 6:00 | 9.6936 | 30
2021-06-07 06:30 | 6:30 | 10.7499 | 30
2021-06-07 07:00 | 7:00 | 10.79 | 30
2021-06-07 07:30 | 7:30 | 9.9154 | 30
2021-06-07 08:00 | 8:00 | 8.0099 | 30
2021-06-07 08:30 | 8:30 | 6.2376 | 30
2021-06-07 09:00 | 9:00 | 4.7754 | 30
2021-06-07 09:30 | 9:30 | 3.4403 | 30
2021-06-07 10:00 | 10:00 | 2.3862 | 30
2021-06-07 10:30 | 10:30 | 1.7237 | 30
2021-06-07 11:00 | 11:00 | 0.91462 | 30
2021-06-07 11:30 | 11:30 | 0.42394 | 30
2021-06-07 12:00 | 12:00 | 0.4501 | 30
2021-06-07 12:30 | 12:30 | 0.70803 | 30
2021-06-07 13:00 | 13:00 | 0.95135 | 30
2021-06-07 13:30 | 13:30 | 1.7783 | 30
2021-06-07 14:00 | 14:00 | 3.3004 | 30
2021-06-07 14:30 | 14:30 | 3.6325 | 30
2021-06-07 15:00 | 15:00 | 4.1195 | 30
2021-06-07 15:30 | 15:30 | 4.9219 | 30
2021-06-07 16:00 | 16:00 | 6.3325 | 30
2021-06-07 16:30 | 16:30 | 8.2683 | 30
2021-06-07 17:00 | 17:00 | 9.8256 | 30
2021-06-07 17:30 | 17:30 | 11.283 | 30
2021-06-07 18:00 | 18:00 | 12.0817 | 30
2021-06-07 18:30 | 18:30 | 12.4996 | 30
2021-06-07 19:00 | 19:00 | 12.2089 | 30
2021-06-07 19:30 | 19:30 | 11.6 | 30
2021-06-07 20:00 | 20:00 | 11.4241 | 30
2021-06-07 20:30 | 20:30 | 10.7804 | 30
2021-06-07 21:00 | 21:00 | 10.0935 | 30
2021-06-07 21:30 | 21:30 | 9.4793 | 30
2021-06-07 22:00 | 22:00 | 8.7905 | 30
2021-06-07 22:30 | 22:30 | 8.767 | 30
2021-06-07 23:00 | 23:00 | 8.2729 | 30
2021-06-07 23:30 | 23:30 | 7.553 | 30
2021-06-08 | 0:00 | 7.1184 | 30
2021-06-08 00:30 | 0:30 | 6.6646 | 30
2021-06-08 01:00 | 1:00 | 6.2973 | 30
2021-06-08 01:30 | 1:30 | 5.3255 | 30
2021-06-08 02:00 | 2:00 | 5.5825 | 30
2021-06-08 02:30 | 2:30 | 5.2843 | 30
2021-06-08 03:00 | 3:00 | 5.0093 | 30
2021-06-08 03:30 | 3:30 | 6.0154 | 30
2021-06-08 04:00 | 4:00 | 6.9066 | 30
2021-06-08 04:30 | 4:30 | 7.4432 | 30
2021-06-08 05:00 | 5:00 | 8.1164 | 30
2021-06-08 05:30 | 5:30 | 8.8551 | 30
2021-06-08 06:00 | 6:00 | 9.763 | 30
2021-06-08 06:30 | 6:30 | 10.498 | 30
2021-06-08 07:00 | 7:00 | 10.5391 | 30
2021-06-08 07:30 | 7:30 | 9.2737 | 30
2021-06-08 08:00 | 8:00 | 7.6649 | 30
2021-06-08 08:30 | 8:30 | 6.0261 | 30
2021-06-08 09:00 | 9:00 | 4.4737 | 30
2021-06-08 09:30 | 9:30 | 3.2435 | 30
2021-06-08 10:00 | 10:00 | 1.577 | 30
2021-06-08 10:30 | 10:30 | 1.5775 | 30
2021-06-08 11:00 | 11:00 | 1.9301 | 30
2021-06-08 11:30 | 11:30 | 2.4747 | 30
2021-06-08 12:00 | 12:00 | 3.3404 | 30
2021-06-08 12:30 | 12:30 | 4.4985 | 30
2021-06-08 13:00 | 13:00 | 4.9428 | 30
2021-06-08 13:30 | 13:30 | 4.7779 | 30
2021-06-08 14:00 | 14:00 | 4.1606 | 30
2021-06-08 14:30 | 14:30 | 4.4314 | 30
2021-06-08 15:00 | 15:00 | 3.9934 | 30
2021-06-08 15:30 | 15:30 | 5.2884 | 30
2021-06-08 16:00 | 16:00 | 6.2895 | 30
2021-06-08 16:30 | 16:30 | 7.6846 | 30
2021-06-08 17:00 | 17:00 | 9.5302 | 30
2021-06-08 17:30 | 17:30 | 10.6382 | 30
2021-06-08 18:00 | 18:00 | 10.9391 | 30
2021-06-08 18:30 | 18:30 | 10.7912 | 30
2021-06-08 19:00 | 19:00 | 10.9643 | 30
2021-06-08 19:30 | 19:30 | 10.4119 | 30
2021-06-08 20:00 | 20:00 | 10.5612 | 30
2021-06-08 20:30 | 20:30 | 10.4224 | 30
2021-06-08 21:00 | 21:00 | 9.8462 | 30
2021-06-08 21:30 | 21:30 | 9.1699 | 30
2021-06-08 22:00 | 22:00 | 8.0447 | 30
2021-06-08 22:30 | 22:30 | 7.7595 | 30
2021-06-08 23:00 | 23:00 | 7.2599 | 30
2021-06-08 23:30 | 23:30 | 7.4126 | 30
2021-06-09 | 0:00 | 7.0187 | 30
2021-06-09 00:30 | 0:30 | 5.7541 | 30
2021-06-09 01:00 | 1:00 | 4.825 | 30
2021-06-09 01:30 | 1:30 | 4.5614 | 30
2021-06-09 02:00 | 2:00 | 4.4117 | 30
2021-06-09 02:30 | 2:30 | 4.4637 | 30
2021-06-09 03:00 | 3:00 | 4.7833 | 30
2021-06-09 03:30 | 3:30 | 4.8687 | 30
2021-06-09 04:00 | 4:00 | 4.9537 | 30
2021-06-09 04:30 | 4:30 | 4.8306 | 30
2021-06-09 05:00 | 5:00 | 5.2119 | 30
2021-06-09 05:30 | 5:30 | 5.7644 | 30
2021-06-09 06:00 | 6:00 | 6.3852 | 30
2021-06-09 06:30 | 6:30 | 7.0507 | 30
2021-06-09 07:00 | 7:00 | 7.3149 | 30
2021-06-09 07:30 | 7:30 | 7.4937 | 30
2021-06-09 08:00 | 8:00 | 7.3798 | 30
2021-06-09 08:30 | 8:30 | 6.7437 | 30
2021-06-09 09:00 | 9:00 | 5.6521 | 30
2021-06-09 09:30 | 9:30 | 4.8019 | 30
2021-06-09 10:00 | 10:00 | 4.1483 | 30
2021-06-09 10:30 | 10:30 | 2.893 | 30
2021-06-09 11:00 | 11:00 | 3.6697 | 30
2021-06-09 11:30 | 11:30 | 1.6975 | 30
2021-06-09 12:00 | 12:00 | 2.8055 | 30
2021-06-09 12:30 | 12:30 | 3.4384 | 30
2021-06-09 13:00 | 13:00 | 1.0497 | 30
2021-06-09 13:30 | 13:30 | 0.68994 | 30
2021-06-09 14:00 | 14:00 | 1.4921 | 30
2021-06-09 14:30 | 14:30 | 2.7298 | 30
2021-06-09 15:00 | 15:00 | 3.2783 | 30
2021-06-09 15:30 | 15:30 | 4.8021 | 30
2021-06-09 16:00 | 16:00 | 6.5567 | 30
2021-06-09 16:30 | 16:30 | 8.3543 | 30
2021-06-09 17:00 | 17:00 | 10.5608 | 30
2021-06-09 17:30 | 17:30 | 12.0478 | 30
2021-06-09 18:00 | 18:00 | 12.6854 | 30
2021-06-09 18:30 | 18:30 | 13.3952 | 30
2021-06-09 19:00 | 19:00 | 13.7418 | 30
2021-06-09 19:30 | 19:30 | 13.8517 | 30
2021-06-09 20:00 | 20:00 | 13.5017 | 30
2021-06-09 20:30 | 20:30 | 12.9377 | 30
2021-06-09 21:00 | 21:00 | 12.5301 | 30
2021-06-09 21:30 | 21:30 | 11.6839 | 30
2021-06-09 22:00 | 22:00 | 10.656 | 30
2021-06-09 22:30 | 22:30 | 10.5409 | 30
2021-06-09 23:00 | 23:00 | 9.9615 | 30
2021-06-09 23:30 | 23:30 | 9.1202 | 30
2021-06-10 | 0:00 | 8.5641 | 30
2021-06-10 00:30 | 0:30 | 8.1033 | 30
2021-06-10 01:00 | 1:00 | 7.7264 | 30
2021-06-10 01:30 | 1:30 | 7.4338 | 30
2021-06-10 02:00 | 2:00 | 7.4291 | 30
2021-06-10 02:30 | 2:30 | 7.4486 | 30
2021-06-10 03:00 | 3:00 | 7.4251 | 30
2021-06-10 03:30 | 3:30 | 7.5087 | 30
2021-06-10 04:00 | 4:00 | 7.8633 | 30
2021-06-10 04:30 | 4:30 | 8.2931 | 30
2021-06-10 05:00 | 5:00 | 9.1341 | 30
2021-06-10 05:30 | 5:30 | 10.1814 | 30
2021-06-10 06:00 | 6:00 | 11.2506 | 30
2021-06-10 06:30 | 6:30 | 12.1526 | 30
2021-06-10 07:00 | 7:00 | 12.2802 | 30
2021-06-10 07:30 | 7:30 | 11.3156 | 30
2021-06-10 08:00 | 8:00 | 9.4587 | 30
2021-06-10 08:30 | 8:30 | 7.5504 | 30
2021-06-10 09:00 | 9:00 | 5.7297 | 30
2021-06-10 09:30 | 9:30 | 4.2985 | 30
2021-06-10 10:00 | 10:00 | 3.0523 | 30
2021-06-10 10:30 | 10:30 | 2.0934 | 30
2021-06-10 11:00 | 11:00 | 1.4335 | 30
2021-06-10 11:30 | 11:30 | 1.0582 | 30
2021-06-10 12:00 | 12:00 | 0.84735 | 30
2021-06-10 12:30 | 12:30 | 0.91868 | 30
2021-06-10 13:00 | 13:00 | 1.3304 | 30
2021-06-10 13:30 | 13:30 | 1.6151 | 30
2021-06-10 14:00 | 14:00 | 1.965 | 30
2021-06-10 14:30 | 14:30 | 2.7185 | 30
2021-06-10 15:00 | 15:00 | 3.254 | 30
2021-06-10 15:30 | 15:30 | 4.8354 | 30
2021-06-10 16:00 | 16:00 | 7.3969 | 30
2021-06-10 16:30 | 16:30 | 9.2588 | 30
2021-06-10 17:00 | 17:00 | 11.2582 | 30
2021-06-10 17:30 | 17:30 | 12.6075 | 30
2021-06-10 18:00 | 18:00 | 13.4945 | 30
2021-06-10 18:30 | 18:30 | 13.795 | 30
2021-06-10 19:00 | 19:00 | 13.8954 | 30
2021-06-10 19:30 | 19:30 | 13.7338 | 30
2021-06-10 20:00 | 20:00 | 13.558 | 30
2021-06-10 20:30 | 20:30 | 13.0492 | 30
2021-06-10 21:00 | 21:00 | 12.5398 | 30
2021-06-10 21:30 | 21:30 | 11.7096 | 30
2021-06-10 22:00 | 22:00 | 10.8156 | 30
2021-06-10 22:30 | 22:30 | 10.5323 | 30
2021-06-10 23:00 | 23:00 | 10.0249 | 30
2021-06-10 23:30 | 23:30 | 9.3306 | 30
2021-06-11 | 0:00 | 7.7382 | 30
2021-06-11 00:30 | 0:30 | 6.5214 | 30
2021-06-11 01:00 | 1:00 | 6.1573 | 30
2021-06-11 01:30 | 1:30 | 5.9242 | 30
2021-06-11 02:00 | 2:00 | 6.1435 | 30
2021-06-11 02:30 | 2:30 | 7.1985 | 30
2021-06-11 03:00 | 3:00 | 7.2995 | 30
2021-06-11 03:30 | 3:30 | 7.6755 | 30
2021-06-11 04:00 | 4:00 | 8.1153 | 30
2021-06-11 04:30 | 4:30 | 8.648 | 30
2021-06-11 05:00 | 5:00 | 9.3842 | 30
2021-06-11 05:30 | 5:30 | 10.1371 | 30
2021-06-11 06:00 | 6:00 | 11.1092 | 30
2021-06-11 06:30 | 6:30 | 12.2199 | 30
2021-06-11 07:00 | 7:00 | 12.3882 | 30
2021-06-11 07:30 | 7:30 | 11.8888 | 30
2021-06-11 08:00 | 8:00 | 10.786 | 30
2021-06-11 08:30 | 8:30 | 9.7286 | 30
2021-06-11 09:00 | 9:00 | 5.4392 | 30
2021-06-11 09:30 | 9:30 | 4.1846 | 30
2021-06-11 10:00 | 10:00 | 2.4748 | 30
2021-06-11 10:30 | 10:30 | 2.3098 | 30
2021-06-11 11:00 | 11:00 | 2.5468 | 30
2021-06-11 11:30 | 11:30 | 1.6441 | 30
2021-06-11 12:00 | 12:00 | 1.96 | 30
2021-06-11 12:30 | 12:30 | 1.9591 | 30
2021-06-11 13:00 | 13:00 | 1.6023 | 30
2021-06-11 13:30 | 13:30 | 2.1157 | 30
2021-06-11 14:00 | 14:00 | 3.7417 | 30
2021-06-11 14:30 | 14:30 | 4.5074 | 30
2021-06-11 15:00 | 15:00 | 4.9814 | 30
2021-06-11 15:30 | 15:30 | 7.0371 | 30
2021-06-11 16:00 | 16:00 | 7.3124 | 30
2021-06-11 16:30 | 16:30 | 9.2982 | 30
2021-06-11 17:00 | 17:00 | 10.1804 | 30
2021-06-11 17:30 | 17:30 | 11.1099 | 30
2021-06-11 18:00 | 18:00 | 11.5324 | 30
2021-06-11 18:30 | 18:30 | 12.1546 | 30
2021-06-11 19:00 | 19:00 | 11.9234 | 30
2021-06-11 19:30 | 19:30 | 11.8353 | 30
2021-06-11 20:00 | 20:00 | 11.6416 | 30
2021-06-11 20:30 | 20:30 | 11.3124 | 30
2021-06-11 21:00 | 21:00 | 10.8574 | 30
2021-06-11 21:30 | 21:30 | 10.4193 | 30
2021-06-11 22:00 | 22:00 | 9.9776 | 30
2021-06-11 22:30 | 22:30 | 9.9354 | 30
2021-06-11 23:00 | 23:00 | 9.4259 | 30
2021-06-11 23:30 | 23:30 | 8.6108 | 30
2021-06-12 | 0:00 | 7.7215 | 30
2021-06-12 00:30 | 0:30 | 7.1892 | 30
2021-06-12 01:00 | 1:00 | 6.7716 | 30
2021-06-12 01:30 | 1:30 | 6.3375 | 30
2021-06-12 02:00 | 2:00 | 6.2448 | 30
2021-06-12 02:30 | 2:30 | 6.0775 | 30
2021-06-12 03:00 | 3:00 | 6.1428 | 30
2021-06-12 03:30 | 3:30 | 6.1066 | 30
2021-06-12 04:00 | 4:00 | 6.1854 | 30
2021-06-12 04:30 | 4:30 | 6.5847 | 30
2021-06-12 05:00 | 5:00 | 7.0024 | 30
2021-06-12 05:30 | 5:30 | 7.7404 | 30
2021-06-12 06:00 | 6:00 | 8.5106 | 30
2021-06-12 06:30 | 6:30 | 9.3201 | 30
2021-06-12 07:00 | 7:00 | 9.6379 | 30
2021-06-12 07:30 | 7:30 | 9.4163 | 30
2021-06-12 08:00 | 8:00 | 8.6296 | 30
2021-06-12 08:30 | 8:30 | 7.2622 | 30
2021-06-12 09:00 | 9:00 | 5.7906 | 30
2021-06-12 09:30 | 9:30 | 4.1173 | 30
2021-06-12 10:00 | 10:00 | 2.864 | 30
2021-06-12 10:30 | 10:30 | 1.8208 | 30
2021-06-12 11:00 | 11:00 | 1.1598 | 30
2021-06-12 11:30 | 11:30 | 0.76128 | 30
2021-06-12 12:00 | 12:00 | 0.78773 | 30
2021-06-12 12:30 | 12:30 | 0.84386 | 30
2021-06-12 13:00 | 13:00 | 0.88537 | 30
2021-06-12 13:30 | 13:30 | 1.0323 | 30
2021-06-12 14:00 | 14:00 | 1.7513 | 30
2021-06-12 14:30 | 14:30 | 2.6943 | 30
2021-06-12 15:00 | 15:00 | 3.6228 | 30
2021-06-12 15:30 | 15:30 | 4.812 | 30
2021-06-12 16:00 | 16:00 | 6.245 | 30
2021-06-12 16:30 | 16:30 | 7.6637 | 30
2021-06-12 17:00 | 17:00 | 9.0003 | 30
2021-06-12 17:30 | 17:30 | 10.266 | 30
2021-06-12 18:00 | 18:00 | 10.409 | 30
2021-06-12 18:30 | 18:30 | 10.6712 | 30
2021-06-12 19:00 | 19:00 | 10.5561 | 30
2021-06-12 19:30 | 19:30 | 10.4231 | 30
2021-06-12 20:00 | 20:00 | 10.2986 | 30
2021-06-12 20:30 | 20:30 | 10.0205 | 30
2021-06-12 21:00 | 21:00 | 9.9112 | 30
2021-06-12 21:30 | 21:30 | 9.5136 | 30
2021-06-12 22:00 | 22:00 | 9.064 | 30
2021-06-12 22:30 | 22:30 | 9.2963 | 30
2021-06-12 23:00 | 23:00 | 9.1847 | 30
2021-06-12 23:30 | 23:30 | 8.7484 | 30
2021-06-13 | 0:00 | 8.3019 | 30
2021-06-13 00:30 | 0:30 | 7.8163 | 30
2021-06-13 01:00 | 1:00 | 7.4225 | 30
2021-06-13 01:30 | 1:30 | 7.1397 | 30
2021-06-13 02:00 | 2:00 | 7.2712 | 30
2021-06-13 02:30 | 2:30 | 7.189 | 30
2021-06-13 03:00 | 3:00 | 7.2155 | 30
2021-06-13 03:30 | 3:30 | 7.2106 | 30
2021-06-13 04:00 | 4:00 | 7.3117 | 30
2021-06-13 04:30 | 4:30 | 7.3954 | 30
2021-06-13 05:00 | 5:00 | 7.6561 | 30
2021-06-13 05:30 | 5:30 | 8.0964 | 30
2021-06-13 06:00 | 6:00 | 8.5237 | 30
2021-06-13 06:30 | 6:30 | 9.1375 | 30
2021-06-13 07:00 | 7:00 | 9.5597 | 30
2021-06-13 07:30 | 7:30 | 9.3174 | 30
2021-06-13 08:00 | 8:00 | 9.3263 | 30
2021-06-13 08:30 | 8:30 | 8.2759 | 30
2021-06-13 09:00 | 9:00 | 6.9083 | 30
2021-06-13 09:30 | 9:30 | 5.3832 | 30
2021-06-13 10:00 | 10:00 | 4.0068 | 30
2021-06-13 10:30 | 10:30 | 3.0972 | 30
2021-06-13 11:00 | 11:00 | 2.3453 | 30
2021-06-13 11:30 | 11:30 | 1.6995 | 30
2021-06-13 12:00 | 12:00 | 1.424 | 30
2021-06-13 12:30 | 12:30 | 1.5593 | 30
2021-06-13 13:00 | 13:00 | 1.7101 | 30
2021-06-13 13:30 | 13:30 | 2.2921 | 30
2021-06-13 14:00 | 14:00 | 2.9648 | 30
2021-06-13 14:30 | 14:30 | 4.0309 | 30
2021-06-13 15:00 | 15:00 | 5.2909 | 30
2021-06-13 15:30 | 15:30 | 6.6208 | 30
2021-06-13 16:00 | 16:00 | 8.1699 | 30
2021-06-13 16:30 | 16:30 | 9.9744 | 30
2021-06-13 17:00 | 17:00 | 11.7637 | 30
2021-06-13 17:30 | 17:30 | 12.4909 | 30
2021-06-13 18:00 | 18:00 | 12.3728 | 30
2021-06-13 18:30 | 18:30 | 12.4888 | 30
2021-06-13 19:00 | 19:00 | 12.302 | 30
2021-06-13 19:30 | 19:30 | 12.184 | 30
2021-06-13 20:00 | 20:00 | 11.8218 | 30
2021-06-13 20:30 | 20:30 | 11.4726 | 30
2021-06-13 21:00 | 21:00 | 10.8225 | 30
2021-06-13 21:30 | 21:30 | 10.3364 | 30
2021-06-13 22:00 | 22:00 | 9.3746 | 30
2021-06-13 22:30 | 22:30 | 8.897 | 30
2021-06-13 23:00 | 23:00 | 8.4728 | 30
2021-06-13 23:30 | 23:30 | 7.8785 | 30
2021-06-14 | 0:00 | 7.4334 | 30
2021-06-14 00:30 | 0:30 | 7.0977 | 30
2021-06-14 01:00 | 1:00 | 6.4887 | 30
2021-06-14 01:30 | 1:30 | 6.3399 | 30
2021-06-14 02:00 | 2:00 | 6.2214 | 30
2021-06-14 02:30 | 2:30 | 6.1789 | 30
2021-06-14 03:00 | 3:00 | 6.2482 | 30
2021-06-14 03:30 | 3:30 | 6.3001 | 30
2021-06-14 04:00 | 4:00 | 6.637 | 30
2021-06-14 04:30 | 4:30 | 7.1702 | 30
2021-06-14 05:00 | 5:00 | 8.0441 | 30
2021-06-14 05:30 | 5:30 | 8.8427 | 30
2021-06-14 06:00 | 6:00 | 10.1592 | 30
2021-06-14 06:30 | 6:30 | 11.5927 | 30
2021-06-14 07:00 | 7:00 | 11.8398 | 30
2021-06-14 07:30 | 7:30 | 11.9009 | 30
2021-06-14 08:00 | 8:00 | 10.2175 | 30
2021-06-14 08:30 | 8:30 | 7.9403 | 30
2021-06-14 09:00 | 9:00 | 5.9087 | 30
2021-06-14 09:30 | 9:30 | 4.4276 | 30
2021-06-14 10:00 | 10:00 | 3.2607 | 30
2021-06-14 10:30 | 10:30 | 2.1803 | 30
2021-06-14 11:00 | 11:00 | 1.5581 | 30
2021-06-14 11:30 | 11:30 | 1.3124 | 30
2021-06-14 12:00 | 12:00 | 0.67778 | 30
2021-06-14 12:30 | 12:30 | 0.59887 | 30
2021-06-14 13:00 | 13:00 | 0.88869 | 30
2021-06-14 13:30 | 13:30 | 1.409 | 30
2021-06-14 14:00 | 14:00 | 2.0675 | 30
2021-06-14 14:30 | 14:30 | 2.8675 | 30
2021-06-14 15:00 | 15:00 | 3.9763 | 30
2021-06-14 15:30 | 15:30 | 5.4388 | 30
2021-06-14 16:00 | 16:00 | 7.5599 | 30
2021-06-14 16:30 | 16:30 | 9.4704 | 30
2021-06-14 17:00 | 17:00 | 11.3278 | 30
2021-06-14 17:30 | 17:30 | 12.6492 | 30
2021-06-14 18:00 | 18:00 | 13.2777 | 30
2021-06-14 18:30 | 18:30 | 13.3259 | 30
2021-06-14 19:00 | 19:00 | 13.1805 | 30
2021-06-14 19:30 | 19:30 | 12.9226 | 30
2021-06-14 20:00 | 20:00 | 12.5386 | 30
2021-06-14 20:30 | 20:30 | 11.8422 | 30
2021-06-14 21:00 | 21:00 | 11.3709 | 30
2021-06-14 21:30 | 21:30 | 10.5475 | 30
2021-06-14 22:00 | 22:00 | 9.6338 | 30
2021-06-14 22:30 | 22:30 | 8.7511 | 30
2021-06-14 23:00 | 23:00 | 7.8597 | 30
2021-06-14 23:30 | 23:30 | 7.1798 | 30
2021-06-15 | 0:00 | 6.6663 | 30
2021-06-15 00:30 | 0:30 | 6.0468 | 30
2021-06-15 01:00 | 1:00 | 6.0126 | 30
2021-06-15 01:30 | 1:30 | 6.3784 | 30
2021-06-15 02:00 | 2:00 | 6.4735 | 30
2021-06-15 02:30 | 2:30 | 6.3137 | 30
2021-06-15 03:00 | 3:00 | 6.4218 | 30
2021-06-15 03:30 | 3:30 | 6.4682 | 30
2021-06-15 04:00 | 4:00 | 6.8857 | 30
2021-06-15 04:30 | 4:30 | 7.3596 | 30
2021-06-15 05:00 | 5:00 | 8.0585 | 30
2021-06-15 05:30 | 5:30 | 8.8073 | 30
2021-06-15 06:00 | 6:00 | 9.5961 | 30
2021-06-15 06:30 | 6:30 | 10.2913 | 30
2021-06-15 07:00 | 7:00 | 10.2318 | 30
2021-06-15 07:30 | 7:30 | 9.2105 | 30
2021-06-15 08:00 | 8:00 | 7.7873 | 30
2021-06-15 08:30 | 8:30 | 6.5934 | 30
2021-06-15 09:00 | 9:00 | 7.142 | 30
2021-06-15 09:30 | 9:30 | 9.8364 | 30
2021-06-15 10:00 | 10:00 | 9.4518 | 30
2021-06-15 10:30 | 10:30 | 8.298 | 30
2021-06-15 11:00 | 11:00 | 6.7735 | 30
2021-06-15 11:30 | 11:30 | 3.8744 | 30
2021-06-15 12:00 | 12:00 | 0.7608 | 30
2021-06-15 12:30 | 12:30 | 0.76655 | 30
2021-06-15 13:00 | 13:00 | 0.94165 | 30
2021-06-15 13:30 | 13:30 | 1.3171 | 30
2021-06-15 14:00 | 14:00 | 3.251 | 30
2021-06-15 14:30 | 14:30 | 3.2112 | 30
2021-06-15 15:00 | 15:00 | 5.8147 | 30
2021-06-15 15:30 | 15:30 | 7.1673 | 30
2021-06-15 16:00 | 16:00 | 8.6757 | 30
2021-06-15 16:30 | 16:30 | 9.6419 | 30
2021-06-15 17:00 | 17:00 | 11.0648 | 30
2021-06-15 17:30 | 17:30 | 12.3103 | 30
2021-06-15 18:00 | 18:00 | 12.7272 | 30
2021-06-15 18:30 | 18:30 | 12.7433 | 30
2021-06-15 19:00 | 19:00 | 12.2406 | 30
2021-06-15 19:30 | 19:30 | 11.92 | 30
2021-06-15 20:00 | 20:00 | 11.7171 | 30
2021-06-15 20:30 | 20:30 | 11.4727 | 30
2021-06-15 21:00 | 21:00 | 10.7229 | 30
2021-06-15 21:30 | 21:30 | 10.0591 | 30
2021-06-15 22:00 | 22:00 | 9.401 | 30
2021-06-15 22:30 | 22:30 | 9.3704 | 30
2021-06-15 23:00 | 23:00 | 9.113 | 30
2021-06-15 23:30 | 23:30 | 8.3804 | 30
2021-06-16 | 0:00 | 7.7671 | 30
2021-06-16 00:30 | 0:30 | 7.3713 | 30
2021-06-16 01:00 | 1:00 | 7.0727 | 30
2021-06-16 01:30 | 1:30 | 6.8338 | 30
2021-06-16 02:00 | 2:00 | 6.742 | 30
2021-06-16 02:30 | 2:30 | 5.7281 | 30
2021-06-16 03:00 | 3:00 | 5.5769 | 30
2021-06-16 03:30 | 3:30 | 5.6113 | 30
2021-06-16 04:00 | 4:00 | 5.9209 | 30
2021-06-16 04:30 | 4:30 | 6.2768 | 30
2021-06-16 05:00 | 5:00 | 7.7834 | 30
2021-06-16 05:30 | 5:30 | 8.2467 | 30
2021-06-16 06:00 | 6:00 | 8.429 | 30
2021-06-16 06:30 | 6:30 | 9.1739 | 30
2021-06-16 07:00 | 7:00 | 9.5253 | 30
2021-06-16 07:30 | 7:30 | 9.0562 | 30
2021-06-16 08:00 | 8:00 | 8.0424 | 30
2021-06-16 08:30 | 8:30 | 7.0363 | 30
2021-06-16 09:00 | 9:00 | 6.0348 | 30
2021-06-16 09:30 | 9:30 | 5.5911 | 30
2021-06-16 10:00 | 10:00 | 3.8922 | 30
2021-06-16 10:30 | 10:30 | 1.4423 | 30
2021-06-16 11:00 | 11:00 | 0.66301 | 30
2021-06-16 11:30 | 11:30 | 0.90722 | 30
2021-06-16 12:00 | 12:00 | 1.0021 | 30
2021-06-16 12:30 | 12:30 | 0.95986 | 30
2021-06-16 13:00 | 13:00 | 0.73888 | 30
2021-06-16 13:30 | 13:30 | 0.74433 | 30
2021-06-16 14:00 | 14:00 | 2.583 | 30
2021-06-16 14:30 | 14:30 | 2.4642 | 30
2021-06-16 15:00 | 15:00 | 3.0864 | 30
2021-06-16 15:30 | 15:30 | 4.2363 | 30
2021-06-16 16:00 | 16:00 | 6.4583 | 30
2021-06-16 16:30 | 16:30 | 7.6084 | 30
2021-06-16 17:00 | 17:00 | 9.4412 | 30
2021-06-16 17:30 | 17:30 | 10.8766 | 30
2021-06-16 18:00 | 18:00 | 11.5476 | 30
2021-06-16 18:30 | 18:30 | 11.6256 | 30
2021-06-16 19:00 | 19:00 | 11.5237 | 30
2021-06-16 19:30 | 19:30 | 11.419 | 30
2021-06-16 20:00 | 20:00 | 11.1968 | 30
2021-06-16 20:30 | 20:30 | 10.7169 | 30
2021-06-16 21:00 | 21:00 | 10.0622 | 30
2021-06-16 21:30 | 21:30 | 9.4662 | 30
2021-06-16 22:00 | 22:00 | 8.728 | 30
2021-06-16 22:30 | 22:30 | 8.7098 | 30
2021-06-16 23:00 | 23:00 | 8.221 | 30
2021-06-16 23:30 | 23:30 | 7.6256 | 30
2021-06-17 | 0:00 | 7.1296 | 30
2021-06-17 00:30 | 0:30 | 6.6611 | 30
2021-06-17 01:00 | 1:00 | 6.4835 | 30
2021-06-17 01:30 | 1:30 | 6.2217 | 30
2021-06-17 02:00 | 2:00 | 6.0078 | 30
2021-06-17 02:30 | 2:30 | 5.9668 | 30
2021-06-17 03:00 | 3:00 | 5.6298 | 30
2021-06-17 03:30 | 3:30 | 5.6672 | 30
2021-06-17 04:00 | 4:00 | 5.8909 | 30
2021-06-17 04:30 | 4:30 | 6.0581 | 30
2021-06-17 05:00 | 5:00 | 6.5626 | 30
2021-06-17 05:30 | 5:30 | 6.9826 | 30
2021-06-17 06:00 | 6:00 | 7.6699 | 30
2021-06-17 06:30 | 6:30 | 8.2489 | 30
2021-06-17 07:00 | 7:00 | 8.2702 | 30
2021-06-17 07:30 | 7:30 | 7.3369 | 30
2021-06-17 08:00 | 8:00 | 5.9258 | 30
2021-06-17 08:30 | 8:30 | 4.5341 | 30
2021-06-17 09:00 | 9:00 | 3.3679 | 30
2021-06-17 09:30 | 9:30 | 2.3037 | 30
2021-06-17 10:00 | 10:00 | 1.3346 | 30
2021-06-17 10:30 | 10:30 | 0.66573 | 30
2021-06-17 11:00 | 11:00 | 0.30703 | 30
2021-06-17 11:30 | 11:30 | 0.25082 | 30
2021-06-17 12:00 | 12:00 | 0.27028 | 30
2021-06-17 12:30 | 12:30 | 0.41774 | 30
2021-06-17 13:00 | 13:00 | 0.62085 | 30
2021-06-17 13:30 | 13:30 | 1.2833 | 30
2021-06-17 14:00 | 14:00 | 2.2191 | 30
2021-06-17 14:30 | 14:30 | 3.0861 | 30
2021-06-17 15:00 | 15:00 | 4.257 | 30
2021-06-17 15:30 | 15:30 | 5.6199 | 30
2021-06-17 16:00 | 16:00 | 7.0292 | 30
2021-06-17 16:30 | 16:30 | 8.4701 | 30
2021-06-17 17:00 | 17:00 | 9.7673 | 30
2021-06-17 17:30 | 17:30 | 10.8482 | 30
2021-06-17 18:00 | 18:00 | 11.3059 | 30
2021-06-17 18:30 | 18:30 | 11.5842 | 30
2021-06-17 19:00 | 19:00 | 11.5094 | 30
2021-06-17 19:30 | 19:30 | 11.4755 | 30
2021-06-17 20:00 | 20:00 | 11.3144 | 30
2021-06-17 20:30 | 20:30 | 11.2385 | 30
2021-06-17 21:00 | 21:00 | 10.8078 | 30
2021-06-17 21:30 | 21:30 | 10.1433 | 30
2021-06-17 22:00 | 22:00 | 9.4847 | 30
2021-06-17 22:30 | 22:30 | 9.4111 | 30
2021-06-17 23:00 | 23:00 | 8.9831 | 30
2021-06-17 23:30 | 23:30 | 8.2518 | 30
2021-06-18 | 0:00 | 7.6779 | 30
2021-06-18 00:30 | 0:30 | 6.0286 | 30
2021-06-18 01:00 | 1:00 | 5.3428 | 30
2021-06-18 01:30 | 1:30 | 5.1182 | 30
2021-06-18 02:00 | 2:00 | 5.0465 | 30
2021-06-18 02:30 | 2:30 | 5.1626 | 30
2021-06-18 03:00 | 3:00 | 6.6374 | 30
2021-06-18 03:30 | 3:30 | 6.8229 | 30
2021-06-18 04:00 | 4:00 | 7.0727 | 30
2021-06-18 04:30 | 4:30 | 7.4942 | 30
2021-06-18 05:00 | 5:00 | 8.226 | 30
2021-06-18 05:30 | 5:30 | 8.9167 | 30
2021-06-18 06:00 | 6:00 | 9.8766 | 30
2021-06-18 06:30 | 6:30 | 10.8733 | 30
2021-06-18 07:00 | 7:00 | 11.2722 | 30
2021-06-18 07:30 | 7:30 | 10.0214 | 30
2021-06-18 08:00 | 8:00 | 8.3623 | 30
2021-06-18 08:30 | 8:30 | 6.6756 | 30
2021-06-18 09:00 | 9:00 | 5.1488 | 30
2021-06-18 09:30 | 9:30 | 3.8273 | 30
2021-06-18 10:00 | 10:00 | 2.7782 | 30
2021-06-18 10:30 | 10:30 | 1.8553 | 30
2021-06-18 11:00 | 11:00 | 1.1584 | 30
2021-06-18 11:30 | 11:30 | 0.79346 | 30
2021-06-18 12:00 | 12:00 | 0.67796 | 30
2021-06-18 12:30 | 12:30 | 0.92386 | 30
2021-06-18 13:00 | 13:00 | 1.0956 | 30
2021-06-18 13:30 | 13:30 | 1.6477 | 30
2021-06-18 14:00 | 14:00 | 2.4035 | 30
2021-06-18 14:30 | 14:30 | 3.2203 | 30
2021-06-18 15:00 | 15:00 | 4.7121 | 30
2021-06-18 15:30 | 15:30 | 5.6544 | 30
2021-06-18 16:00 | 16:00 | 7.1174 | 30
2021-06-18 16:30 | 16:30 | 8.1267 | 30
2021-06-18 17:00 | 17:00 | 9.5823 | 30
2021-06-18 17:30 | 17:30 | 10.5443 | 30
2021-06-18 18:00 | 18:00 | 11.0215 | 30
2021-06-18 18:30 | 18:30 | 11.2536 | 30
2021-06-18 19:00 | 19:00 | 11.3256 | 30
2021-06-18 19:30 | 19:30 | 11.5341 | 30
2021-06-18 20:00 | 20:00 | 11.619 | 30
2021-06-18 20:30 | 20:30 | 11.382 | 30
2021-06-18 21:00 | 21:00 | 11.1381 | 30
2021-06-18 21:30 | 21:30 | 10.7256 | 30
2021-06-18 22:00 | 22:00 | 10.206 | 30
2021-06-18 22:30 | 22:30 | 10.1762 | 30
2021-06-18 23:00 | 23:00 | 9.7784 | 30
2021-06-18 23:30 | 23:30 | 9.1541 | 30
2021-06-19 | 0:00 | 8.5272 | 30
2021-06-19 00:30 | 0:30 | 7.9194 | 30
2021-06-19 01:00 | 1:00 | 7.4853 | 30
2021-06-19 01:30 | 1:30 | 7.1463 | 30
2021-06-19 02:00 | 2:00 | 7.1099 | 30
2021-06-19 02:30 | 2:30 | 6.9972 | 30
2021-06-19 03:00 | 3:00 | 6.9927 | 30
2021-06-19 03:30 | 3:30 | 6.9914 | 30
2021-06-19 04:00 | 4:00 | 7.0531 | 30
2021-06-19 04:30 | 4:30 | 7.2627 | 30
2021-06-19 05:00 | 5:00 | 7.0152 | 30
2021-06-19 05:30 | 5:30 | 7.0732 | 30
2021-06-19 06:00 | 6:00 | 7.4612 | 30
2021-06-19 06:30 | 6:30 | 8.0369 | 30
2021-06-19 07:00 | 7:00 | 8.0819 | 30
2021-06-19 07:30 | 7:30 | 7.7968 | 30
2021-06-19 08:00 | 8:00 | 6.846 | 30
2021-06-19 08:30 | 8:30 | 5.4425 | 30
2021-06-19 09:00 | 9:00 | 4.2153 | 30
2021-06-19 09:30 | 9:30 | 2.8939 | 30
2021-06-19 10:00 | 10:00 | 1.9164 | 30
2021-06-19 10:30 | 10:30 | 1.1911 | 30
2021-06-19 11:00 | 11:00 | 0.79024 | 30
2021-06-19 11:30 | 11:30 | 0.82766 | 30
2021-06-19 12:00 | 12:00 | 1.0392 | 30
2021-06-19 12:30 | 12:30 | 0.93649 | 30
2021-06-19 13:00 | 13:00 | 0.9379 | 30
2021-06-19 13:30 | 13:30 | 1.0109 | 30
2021-06-19 14:00 | 14:00 | 1.4462 | 30
2021-06-19 14:30 | 14:30 | 2.4426 | 30
2021-06-19 15:00 | 15:00 | 3.4863 | 30
2021-06-19 15:30 | 15:30 | 4.7933 | 30
2021-06-19 16:00 | 16:00 | 6.325 | 30
2021-06-19 16:30 | 16:30 | 7.9807 | 30
2021-06-19 17:00 | 17:00 | 9.5961 | 30
2021-06-19 17:30 | 17:30 | 10.7554 | 30
2021-06-19 18:00 | 18:00 | 11.1572 | 30
2021-06-19 18:30 | 18:30 | 11.4132 | 30
2021-06-19 19:00 | 19:00 | 11.2559 | 30
2021-06-19 19:30 | 19:30 | 10.9571 | 30
2021-06-19 20:00 | 20:00 | 10.8038 | 30
2021-06-19 20:30 | 20:30 | 10.7556 | 30
2021-06-19 21:00 | 21:00 | 10.6454 | 30
2021-06-19 21:30 | 21:30 | 10.4561 | 30
2021-06-19 22:00 | 22:00 | 9.6406 | 30
2021-06-19 22:30 | 22:30 | 9.7375 | 30
2021-06-19 23:00 | 23:00 | 9.4968 | 30
2021-06-19 23:30 | 23:30 | 8.7903 | 30
2021-06-20 | 0:00 | 8.1524 | 30
2021-06-20 00:30 | 0:30 | 7.8867 | 30
2021-06-20 01:00 | 1:00 | 7.5616 | 30
2021-06-20 01:30 | 1:30 | 7.2997 | 30
2021-06-20 02:00 | 2:00 | 7.1357 | 30
2021-06-20 02:30 | 2:30 | 7.0498 | 30
2021-06-20 03:00 | 3:00 | 7.0504 | 30
2021-06-20 03:30 | 3:30 | 7.0437 | 30
2021-06-20 04:00 | 4:00 | 7.0898 | 30
2021-06-20 04:30 | 4:30 | 7.1784 | 30
2021-06-20 05:00 | 5:00 | 7.3314 | 30
2021-06-20 05:30 | 5:30 | 7.5956 | 30
2021-06-20 06:00 | 6:00 | 8.0583 | 30
2021-06-20 06:30 | 6:30 | 8.5701 | 30
2021-06-20 07:00 | 7:00 | 8.9343 | 30
2021-06-20 07:30 | 7:30 | 8.8596 | 30
2021-06-20 08:00 | 8:00 | 8.388 | 30
2021-06-20 08:30 | 8:30 | 7.4342 | 30
2021-06-20 09:00 | 9:00 | 5.9626 | 30
2021-06-20 09:30 | 9:30 | 4.7614 | 30
2021-06-20 10:00 | 10:00 | 3.6179 | 30
2021-06-20 10:30 | 10:30 | 2.6334 | 30
2021-06-20 11:00 | 11:00 | 1.4855 | 30
2021-06-20 11:30 | 11:30 | 1.1543 | 30
2021-06-20 12:00 | 12:00 | 0.9126 | 30
2021-06-20 12:30 | 12:30 | 0.9574 | 30
2021-06-20 13:00 | 13:00 | 1.2143 | 30
2021-06-20 13:30 | 13:30 | 2.2031 | 30
2021-06-20 14:00 | 14:00 | 3.2973 | 30
2021-06-20 14:30 | 14:30 | 3.3508 | 30
2021-06-20 15:00 | 15:00 | 5.1685 | 30
2021-06-20 15:30 | 15:30 | 6.1554 | 30
2021-06-20 16:00 | 16:00 | 7.2539 | 30
2021-06-20 16:30 | 16:30 | 8.7024 | 30
2021-06-20 17:00 | 17:00 | 10.3677 | 30
2021-06-20 17:30 | 17:30 | 11.305 | 30
2021-06-20 18:00 | 18:00 | 11.7736 | 30
2021-06-20 18:30 | 18:30 | 12.1046 | 30
2021-06-20 19:00 | 19:00 | 11.7918 | 30
2021-06-20 19:30 | 19:30 | 10.8276 | 30
2021-06-20 20:00 | 20:00 | 10.6319 | 30
2021-06-20 20:30 | 20:30 | 10.1991 | 30
2021-06-20 21:00 | 21:00 | 9.7091 | 30
2021-06-20 21:30 | 21:30 | 9.1089 | 30
2021-06-20 22:00 | 22:00 | 8.716 | 30
2021-06-20 22:30 | 22:30 | 8.8248 | 30
2021-06-20 23:00 | 23:00 | 8.4796 | 30
2021-06-20 23:30 | 23:30 | 7.7932 | 30
2021-06-21 | 0:00 | 6.8139 | 30
2021-06-21 00:30 | 0:30 | 6.0078 | 30
2021-06-21 01:00 | 1:00 | 5.815 | 30
2021-06-21 01:30 | 1:30 | 3.9686 | 30
2021-06-21 02:00 | 2:00 | 3.9558 | 30
2021-06-21 02:30 | 2:30 | 3.9412 | 30
2021-06-21 03:00 | 3:00 | 4.5761 | 30
2021-06-21 03:30 | 3:30 | 5.9995 | 30
2021-06-21 04:00 | 4:00 | 7.5755 | 30
2021-06-21 04:30 | 4:30 | 7.588 | 30
2021-06-21 05:00 | 5:00 | 8.2598 | 30
2021-06-21 05:30 | 5:30 | 8.9338 | 30
2021-06-21 06:00 | 6:00 | 9.8613 | 30
2021-06-21 06:30 | 6:30 | 10.7939 | 30
2021-06-21 07:00 | 7:00 | 11.1156 | 30
2021-06-21 07:30 | 7:30 | 10.4129 | 30
2021-06-21 08:00 | 8:00 | 8.6069 | 30
2021-06-21 08:30 | 8:30 | 6.8593 | 30
2021-06-21 09:00 | 9:00 | 5.3169 | 30
2021-06-21 09:30 | 9:30 | 3.9239 | 30
2021-06-21 10:00 | 10:00 | 2.7584 | 30
2021-06-21 10:30 | 10:30 | 1.8596 | 30
2021-06-21 11:00 | 11:00 | 1.4046 | 30
2021-06-21 11:30 | 11:30 | 0.8825 | 30
2021-06-21 12:00 | 12:00 | 0.96917 | 30
2021-06-21 12:30 | 12:30 | 1.0623 | 30
2021-06-21 13:00 | 13:00 | 1.9896 | 30
2021-06-21 13:30 | 13:30 | 2.0784 | 30
2021-06-21 14:00 | 14:00 | 2.6614 | 30
2021-06-21 14:30 | 14:30 | 3.2977 | 30
2021-06-21 15:00 | 15:00 | 4.3218 | 30
2021-06-21 15:30 | 15:30 | 5.6451 | 30
2021-06-21 16:00 | 16:00 | 6.965 | 30
2021-06-21 16:30 | 16:30 | 8.1213 | 30
2021-06-21 17:00 | 17:00 | 9.785 | 30
2021-06-21 17:30 | 17:30 | 11.2703 | 30
2021-06-21 18:00 | 18:00 | 11.7668 | 30
2021-06-21 18:30 | 18:30 | 11.7324 | 30
2021-06-21 19:00 | 19:00 | 11.656 | 30
2021-06-21 19:30 | 19:30 | 11.2421 | 30
2021-06-21 20:00 | 20:00 | 11.0365 | 30
2021-06-21 20:30 | 20:30 | 10.7472 | 30
2021-06-21 21:00 | 21:00 | 10.2583 | 30
2021-06-21 21:30 | 21:30 | 9.2843 | 30
2021-06-21 22:00 | 22:00 | 8.3562 | 30
2021-06-21 22:30 | 22:30 | 8.198 | 30
2021-06-21 23:00 | 23:00 | 7.8923 | 30
2021-06-21 23:30 | 23:30 | 7.3022 | 30
2021-06-22 | 0:00 | 6.566 | 30
2021-06-22 00:30 | 0:30 | 6.0588 | 30
2021-06-22 01:00 | 1:00 | 5.7613 | 30
2021-06-22 01:30 | 1:30 | 5.4813 | 30
2021-06-22 02:00 | 2:00 | 5.3844 | 30
2021-06-22 02:30 | 2:30 | 5.3434 | 30
2021-06-22 03:00 | 3:00 | 5.2552 | 30
2021-06-22 03:30 | 3:30 | 5.3304 | 30
2021-06-22 04:00 | 4:00 | 5.7248 | 30
2021-06-22 04:30 | 4:30 | 6.0132 | 30
2021-06-22 05:00 | 5:00 | 6.7158 | 30
2021-06-22 05:30 | 5:30 | 7.4952 | 30
2021-06-22 06:00 | 6:00 | 8.2528 | 30
2021-06-22 06:30 | 6:30 | 9.2064 | 30
2021-06-22 07:00 | 7:00 | 9.5341 | 30
2021-06-22 07:30 | 7:30 | 8.913 | 30
2021-06-22 08:00 | 8:00 | 7.1087 | 30
2021-06-22 08:30 | 8:30 | 5.2172 | 30
2021-06-22 09:00 | 9:00 | 3.45 | 30
2021-06-22 09:30 | 9:30 | 2.2669 | 30
2021-06-22 10:00 | 10:00 | 0.99057 | 30
2021-06-22 10:30 | 10:30 | 0.51949 | 30
2021-06-22 11:00 | 11:00 | 0.76706 | 30
2021-06-22 11:30 | 11:30 | 1.1231 | 30
2021-06-22 12:00 | 12:00 | 1.2309 | 30
2021-06-22 12:30 | 12:30 | 0.9028 | 30
2021-06-22 13:00 | 13:00 | 0.83473 | 30
2021-06-22 13:30 | 13:30 | 0.83965 | 30
2021-06-22 14:00 | 14:00 | 1.1465 | 30
2021-06-22 14:30 | 14:30 | 2.1154 | 30
2021-06-22 15:00 | 15:00 | 3.8968 | 30
2021-06-22 15:30 | 15:30 | 4.7687 | 30
2021-06-22 16:00 | 16:00 | 6.0183 | 30
2021-06-22 16:30 | 16:30 | 7.4732 | 30
2021-06-22 17:00 | 17:00 | 8.6807 | 30
2021-06-22 17:30 | 17:30 | 10.1977 | 30
2021-06-22 18:00 | 18:00 | 10.7143 | 30
2021-06-22 18:30 | 18:30 | 11.0471 | 30
2021-06-22 19:00 | 19:00 | 11.0337 | 30
2021-06-22 19:30 | 19:30 | 10.8338 | 30
2021-06-22 20:00 | 20:00 | 10.3496 | 30
2021-06-22 20:30 | 20:30 | 9.8666 | 30
2021-06-22 21:00 | 21:00 | 9.2313 | 30
2021-06-22 21:30 | 21:30 | 8.4752 | 30
2021-06-22 22:00 | 22:00 | 7.6583 | 30
2021-06-22 22:30 | 22:30 | 7.4888 | 30
2021-06-22 23:00 | 23:00 | 7.1225 | 30
2021-06-22 23:30 | 23:30 | 6.4833 | 30
2021-06-23 | 0:00 | 5.8646 | 30
2021-06-23 00:30 | 0:30 | 5.5082 | 30
2021-06-23 01:00 | 1:00 | 5.1948 | 30
2021-06-23 01:30 | 1:30 | 4.9582 | 30
2021-06-23 02:00 | 2:00 | 4.8411 | 30
2021-06-23 02:30 | 2:30 | 4.6137 | 30
2021-06-23 03:00 | 3:00 | 4.6689 | 30
2021-06-23 03:30 | 3:30 | 5.0372 | 30
2021-06-23 04:00 | 4:00 | 5.4279 | 30
2021-06-23 04:30 | 4:30 | 6.104 | 30
2021-06-23 05:00 | 5:00 | 6.648 | 30
2021-06-23 05:30 | 5:30 | 7.2612 | 30
2021-06-23 06:00 | 6:00 | 7.985 | 30
2021-06-23 06:30 | 6:30 | 8.992 | 30
2021-06-23 07:00 | 7:00 | 8.2612 | 30
2021-06-23 07:30 | 7:30 | 6.9126 | 30
2021-06-23 08:00 | 8:00 | 6.3448 | 30
2021-06-23 08:30 | 8:30 | 5.1578 | 30
2021-06-23 09:00 | 9:00 | 3.8178 | 30
2021-06-23 09:30 | 9:30 | 2.2406 | 30
2021-06-23 10:00 | 10:00 | 1.4138 | 30
2021-06-23 10:30 | 10:30 | 2.1251 | 30
2021-06-23 11:00 | 11:00 | 3.6544 | 30
2021-06-23 11:30 | 11:30 | 5.7546 | 30
2021-06-23 12:00 | 12:00 | 4.394 | 30
2021-06-23 12:30 | 12:30 | 2.7251 | 30
2021-06-23 13:00 | 13:00 | 3.6343 | 30
2021-06-23 13:30 | 13:30 | 4.1784 | 30
2021-06-23 14:00 | 14:00 | 3.0837 | 30
2021-06-23 14:30 | 14:30 | 4.6581 | 30
2021-06-23 15:00 | 15:00 | 5.9791 | 30
2021-06-23 15:30 | 15:30 | 6.0977 | 30
2021-06-23 16:00 | 16:00 | 6.6343 | 30
2021-06-23 16:30 | 16:30 | 7.573 | 30
2021-06-23 17:00 | 17:00 | 9.1425 | 30
2021-06-23 17:30 | 17:30 | 11.2779 | 30
2021-06-23 18:00 | 18:00 | 11.0774 | 30
2021-06-23 18:30 | 18:30 | 10.9995 | 30
2021-06-23 19:00 | 19:00 | 10.4348 | 30
2021-06-23 19:30 | 19:30 | 10.1413 | 30
2021-06-23 20:00 | 20:00 | 9.8444 | 30
2021-06-23 20:30 | 20:30 | 9.3002 | 30
2021-06-23 21:00 | 21:00 | 8.8192 | 30
2021-06-23 21:30 | 21:30 | 8.2172 | 30
2021-06-23 22:00 | 22:00 | 7.395 | 30
2021-06-23 22:30 | 22:30 | 7.1568 | 30
2021-06-23 23:00 | 23:00 | 6.7664 | 30
2021-06-23 23:30 | 23:30 | 6.1042 | 30
2021-06-24 | 0:00 | 5.6002 | 30
2021-06-24 00:30 | 0:30 | 5.2268 | 30
2021-06-24 01:00 | 1:00 | 5.097 | 30
2021-06-24 01:30 | 1:30 | 4.8747 | 30
2021-06-24 02:00 | 2:00 | 4.7827 | 30
2021-06-24 02:30 | 2:30 | 4.6435 | 30
2021-06-24 03:00 | 3:00 | 4.5343 | 30
2021-06-24 03:30 | 3:30 | 4.6057 | 30
2021-06-24 04:00 | 4:00 | 4.6937 | 30
2021-06-24 04:30 | 4:30 | 4.9068 | 30
2021-06-24 05:00 | 5:00 | 5.4657 | 30
2021-06-24 05:30 | 5:30 | 5.928 | 30
2021-06-24 06:00 | 6:00 | 6.492 | 30
2021-06-24 06:30 | 6:30 | 6.9377 | 30
2021-06-24 07:00 | 7:00 | 7.2457 | 30
2021-06-24 07:30 | 7:30 | 7.2223 | 30
2021-06-24 08:00 | 8:00 | 6.0197 | 30
2021-06-24 08:30 | 8:30 | 3.6389 | 30
2021-06-24 09:00 | 9:00 | 5.1627 | 30
2021-06-24 09:30 | 9:30 | 3.7867 | 30
2021-06-24 10:00 | 10:00 | 4.6539 | 30
2021-06-24 10:30 | 10:30 | 1.2538 | 30
2021-06-24 11:00 | 11:00 | 2.8522 | 30
2021-06-24 11:30 | 11:30 | 2.722 | 30
2021-06-24 12:00 | 12:00 | 1.5752 | 30
2021-06-24 12:30 | 12:30 | 1.5022 | 30
2021-06-24 13:00 | 13:00 | 2.3487 | 30
2021-06-24 13:30 | 13:30 | 2.0959 | 30
2021-06-24 14:00 | 14:00 | 4.269 | 30
2021-06-24 14:30 | 14:30 | 3.7155 | 30
2021-06-24 15:00 | 15:00 | 5.04 | 30
2021-06-24 15:30 | 15:30 | 6.326 | 30
2021-06-24 16:00 | 16:00 | 7.1886 | 30
2021-06-24 16:30 | 16:30 | 7.8845 | 30
2021-06-24 17:00 | 17:00 | 8.8437 | 30
2021-06-24 17:30 | 17:30 | 9.539 | 30
2021-06-24 18:00 | 18:00 | 9.7735 | 30
2021-06-24 18:30 | 18:30 | 9.8471 | 30
2021-06-24 19:00 | 19:00 | 9.6414 | 30
2021-06-24 19:30 | 19:30 | 9.4612 | 30
2021-06-24 20:00 | 20:00 | 9.1324 | 30
2021-06-24 20:30 | 20:30 | 8.6596 | 30
2021-06-24 21:00 | 21:00 | 8.1158 | 30
2021-06-24 21:30 | 21:30 | 7.6241 | 30
2021-06-24 22:00 | 22:00 | 7.0113 | 30
2021-06-24 22:30 | 22:30 | 7.1082 | 30
2021-06-24 23:00 | 23:00 | 6.7855 | 30
2021-06-24 23:30 | 23:30 | 6.0108 | 30
2021-06-25 | 0:00 | 5.4786 | 30
2021-06-25 00:30 | 0:30 | 5.1628 | 30
2021-06-25 01:00 | 1:00 | 4.8927 | 30
2021-06-25 01:30 | 1:30 | 4.6743 | 30
2021-06-25 02:00 | 2:00 | 4.4819 | 30
2021-06-25 02:30 | 2:30 | 4.4411 | 30
2021-06-25 03:00 | 3:00 | 4.3962 | 30
2021-06-25 03:30 | 3:30 | 4.4903 | 30
2021-06-25 04:00 | 4:00 | 4.6002 | 30
2021-06-25 04:30 | 4:30 | 4.7054 | 30
2021-06-25 05:00 | 5:00 | 5.1137 | 30
2021-06-25 05:30 | 5:30 | 5.4171 | 30
2021-06-25 06:00 | 6:00 | 6.0133 | 30
2021-06-25 06:30 | 6:30 | 6.5449 | 30
2021-06-25 07:00 | 7:00 | 6.8633 | 30
2021-06-25 07:30 | 7:30 | 6.8042 | 30
2021-06-25 08:00 | 8:00 | 6.0451 | 30
2021-06-25 08:30 | 8:30 | 4.7903 | 30
2021-06-25 09:00 | 9:00 | 5.7997 | 30
2021-06-25 09:30 | 9:30 | 5.8167 | 30
2021-06-25 10:00 | 10:00 | 5.6756 | 30
2021-06-25 10:30 | 10:30 | 6.7754 | 30
2021-06-25 11:00 | 11:00 | 6.6845 | 30
2021-06-25 11:30 | 11:30 | 6.8034 | 30
2021-06-25 12:00 | 12:00 | 5.864 | 30
2021-06-25 12:30 | 12:30 | 5.267 | 30
2021-06-25 13:00 | 13:00 | 5.281 | 30
2021-06-25 13:30 | 13:30 | 5.9192 | 30
2021-06-25 14:00 | 14:00 | 5.7887 | 30
2021-06-25 14:30 | 14:30 | 5.908 | 30
2021-06-25 15:00 | 15:00 | 6.4963 | 30
2021-06-25 15:30 | 15:30 | 6.7698 | 30
2021-06-25 16:00 | 16:00 | 7.3339 | 30
2021-06-25 16:30 | 16:30 | 7.7213 | 30
2021-06-25 17:00 | 17:00 | 8.8056 | 30
2021-06-25 17:30 | 17:30 | 9.1639 | 30
2021-06-25 18:00 | 18:00 | 9.3101 | 30
2021-06-25 18:30 | 18:30 | 9.3329 | 30
2021-06-25 19:00 | 19:00 | 9.2243 | 30
2021-06-25 19:30 | 19:30 | 9.0201 | 30
2021-06-25 20:00 | 20:00 | 8.8893 | 30
2021-06-25 20:30 | 20:30 | 8.5762 | 30
2021-06-25 21:00 | 21:00 | 8.1817 | 30
2021-06-25 21:30 | 21:30 | 7.9636 | 30
2021-06-25 22:00 | 22:00 | 7.2314 | 30
2021-06-25 22:30 | 22:30 | 7.1656 | 30
2021-06-25 23:00 | 23:00 | 6.9125 | 30
2021-06-25 23:30 | 23:30 | 6.2035 | 30
2021-06-26 | 0:00 | 5.4605 | 30
2021-06-26 00:30 | 0:30 | 4.8048 | 30
2021-06-26 01:00 | 1:00 | 4.522 | 30
2021-06-26 01:30 | 1:30 | 4.3659 | 30
2021-06-26 02:00 | 2:00 | 4.2383 | 30
2021-06-26 02:30 | 2:30 | 4.0716 | 30
2021-06-26 03:00 | 3:00 | 3.9986 | 30
2021-06-26 03:30 | 3:30 | 3.9699 | 30
2021-06-26 04:00 | 4:00 | 3.9839 | 30
2021-06-26 04:30 | 4:30 | 4.0566 | 30
2021-06-26 05:00 | 5:00 | 4.1067 | 30
2021-06-26 05:30 | 5:30 | 4.2264 | 30
2021-06-26 06:00 | 6:00 | 4.6821 | 30
2021-06-26 06:30 | 6:30 | 5.0403 | 30
2021-06-26 07:00 | 7:00 | 5.405 | 30
2021-06-26 07:30 | 7:30 | 5.7791 | 30
2021-06-26 08:00 | 8:00 | 6.0868 | 30
2021-06-26 08:30 | 8:30 | 6.7181 | 30
2021-06-26 09:00 | 9:00 | 6.8742 | 30
2021-06-26 09:30 | 9:30 | 6.3686 | 30
2021-06-26 10:00 | 10:00 | 5.8906 | 30
2021-06-26 10:30 | 10:30 | 5.454 | 30
2021-06-26 11:00 | 11:00 | 4.9773 | 30
2021-06-26 11:30 | 11:30 | 6.766 | 30
2021-06-26 12:00 | 12:00 | 6.494 | 30
2021-06-26 12:30 | 12:30 | 6.5212 | 30
2021-06-26 13:00 | 13:00 | 6.4939 | 30
2021-06-26 13:30 | 13:30 | 7.3008 | 30
2021-06-26 14:00 | 14:00 | 7.1065 | 30
2021-06-26 14:30 | 14:30 | 7.3657 | 30
2021-06-26 15:00 | 15:00 | 7.3668 | 30
2021-06-26 15:30 | 15:30 | 8.034 | 30
2021-06-26 16:00 | 16:00 | 8.5356 | 30
2021-06-26 16:30 | 16:30 | 9.1732 | 30
2021-06-26 17:00 | 17:00 | 9.9895 | 30
2021-06-26 17:30 | 17:30 | 10.3408 | 30
2021-06-26 18:00 | 18:00 | 10.4412 | 30
2021-06-26 18:30 | 18:30 | 11.4044 | 30
2021-06-26 19:00 | 19:00 | 11.355 | 30
2021-06-26 19:30 | 19:30 | 11.1701 | 30
2021-06-26 20:00 | 20:00 | 10.8132 | 30
2021-06-26 20:30 | 20:30 | 10.4445 | 30
2021-06-26 21:00 | 21:00 | 10.0918 | 30
2021-06-26 21:30 | 21:30 | 9.7081 | 30
2021-06-26 22:00 | 22:00 | 9.0711 | 30
2021-06-26 22:30 | 22:30 | 9.2534 | 30
2021-06-26 23:00 | 23:00 | 8.9633 | 30
2021-06-26 23:30 | 23:30 | 8.4769 | 30
2021-06-27 | 0:00 | 7.8439 | 30
2021-06-27 00:30 | 0:30 | 7.4534 | 30
2021-06-27 01:00 | 1:00 | 7.176 | 30
2021-06-27 01:30 | 1:30 | 6.8735 | 30
2021-06-27 02:00 | 2:00 | 6.7979 | 30
2021-06-27 02:30 | 2:30 | 6.7147 | 30
2021-06-27 03:00 | 3:00 | 6.649 | 30
2021-06-27 03:30 | 3:30 | 6.703 | 30
2021-06-27 04:00 | 4:00 | 6.7542 | 30
2021-06-27 04:30 | 4:30 | 6.7436 | 30
2021-06-27 05:00 | 5:00 | 6.9361 | 30
2021-06-27 05:30 | 5:30 | 7.2747 | 30
2021-06-27 06:00 | 6:00 | 7.6019 | 30
2021-06-27 06:30 | 6:30 | 8.1107 | 30
2021-06-27 07:00 | 7:00 | 8.868 | 30
2021-06-27 07:30 | 7:30 | 9.5687 | 30
2021-06-27 08:00 | 8:00 | 9.2695 | 30
2021-06-27 08:30 | 8:30 | 9.0449 | 30
2021-06-27 09:00 | 9:00 | 6.1585 | 30
2021-06-27 09:30 | 9:30 | 4.7862 | 30
2021-06-27 10:00 | 10:00 | 3.2979 | 30
2021-06-27 10:30 | 10:30 | 1.802 | 30
2021-06-27 11:00 | 11:00 | 1.1167 | 30
2021-06-27 11:30 | 11:30 | 0.74681 | 30
2021-06-27 12:00 | 12:00 | 0.72663 | 30
2021-06-27 12:30 | 12:30 | 0.82188 | 30
2021-06-27 13:00 | 13:00 | 0.84016 | 30
2021-06-27 13:30 | 13:30 | 1.2369 | 30
2021-06-27 14:00 | 14:00 | 2.088 | 30
2021-06-27 14:30 | 14:30 | 2.8472 | 30
2021-06-27 15:00 | 15:00 | 3.8152 | 30
2021-06-27 15:30 | 15:30 | 5.0347 | 30
2021-06-27 16:00 | 16:00 | 6.6027 | 30
2021-06-27 16:30 | 16:30 | 8.0073 | 30
2021-06-27 17:00 | 17:00 | 9.5564 | 30
2021-06-27 17:30 | 17:30 | 10.7619 | 30
2021-06-27 18:00 | 18:00 | 10.9844 | 30
2021-06-27 18:30 | 18:30 | 10.8251 | 30
2021-06-27 19:00 | 19:00 | 10.7178 | 30
2021-06-27 19:30 | 19:30 | 10.6468 | 30
2021-06-27 20:00 | 20:00 | 10.2615 | 30
2021-06-27 20:30 | 20:30 | 9.8788 | 30
2021-06-27 21:00 | 21:00 | 9.1681 | 30
2021-06-27 21:30 | 21:30 | 8.7624 | 30
2021-06-27 22:00 | 22:00 | 8.4012 | 30
2021-06-27 22:30 | 22:30 | 8.6524 | 30
2021-06-27 23:00 | 23:00 | 8.2428 | 30
2021-06-27 23:30 | 23:30 | 7.6296 | 30
2021-06-28 | 0:00 | 6.8783 | 30
2021-06-28 00:30 | 0:30 | 6.244 | 30
2021-06-28 01:00 | 1:00 | 5.8837 | 30
2021-06-28 01:30 | 1:30 | 5.6904 | 30
2021-06-28 02:00 | 2:00 | 6.341 | 30
2021-06-28 02:30 | 2:30 | 6.9881 | 30
2021-06-28 03:00 | 3:00 | 6.9703 | 30
2021-06-28 03:30 | 3:30 | 7.1004 | 30
2021-06-28 04:00 | 4:00 | 7.3528 | 30
2021-06-28 04:30 | 4:30 | 7.7678 | 30
2021-06-28 05:00 | 5:00 | 8.2439 | 30
2021-06-28 05:30 | 5:30 | 8.9944 | 30
2021-06-28 06:00 | 6:00 | 9.6402 | 30
2021-06-28 06:30 | 6:30 | 10.2411 | 30
2021-06-28 07:00 | 7:00 | 10.3687 | 30
2021-06-28 07:30 | 7:30 | 9.7142 | 30
2021-06-28 08:00 | 8:00 | 8.5381 | 30
2021-06-28 08:30 | 8:30 | 7.0788 | 30
2021-06-28 09:00 | 9:00 | 5.5544 | 30
2021-06-28 09:30 | 9:30 | 4.1177 | 30
2021-06-28 10:00 | 10:00 | 3.0444 | 30
2021-06-28 10:30 | 10:30 | 2.1244 | 30
2021-06-28 11:00 | 11:00 | 1.5588 | 30
2021-06-28 11:30 | 11:30 | 1.5206 | 30
2021-06-28 12:00 | 12:00 | 1.3123 | 30
2021-06-28 12:30 | 12:30 | 1.3309 | 30
2021-06-28 13:00 | 13:00 | 1.2834 | 30
2021-06-28 13:30 | 13:30 | 2.4815 | 30
2021-06-28 14:00 | 14:00 | 4.3651 | 30
2021-06-28 14:30 | 14:30 | 4.4015 | 30
2021-06-28 15:00 | 15:00 | 4.9006 | 30
2021-06-28 15:30 | 15:30 | 5.9866 | 30
2021-06-28 16:00 | 16:00 | 8.1279 | 30
2021-06-28 16:30 | 16:30 | 9.5824 | 30
2021-06-28 17:00 | 17:00 | 10.8786 | 30
2021-06-28 17:30 | 17:30 | 12.2087 | 30
2021-06-28 18:00 | 18:00 | 12.7833 | 30
2021-06-28 18:30 | 18:30 | 12.907 | 30
2021-06-28 19:00 | 19:00 | 12.5131 | 30
2021-06-28 19:30 | 19:30 | 12.3411 | 30
2021-06-28 20:00 | 20:00 | 12.1545 | 30
2021-06-28 20:30 | 20:30 | 11.6609 | 30
2021-06-28 21:00 | 21:00 | 11.3946 | 30
2021-06-28 21:30 | 21:30 | 10.9149 | 30
2021-06-28 22:00 | 22:00 | 10.0169 | 30
2021-06-28 22:30 | 22:30 | 9.8964 | 30
2021-06-28 23:00 | 23:00 | 9.4275 | 30
2021-06-28 23:30 | 23:30 | 8.7411 | 30
2021-06-29 | 0:00 | 8.1886 | 30
2021-06-29 00:30 | 0:30 | 7.8168 | 30
2021-06-29 01:00 | 1:00 | 7.472 | 30
2021-06-29 01:30 | 1:30 | 7.2235 | 30
2021-06-29 02:00 | 2:00 | 7.0099 | 30
2021-06-29 02:30 | 2:30 | 6.9469 | 30
2021-06-29 03:00 | 3:00 | 6.9487 | 30
2021-06-29 03:30 | 3:30 | 6.9694 | 30
2021-06-29 04:00 | 4:00 | 7.1388 | 30
2021-06-29 04:30 | 4:30 | 7.3612 | 30
2021-06-29 05:00 | 5:00 | 7.9406 | 30
2021-06-29 05:30 | 5:30 | 8.5044 | 30
2021-06-29 06:00 | 6:00 | 9.124 | 30
2021-06-29 06:30 | 6:30 | 9.3338 | 30
2021-06-29 07:00 | 7:00 | 9.0951 | 30
2021-06-29 07:30 | 7:30 | 7.7554 | 30
2021-06-29 08:00 | 8:00 | 6.4411 | 30
2021-06-29 08:30 | 8:30 | 5.2213 | 30
2021-06-29 09:00 | 9:00 | 4.3866 | 30
2021-06-29 09:30 | 9:30 | 4.5432 | 30
2021-06-29 10:00 | 10:00 | 5.0486 | 30
2021-06-29 10:30 | 10:30 | 4.1272 | 30
2021-06-29 11:00 | 11:00 | 3.6559 | 30
2021-06-29 11:30 | 11:30 | 4.3472 | 30
2021-06-29 12:00 | 12:00 | 4.5077 | 30
2021-06-29 12:30 | 12:30 | 1.8549 | 30
2021-06-29 13:00 | 13:00 | 2.4419 | 30
2021-06-29 13:30 | 13:30 | 3.6893 | 30
2021-06-29 14:00 | 14:00 | 2.4874 | 30
2021-06-29 14:30 | 14:30 | 2.8107 | 30
2021-06-29 15:00 | 15:00 | 4.6532 | 30
2021-06-29 15:30 | 15:30 | 6.0847 | 30
2021-06-29 16:00 | 16:00 | 7.2606 | 30
2021-06-29 16:30 | 16:30 | 8.7275 | 30
2021-06-29 17:00 | 17:00 | 9.9966 | 30
2021-06-29 17:30 | 17:30 | 11.4122 | 30
2021-06-29 18:00 | 18:00 | 12.0668 | 30
2021-06-29 18:30 | 18:30 | 12.276 | 30
2021-06-29 19:00 | 19:00 | 12.1106 | 30
2021-06-29 19:30 | 19:30 | 11.7938 | 30
2021-06-29 20:00 | 20:00 | 11.5883 | 30
2021-06-29 20:30 | 20:30 | 11.1544 | 30
2021-06-29 21:00 | 21:00 | 10.6579 | 30
2021-06-29 21:30 | 21:30 | 10.1053 | 30
2021-06-29 22:00 | 22:00 | 9.3273 | 30
2021-06-29 22:30 | 22:30 | 9.1339 | 30
2021-06-29 23:00 | 23:00 | 7.9887 | 30
2021-06-29 23:30 | 23:30 | 7.1253 | 30
2021-06-30 | 0:00 | 6.4043 | 30
2021-06-30 00:30 | 0:30 | 6.0257 | 30
2021-06-30 01:00 | 1:00 | 5.0837 | 30
2021-06-30 01:30 | 1:30 | 4.6648 | 30
2021-06-30 02:00 | 2:00 | 4.9892 | 30
2021-06-30 02:30 | 2:30 | 6.0756 | 30
2021-06-30 03:00 | 3:00 | 6.0973 | 30
2021-06-30 03:30 | 3:30 | 6.2668 | 30
2021-06-30 04:00 | 4:00 | 6.4708 | 30
2021-06-30 04:30 | 4:30 | 6.7462 | 30
2021-06-30 05:00 | 5:00 | 7.0713 | 30
2021-06-30 05:30 | 5:30 | 7.4307 | 30
2021-06-30 06:00 | 6:00 | 7.818 | 30
2021-06-30 06:30 | 6:30 | 7.5304 | 30
2021-06-30 07:00 | 7:00 | 7.0717 | 30
2021-06-30 07:30 | 7:30 | 6.6397 | 30
2021-06-30 08:00 | 8:00 | 6.7863 | 30
2021-06-30 08:30 | 8:30 | 7.3399 | 30
2021-06-30 09:00 | 9:00 | 7.1015 | 30
2021-06-30 09:30 | 9:30 | 3.9717 | 30
2021-06-30 10:00 | 10:00 | 3.4201 | 30
2021-06-30 10:30 | 10:30 | 1.5623 | 30
2021-06-30 11:00 | 11:00 | 1.8373 | 30
2021-06-30 11:30 | 11:30 | 1.3083 | 30
2021-06-30 12:00 | 12:00 | 2.1867 | 30
2021-06-30 12:30 | 12:30 | 1.7604 | 30
2021-06-30 13:00 | 13:00 | 2.6259 | 30
2021-06-30 13:30 | 13:30 | 3.3027 | 30
2021-06-30 14:00 | 14:00 | 3.4957 | 30
2021-06-30 14:30 | 14:30 | 4.6709 | 30
2021-06-30 15:00 | 15:00 | 4.9202 | 30
2021-06-30 15:30 | 15:30 | 6.4076 | 30
2021-06-30 16:00 | 16:00 | 7.5337 | 30
2021-06-30 16:30 | 16:30 | 8.9724 | 30
2021-06-30 17:00 | 17:00 | 10.517 | 30
2021-06-30 17:30 | 17:30 | 11.938 | 30
2021-06-30 18:00 | 18:00 | 12.2348 | 30
2021-06-30 18:30 | 18:30 | 12.0982 | 30
2021-06-30 19:00 | 19:00 | 11.7919 | 30
2021-06-30 19:30 | 19:30 | 11.596 | 30
2021-06-30 20:00 | 20:00 | 11.3507 | 30
2021-06-30 20:30 | 20:30 | 10.9681 | 30
2021-06-30 21:00 | 21:00 | 10.6027 | 30
2021-06-30 21:30 | 21:30 | 9.799 | 30
2021-06-30 22:00 | 22:00 | 8.8816 | 30
2021-06-30 22:30 | 22:30 | 8.8805 | 30
2021-06-30 23:00 | 23:00 | 8.6014 | 30
2021-07-01 | 0:00 | 7.2235 | 30
2021-07-01 00:30 | 0:30 | 6.8858 | 30
2021-07-01 01:00 | 1:00 | 6.8761 | 30
2021-07-01 01:30 | 1:30 | 6.7231 | 30
2021-07-01 02:00 | 2:00 | 6.5742 | 30
2021-07-01 02:30 | 2:30 | 6.5764 | 30
2021-07-01 03:00 | 3:00 | 6.5419 | 30
2021-07-01 03:30 | 3:30 | 6.284 | 30
2021-07-01 04:00 | 4:00 | 6.4021 | 30
2021-07-01 04:30 | 4:30 | 6.7019 | 30
2021-07-01 05:00 | 5:00 | 7.1581 | 30
2021-07-01 05:30 | 5:30 | 7.5469 | 30
2021-07-01 06:00 | 6:00 | 8.3038 | 30
2021-07-01 06:30 | 6:30 | 8.7417 | 30
2021-07-01 07:00 | 7:00 | 8.8731 | 30
2021-07-01 07:30 | 7:30 | 8.3478 | 30
2021-07-01 08:00 | 8:00 | 8.605 | 30
2021-07-01 08:30 | 8:30 | 7.7237 | 30
2021-07-01 09:00 | 9:00 | 7.3581 | 30
2021-07-01 09:30 | 9:30 | 5.6614 | 30
2021-07-01 10:00 | 10:00 | 7.3025 | 30
2021-07-01 10:30 | 10:30 | 3.8002 | 30
2021-07-01 11:00 | 11:00 | 5.5633 | 30
2021-07-01 11:30 | 11:30 | 5.0843 | 30
2021-07-01 12:00 | 12:00 | 3.2339 | 30
2021-07-01 12:30 | 12:30 | 5.3282 | 30
2021-07-01 13:00 | 13:00 | 6.6517 | 30
2021-07-01 13:30 | 13:30 | 6.8079 | 30
2021-07-01 14:00 | 14:00 | 6.8694 | 30
2021-07-01 14:30 | 14:30 | 7.3836 | 30
2021-07-01 15:00 | 15:00 | 7.9257 | 30
2021-07-01 15:30 | 15:30 | 8.3751 | 30
2021-07-01 16:00 | 16:00 | 9.0118 | 30
2021-07-01 16:30 | 16:30 | 9.9285 | 30
2021-07-01 17:00 | 17:00 | 10.9319 | 30
2021-07-01 17:30 | 17:30 | 11.5349 | 30
2021-07-01 18:00 | 18:00 | 11.8175 | 30
2021-07-01 18:30 | 18:30 | 11.65 | 30
2021-07-01 19:00 | 19:00 | 11.1402 | 30
2021-07-01 19:30 | 19:30 | 10.8051 | 30
2021-07-01 20:00 | 20:00 | 10.3974 | 30
2021-07-01 20:30 | 20:30 | 10.1763 | 30
2021-07-01 21:00 | 21:00 | 9.5572 | 30
2021-07-01 21:30 | 21:30 | 8.9625 | 30
2021-07-01 22:00 | 22:00 | 8.2195 | 30
2021-07-01 22:30 | 22:30 | 8.9025 | 30
2021-07-01 23:00 | 23:00 | 8.6875 | 30
2021-07-01 23:30 | 23:30 | 8.0069 | 30
2021-07-02 | 0:00 | 7.3667 | 30
2021-07-02 00:30 | 0:30 | 6.7777 | 30
2021-07-02 01:00 | 1:00 | 5.1807 | 30
2021-07-02 01:30 | 1:30 | 4.8553 | 30
2021-07-02 02:00 | 2:00 | 4.6919 | 30
2021-07-02 02:30 | 2:30 | 5.9509 | 30
2021-07-02 03:00 | 3:00 | 5.9522 | 30
2021-07-02 03:30 | 3:30 | 5.7459 | 30
2021-07-02 04:00 | 4:00 | 5.7448 | 30
2021-07-02 04:30 | 4:30 | 6.0736 | 30
2021-07-02 05:00 | 5:00 | 6.7301 | 30
2021-07-02 05:30 | 5:30 | 6.6881 | 30
2021-07-02 06:00 | 6:00 | 7.0998 | 30
2021-07-02 06:30 | 6:30 | 7.4187 | 30
2021-07-02 07:00 | 7:00 | 7.8254 | 30
2021-07-02 07:30 | 7:30 | 8.1634 | 30
2021-07-02 08:00 | 8:00 | 7.981 | 30
2021-07-02 08:30 | 8:30 | 7.7637 | 30
2021-07-02 09:00 | 9:00 | 7.3839 | 30
2021-07-02 09:30 | 9:30 | 7.0702 | 30
2021-07-02 10:00 | 10:00 | 5.946 | 30
2021-07-02 10:30 | 10:30 | 5.8662 | 30
2021-07-02 11:00 | 11:00 | 4.4884 | 30
2021-07-02 11:30 | 11:30 | 6.4536 | 30
2021-07-02 12:00 | 12:00 | 4.7818 | 30
2021-07-02 12:30 | 12:30 | 3.0582 | 30
2021-07-02 13:00 | 13:00 | 5.6682 | 30
2021-07-02 13:30 | 13:30 | 7.0484 | 30
2021-07-02 14:00 | 14:00 | 6.8635 | 30
2021-07-02 14:30 | 14:30 | 5.9212 | 30
2021-07-02 15:00 | 15:00 | 5.9366 | 30
2021-07-02 15:30 | 15:30 | 6.5659 | 30
2021-07-02 16:00 | 16:00 | 6.9491 | 30
2021-07-02 16:30 | 16:30 | 7.8666 | 30
2021-07-02 17:00 | 17:00 | 8.8099 | 30
2021-07-02 17:30 | 17:30 | 9.6087 | 30
2021-07-02 18:00 | 18:00 | 9.6148 | 30
2021-07-02 18:30 | 18:30 | 9.6687 | 30
2021-07-02 19:00 | 19:00 | 9.6542 | 30
2021-07-02 19:30 | 19:30 | 9.3117 | 30
2021-07-02 20:00 | 20:00 | 8.9479 | 30
2021-07-02 20:30 | 20:30 | 8.5883 | 30
2021-07-02 21:00 | 21:00 | 8.2552 | 30
2021-07-02 21:30 | 21:30 | 8.5986 | 30
2021-07-02 22:00 | 22:00 | 8.5681 | 30
2021-07-02 22:30 | 22:30 | 9.0541 | 30
2021-07-02 23:00 | 23:00 | 7.755 | 30
2021-07-02 23:30 | 23:30 | 7.3353 | 30
2021-07-03 | 0:00 | 7.5655 | 30
2021-07-03 00:30 | 0:30 | 7.0854 | 30
2021-07-03 01:00 | 1:00 | 6.8224 | 30
2021-07-03 01:30 | 1:30 | 6.5986 | 30
2021-07-03 02:00 | 2:00 | 6.1969 | 30
2021-07-03 02:30 | 2:30 | 6.1258 | 30
2021-07-03 03:00 | 3:00 | 6.0171 | 30
2021-07-03 03:30 | 3:30 | 5.6765 | 30
2021-07-03 04:00 | 4:00 | 5.7962 | 30
2021-07-03 04:30 | 4:30 | 5.4338 | 30
2021-07-03 05:00 | 5:00 | 5.5397 | 30
2021-07-03 05:30 | 5:30 | 5.5702 | 30
2021-07-03 06:00 | 6:00 | 5.7805 | 30
2021-07-03 06:30 | 6:30 | 6.1965 | 30
2021-07-03 07:00 | 7:00 | 7.1628 | 30
2021-07-03 07:30 | 7:30 | 7.8948 | 30
2021-07-03 08:00 | 8:00 | 8.5328 | 30
2021-07-03 08:30 | 8:30 | 9.1299 | 30
2021-07-03 09:00 | 9:00 | 9.3053 | 30
2021-07-03 09:30 | 9:30 | 9.5475 | 30
2021-07-03 10:00 | 10:00 | 9.8326 | 30
2021-07-03 10:30 | 10:30 | 9.3829 | 30
2021-07-03 11:00 | 11:00 | 9.5206 | 30
2021-07-03 11:30 | 11:30 | 9.5096 | 30
2021-07-03 12:00 | 12:00 | 9.6038 | 30
2021-07-03 12:30 | 12:30 | 9.3369 | 30
2021-07-03 13:00 | 13:00 | 7.3645 | 30
2021-07-03 13:30 | 13:30 | 7.447 | 30
2021-07-03 14:00 | 14:00 | 8.7351 | 30
2021-07-03 14:30 | 14:30 | 8.9933 | 30
2021-07-03 15:00 | 15:00 | 8.2179 | 30
2021-07-03 15:30 | 15:30 | 7.5332 | 30
2021-07-03 16:00 | 16:00 | 8.2936 | 30
2021-07-03 16:30 | 16:30 | 8.7919 | 30
2021-07-03 17:00 | 17:00 | 9.6076 | 30
2021-07-03 17:30 | 17:30 | 10.2016 | 30
2021-07-03 18:00 | 18:00 | 10.082 | 30
2021-07-03 18:30 | 18:30 | 9.8301 | 30
2021-07-03 19:00 | 19:00 | 9.5143 | 30
2021-07-03 19:30 | 19:30 | 9.3515 | 30
2021-07-03 20:00 | 20:00 | 9.178 | 30
2021-07-03 20:30 | 20:30 | 8.9024 | 30
2021-07-03 21:00 | 21:00 | 8.349 | 30
2021-07-03 21:30 | 21:30 | 7.9363 | 30
2021-07-03 22:00 | 22:00 | 7.8854 | 30
2021-07-03 22:30 | 22:30 | 8.172 | 30
2021-07-03 23:00 | 23:00 | 8.4394 | 30
2021-07-03 23:30 | 23:30 | 7.8444 | 30
2021-07-04 | 0:00 | 7.2797 | 30
2021-07-04 00:30 | 0:30 | 6.8309 | 30
2021-07-04 01:00 | 1:00 | 6.4949 | 30
2021-07-04 01:30 | 1:30 | 6.3397 | 30
2021-07-04 02:00 | 2:00 | 6.1453 | 30
2021-07-04 02:30 | 2:30 | 5.4978 | 30
2021-07-04 03:00 | 3:00 | 5.375 | 30
2021-07-04 03:30 | 3:30 | 5.6459 | 30
2021-07-04 04:00 | 4:00 | 6.0724 | 30
2021-07-04 04:30 | 4:30 | 6.0922 | 30
2021-07-04 05:00 | 5:00 | 6.1344 | 30
2021-07-04 05:30 | 5:30 | 6.3557 | 30
2021-07-04 06:00 | 6:00 | 6.6336 | 30
2021-07-04 06:30 | 6:30 | 6.8197 | 30
2021-07-04 07:00 | 7:00 | 7.2894 | 30
2021-07-04 07:30 | 7:30 | 7.0828 | 30
2021-07-04 08:00 | 8:00 | 6.6373 | 30
2021-07-04 08:30 | 8:30 | 5.8201 | 30
2021-07-04 09:00 | 9:00 | 4.9095 | 30
2021-07-04 09:30 | 9:30 | 4.1593 | 30
2021-07-04 10:00 | 10:00 | 3.4144 | 30
2021-07-04 10:30 | 10:30 | 2.4914 | 30
2021-07-04 11:00 | 11:00 | 1.9722 | 30
2021-07-04 11:30 | 11:30 | 2.2245 | 30
2021-07-04 12:00 | 12:00 | 2.5632 | 30
2021-07-04 12:30 | 12:30 | 2.0469 | 30
2021-07-04 13:00 | 13:00 | 1.4298 | 30
2021-07-04 13:30 | 13:30 | 1.4732 | 30
2021-07-04 14:00 | 14:00 | 1.5004 | 30
2021-07-04 14:30 | 14:30 | 2.8602 | 30
2021-07-04 15:00 | 15:00 | 5.1919 | 30
2021-07-04 15:30 | 15:30 | 6.2964 | 30
2021-07-04 16:00 | 16:00 | 7.5972 | 30
2021-07-04 16:30 | 16:30 | 9.2459 | 30
2021-07-04 17:00 | 17:00 | 10.5846 | 30
2021-07-04 17:30 | 17:30 | 11.3908 | 30
2021-07-04 18:00 | 18:00 | 11.6373 | 30
2021-07-04 18:30 | 18:30 | 11.5318 | 30
2021-07-04 19:00 | 19:00 | 11.3014 | 30
2021-07-04 19:30 | 19:30 | 11.1355 | 30
2021-07-04 20:00 | 20:00 | 10.7475 | 30
2021-07-04 20:30 | 20:30 | 10.4082 | 30
2021-07-04 21:00 | 21:00 | 10.0437 | 30
2021-07-04 21:30 | 21:30 | 9.608 | 30
2021-07-04 22:00 | 22:00 | 8.241 | 30
2021-07-04 22:30 | 22:30 | 7.9866 | 30
2021-07-04 23:00 | 23:00 | 7.8531 | 30
2021-07-04 23:30 | 23:30 | 7.255 | 30
2021-07-05 | 0:00 | 6.1713 | 30
2021-07-05 00:30 | 0:30 | 5.5382 | 30
2021-07-05 01:00 | 1:00 | 5.1653 | 30
2021-07-05 01:30 | 1:30 | 5.0517 | 30
2021-07-05 02:00 | 2:00 | 4.8915 | 30
2021-07-05 02:30 | 2:30 | 4.7837 | 30
2021-07-05 03:00 | 3:00 | 4.8317 | 30
2021-07-05 03:30 | 3:30 | 4.8501 | 30
2021-07-05 04:00 | 4:00 | 5.0139 | 30
2021-07-05 04:30 | 4:30 | 5.4373 | 30
2021-07-05 05:00 | 5:00 | 6.8336 | 30
2021-07-05 05:30 | 5:30 | 7.8811 | 30
2021-07-05 06:00 | 6:00 | 8.4366 | 30
2021-07-05 06:30 | 6:30 | 8.7712 | 30
2021-07-05 07:00 | 7:00 | 8.9892 | 30
2021-07-05 07:30 | 7:30 | 8.3019 | 30
2021-07-05 08:00 | 8:00 | 7.4656 | 30
2021-07-05 08:30 | 8:30 | 7.2144 | 30
2021-07-05 09:00 | 9:00 | 6.3248 | 30
2021-07-05 09:30 | 9:30 | 3.8584 | 30
2021-07-05 10:00 | 10:00 | 2.2779 | 30
2021-07-05 10:30 | 10:30 | 1.6029 | 30
2021-07-05 11:00 | 11:00 | 0.86759 | 30
2021-07-05 11:30 | 11:30 | 1.3788 | 30
2021-07-05 12:00 | 12:00 | 2.4039 | 30
2021-07-05 12:30 | 12:30 | 1.3771 | 30
2021-07-05 13:00 | 13:00 | 1.2641 | 30
2021-07-05 13:30 | 13:30 | 1.5864 | 30
2021-07-05 14:00 | 14:00 | 1.9347 | 30
2021-07-05 14:30 | 14:30 | 3.3717 | 30
2021-07-05 15:00 | 15:00 | 5.9051 | 30
2021-07-05 15:30 | 15:30 | 5.3745 | 30
2021-07-05 16:00 | 16:00 | 6.8139 | 30
2021-07-05 16:30 | 16:30 | 8.5601 | 30
2021-07-05 17:00 | 17:00 | 10.4929 | 30
2021-07-05 17:30 | 17:30 | 12.0258 | 30
2021-07-05 18:00 | 18:00 | 12.7766 | 30
2021-07-05 18:30 | 18:30 | 12.5853 | 30
2021-07-05 19:00 | 19:00 | 12.3947 | 30
2021-07-05 19:30 | 19:30 | 12.2627 | 30
2021-07-05 20:00 | 20:00 | 12.1703 | 30
2021-07-05 20:30 | 20:30 | 11.7041 | 30
2021-07-05 21:00 | 21:00 | 11.139 | 30
2021-07-05 21:30 | 21:30 | 10.3941 | 30
2021-07-05 22:00 | 22:00 | 9.609 | 30
2021-07-05 22:30 | 22:30 | 9.3137 | 30
2021-07-05 23:00 | 23:00 | 8.7538 | 30
2021-07-05 23:30 | 23:30 | 8.0383 | 30
2021-07-06 | 0:00 | 7.3907 | 30
2021-07-06 00:30 | 0:30 | 6.9724 | 30
2021-07-06 01:00 | 1:00 | 6.6247 | 30
2021-07-06 01:30 | 1:30 | 6.2354 | 30
2021-07-06 02:00 | 2:00 | 6.0796 | 30
2021-07-06 02:30 | 2:30 | 5.9949 | 30
2021-07-06 03:00 | 3:00 | 6.0029 | 30
2021-07-06 03:30 | 3:30 | 6.1063 | 30
2021-07-06 04:00 | 4:00 | 6.4668 | 30
2021-07-06 04:30 | 4:30 | 7.3274 | 30
2021-07-06 05:00 | 5:00 | 7.9864 | 30
2021-07-06 05:30 | 5:30 | 8.4343 | 30
2021-07-06 06:00 | 6:00 | 9.0781 | 30
2021-07-06 06:30 | 6:30 | 9.5821 | 30
2021-07-06 07:00 | 7:00 | 9.7227 | 30
2021-07-06 07:30 | 7:30 | 9.689 | 30
2021-07-06 08:00 | 8:00 | 9.1486 | 30
2021-07-06 08:30 | 8:30 | 8.9719 | 30
2021-07-06 09:00 | 9:00 | 6.9091 | 30
2021-07-06 09:30 | 9:30 | 5.6894 | 30
2021-07-06 10:00 | 10:00 | 3.8022 | 30
2021-07-06 10:30 | 10:30 | 2.1227 | 30
2021-07-06 11:00 | 11:00 | 2.333 | 30
2021-07-06 11:30 | 11:30 | 2.8484 | 30
2021-07-06 12:00 | 12:00 | 0.96825 | 30
2021-07-06 12:30 | 12:30 | 1.0639 | 30
2021-07-06 13:00 | 13:00 | 1.5077 | 30
2021-07-06 13:30 | 13:30 | 2.3028 | 30
2021-07-06 14:00 | 14:00 | 2.9766 | 30
2021-07-06 14:30 | 14:30 | 4.564 | 30
2021-07-06 15:00 | 15:00 | 6.2813 | 30
2021-07-06 15:30 | 15:30 | 6.7092 | 30
2021-07-06 16:00 | 16:00 | 7.7547 | 30
2021-07-06 16:30 | 16:30 | 8.7866 | 30
2021-07-06 17:00 | 17:00 | 10.7494 | 30
2021-07-06 17:30 | 17:30 | 12.4221 | 30
2021-07-06 18:00 | 18:00 | 12.658 | 30
2021-07-06 18:30 | 18:30 | 12.2234 | 30
2021-07-06 19:00 | 19:00 | 12.1751 | 30
2021-07-06 19:30 | 19:30 | 11.875 | 30
2021-07-06 20:00 | 20:00 | 11.5611 | 30
2021-07-06 20:30 | 20:30 | 11.3168 | 30
2021-07-06 21:00 | 21:00 | 10.7256 | 30
2021-07-06 21:30 | 21:30 | 10.0582 | 30
2021-07-06 22:00 | 22:00 | 9.5142 | 30
2021-07-06 22:30 | 22:30 | 9.3555 | 30
2021-07-06 23:00 | 23:00 | 8.8367 | 30
2021-07-06 23:30 | 23:30 | 8.1578 | 30
2021-07-07 | 0:00 | 7.4735 | 30
2021-07-07 00:30 | 0:30 | 7.0788 | 30
2021-07-07 01:00 | 1:00 | 6.6877 | 30
2021-07-07 01:30 | 1:30 | 6.5086 | 30
2021-07-07 02:00 | 2:00 | 6.2837 | 30
2021-07-07 02:30 | 2:30 | 6.0977 | 30
2021-07-07 03:00 | 3:00 | 6.149 | 30
2021-07-07 03:30 | 3:30 | 6.2802 | 30
2021-07-07 04:00 | 4:00 | 6.4061 | 30
2021-07-07 04:30 | 4:30 | 7.0377 | 30
2021-07-07 05:00 | 5:00 | 7.755 | 30
2021-07-07 05:30 | 5:30 | 8.4781 | 30
2021-07-07 06:00 | 6:00 | 9.2104 | 30
2021-07-07 06:30 | 6:30 | 9.6304 | 30
2021-07-07 07:00 | 7:00 | 9.8698 | 30
2021-07-07 07:30 | 7:30 | 9.4158 | 30
2021-07-07 08:00 | 8:00 | 7.9319 | 30
2021-07-07 08:30 | 8:30 | 6.3673 | 30
2021-07-07 09:00 | 9:00 | 4.9208 | 30
2021-07-07 09:30 | 9:30 | 3.8271 | 30
2021-07-07 10:00 | 10:00 | 2.6275 | 30
2021-07-07 10:30 | 10:30 | 1.7402 | 30
2021-07-07 11:00 | 11:00 | 1.2741 | 30
2021-07-07 11:30 | 11:30 | 0.99305 | 30
2021-07-07 12:00 | 12:00 | 0.87941 | 30
2021-07-07 12:30 | 12:30 | 0.69889 | 30
2021-07-07 13:00 | 13:00 | 0.44636 | 30
2021-07-07 13:30 | 13:30 | 0.9674 | 30
2021-07-07 14:00 | 14:00 | 1.9107 | 30
2021-07-07 14:30 | 14:30 | 2.4212 | 30
2021-07-07 15:00 | 15:00 | 3.791 | 30
2021-07-07 15:30 | 15:30 | 4.8878 | 30
2021-07-07 16:00 | 16:00 | 6.5142 | 30
2021-07-07 16:30 | 16:30 | 7.88 | 30
2021-07-07 17:00 | 17:00 | 9.5193 | 30
2021-07-07 17:30 | 17:30 | 11.1196 | 30
2021-07-07 18:00 | 18:00 | 11.6673 | 30
2021-07-07 18:30 | 18:30 | 11.919 | 30
2021-07-07 19:00 | 19:00 | 11.9216 | 30
2021-07-07 19:30 | 19:30 | 11.9075 | 30
2021-07-07 20:00 | 20:00 | 11.9161 | 30
2021-07-07 20:30 | 20:30 | 11.5488 | 30
2021-07-07 21:00 | 21:00 | 11.1362 | 30
2021-07-07 21:30 | 21:30 | 10.3939 | 30
2021-07-07 22:00 | 22:00 | 9.609 | 30
2021-07-07 22:30 | 22:30 | 9.2992 | 30
2021-07-07 23:00 | 23:00 | 8.8352 | 30
2021-07-07 23:30 | 23:30 | 8.157 | 30
2021-07-08 | 0:00 | 8.2876 | 30
2021-07-08 00:30 | 0:30 | 7.9908 | 30
2021-07-08 01:00 | 1:00 | 7.676 | 30
2021-07-08 01:30 | 1:30 | 7.4527 | 30
2021-07-08 02:00 | 2:00 | 7.1886 | 30
2021-07-08 02:30 | 2:30 | 6.939 | 30
2021-07-08 03:00 | 3:00 | 6.9559 | 30
2021-07-08 03:30 | 3:30 | 6.9967 | 30
2021-07-08 04:00 | 4:00 | 6.2839 | 30
2021-07-08 04:30 | 4:30 | 6.1461 | 30
2021-07-08 05:00 | 5:00 | 6.6607 | 30
2021-07-08 05:30 | 5:30 | 7.1509 | 30
2021-07-08 06:00 | 6:00 | 7.8149 | 30
2021-07-08 06:30 | 6:30 | 8.3203 | 30
2021-07-08 07:00 | 7:00 | 8.4525 | 30
2021-07-08 07:30 | 7:30 | 8.4411 | 30
2021-07-08 08:00 | 8:00 | 7.6125 | 30
2021-07-08 08:30 | 8:30 | 6.0809 | 30
2021-07-08 09:00 | 9:00 | 5.3523 | 30
2021-07-08 09:30 | 9:30 | 3.4296 | 30
2021-07-08 10:00 | 10:00 | 2.8611 | 30
2021-07-08 10:30 | 10:30 | 2.4173 | 30
2021-07-08 11:00 | 11:00 | 2.0238 | 30
2021-07-08 11:30 | 11:30 | 3.0575 | 30
2021-07-08 12:00 | 12:00 | 2.9316 | 30
2021-07-08 12:30 | 12:30 | 4.6558 | 30
2021-07-08 13:00 | 13:00 | 5.8529 | 30
2021-07-08 13:30 | 13:30 | 6.5064 | 30
2021-07-08 14:00 | 14:00 | 7.1814 | 30
2021-07-08 14:30 | 14:30 | 7.4734 | 30
2021-07-08 15:00 | 15:00 | 7.4075 | 30
2021-07-08 15:30 | 15:30 | 8.2622 | 30
2021-07-08 16:00 | 16:00 | 8.5617 | 30
2021-07-08 16:30 | 16:30 | 9.0054 | 30
2021-07-08 17:00 | 17:00 | 10.5691 | 30
2021-07-08 17:30 | 17:30 | 11.9111 | 30
2021-07-08 18:00 | 18:00 | 12.3478 | 30
2021-07-08 18:30 | 18:30 | 12.5987 | 30
2021-07-08 19:00 | 19:00 | 12.4248 | 30
2021-07-08 19:30 | 19:30 | 12.1136 | 30
2021-07-08 20:00 | 20:00 | 12.0852 | 30
2021-07-08 20:30 | 20:30 | 11.6036 | 30
2021-07-08 21:00 | 21:00 | 11.0467 | 30
2021-07-08 21:30 | 21:30 | 10.3518 | 30
2021-07-08 22:00 | 22:00 | 9.6983 | 30
2021-07-08 22:30 | 22:30 | 9.5687 | 30
2021-07-08 23:00 | 23:00 | 9.1533 | 30
2021-07-08 23:30 | 23:30 | 8.238 | 30
2021-07-09 | 0:00 | 7.5937 | 30
2021-07-09 00:30 | 0:30 | 6.5118 | 30
2021-07-09 01:00 | 1:00 | 5.7661 | 30
2021-07-09 01:30 | 1:30 | 5.5934 | 30
2021-07-09 02:00 | 2:00 | 5.2706 | 30
2021-07-09 02:30 | 2:30 | 5.2793 | 30
2021-07-09 03:00 | 3:00 | 5.9654 | 30
2021-07-09 03:30 | 3:30 | 6.1691 | 30
2021-07-09 04:00 | 4:00 | 6.4454 | 30
2021-07-09 04:30 | 4:30 | 6.6672 | 30
2021-07-09 05:00 | 5:00 | 7.04 | 30
2021-07-09 05:30 | 5:30 | 7.3144 | 30
2021-07-09 06:00 | 6:00 | 7.9326 | 30
2021-07-09 06:30 | 6:30 | 8.3472 | 30
2021-07-09 07:00 | 7:00 | 8.7664 | 30
2021-07-09 07:30 | 7:30 | 8.9216 | 30
2021-07-09 08:00 | 8:00 | 8.7057 | 30
2021-07-09 08:30 | 8:30 | 8.6719 | 30
2021-07-09 09:00 | 9:00 | 9.088 | 30
2021-07-09 09:30 | 9:30 | 8.8874 | 30
2021-07-09 10:00 | 10:00 | 7.3118 | 30
2021-07-09 10:30 | 10:30 | 8.4175 | 30
2021-07-09 11:00 | 11:00 | 7.8562 | 30
2021-07-09 11:30 | 11:30 | 7.921 | 30
2021-07-09 12:00 | 12:00 | 6.647 | 30
2021-07-09 12:30 | 12:30 | 6.5316 | 30
2021-07-09 13:00 | 13:00 | 3.7481 | 30
2021-07-09 13:30 | 13:30 | 5.4617 | 30
2021-07-09 14:00 | 14:00 | 6.3321 | 30
2021-07-09 14:30 | 14:30 | 3.9331 | 30
2021-07-09 15:00 | 15:00 | 4.5369 | 30
2021-07-09 15:30 | 15:30 | 5.9542 | 30
2021-07-09 16:00 | 16:00 | 6.6408 | 30
2021-07-09 16:30 | 16:30 | 7.7935 | 30
2021-07-09 17:00 | 17:00 | 9.1377 | 30
2021-07-09 17:30 | 17:30 | 10.2849 | 30
2021-07-09 18:00 | 18:00 | 10.6792 | 30
2021-07-09 18:30 | 18:30 | 10.7823 | 30
2021-07-09 19:00 | 19:00 | 10.7208 | 30
2021-07-09 19:30 | 19:30 | 10.5473 | 30
2021-07-09 20:00 | 20:00 | 10.435 | 30
2021-07-09 20:30 | 20:30 | 10.408 | 30
2021-07-09 21:00 | 21:00 | 10.1425 | 30
2021-07-09 21:30 | 21:30 | 9.6299 | 30
2021-07-09 22:00 | 22:00 | 9.1005 | 30
2021-07-09 22:30 | 22:30 | 9.1354 | 30
2021-07-09 23:00 | 23:00 | 8.6066 | 30
2021-07-09 23:30 | 23:30 | 8.0348 | 30
2021-07-10 | 0:00 | 7.4528 | 30
2021-07-10 00:30 | 0:30 | 6.9595 | 30
2021-07-10 01:00 | 1:00 | 6.5577 | 30
2021-07-10 01:30 | 1:30 | 6.2289 | 30
2021-07-10 02:00 | 2:00 | 6.0418 | 30
2021-07-10 02:30 | 2:30 | 5.8756 | 30
2021-07-10 03:00 | 3:00 | 5.8255 | 30
2021-07-10 03:30 | 3:30 | 5.8453 | 30
2021-07-10 04:00 | 4:00 | 5.923 | 30
2021-07-10 04:30 | 4:30 | 5.9559 | 30
2021-07-10 05:00 | 5:00 | 6.1719 | 30
2021-07-10 05:30 | 5:30 | 6.4825 | 30
2021-07-10 06:00 | 6:00 | 6.9427 | 30
2021-07-10 06:30 | 6:30 | 7.3808 | 30
2021-07-10 07:00 | 7:00 | 7.5328 | 30
2021-07-10 07:30 | 7:30 | 7.2974 | 30
2021-07-10 08:00 | 8:00 | 6.6912 | 30
2021-07-10 08:30 | 8:30 | 5.5107 | 30
2021-07-10 09:00 | 9:00 | 4.3537 | 30
2021-07-10 09:30 | 9:30 | 3.1424 | 30
2021-07-10 10:00 | 10:00 | 2.0043 | 30
2021-07-10 10:30 | 10:30 | 1.2588 | 30
2021-07-10 11:00 | 11:00 | 0.63053 | 30
2021-07-10 11:30 | 11:30 | 0.23488 | 30
2021-07-10 12:00 | 12:00 | 0.42453 | 30
2021-07-10 12:30 | 12:30 | 0.451 | 30
2021-07-10 13:00 | 13:00 | 0.53296 | 30
2021-07-10 13:30 | 13:30 | 0.80246 | 30
2021-07-10 14:00 | 14:00 | 1.536 | 30
2021-07-10 14:30 | 14:30 | 2.5582 | 30
2021-07-10 15:00 | 15:00 | 3.2089 | 30
2021-07-10 15:30 | 15:30 | 4.1892 | 30
2021-07-10 16:00 | 16:00 | 6.0253 | 30
2021-07-10 16:30 | 16:30 | 7.8027 | 30
2021-07-10 17:00 | 17:00 | 9.3096 | 30
2021-07-10 17:30 | 17:30 | 10.4046 | 30
2021-07-10 18:00 | 18:00 | 11.0769 | 30
2021-07-10 18:30 | 18:30 | 11.4112 | 30
2021-07-10 19:00 | 19:00 | 11.2495 | 30
2021-07-10 19:30 | 19:30 | 10.9037 | 30
2021-07-10 20:00 | 20:00 | 10.7819 | 30
2021-07-10 20:30 | 20:30 | 10.7073 | 30
2021-07-10 21:00 | 21:00 | 10.2378 | 30
2021-07-10 21:30 | 21:30 | 10.0119 | 30
2021-07-10 22:00 | 22:00 | 9.1949 | 30
2021-07-10 22:30 | 22:30 | 9.1549 | 30
2021-07-10 23:00 | 23:00 | 8.6304 | 30
2021-07-10 23:30 | 23:30 | 8.2178 | 30
2021-07-11 | 0:00 | 7.8251 | 30
2021-07-11 00:30 | 0:30 | 7.5691 | 30
2021-07-11 01:00 | 1:00 | 7.2943 | 30
2021-07-11 01:30 | 1:30 | 7.0092 | 30
2021-07-11 02:00 | 2:00 | 6.6851 | 30
2021-07-11 02:30 | 2:30 | 6.3947 | 30
2021-07-11 03:00 | 3:00 | 6.2827 | 30
2021-07-11 03:30 | 3:30 | 6.2324 | 30
2021-07-11 04:00 | 4:00 | 6.3151 | 30
2021-07-11 04:30 | 4:30 | 6.4979 | 30
2021-07-11 05:00 | 5:00 | 6.5441 | 30
2021-07-11 05:30 | 5:30 | 6.8303 | 30
2021-07-11 06:00 | 6:00 | 7.3284 | 30
2021-07-11 06:30 | 6:30 | 7.6574 | 30
2021-07-11 07:00 | 7:00 | 7.9657 | 30
2021-07-11 07:30 | 7:30 | 7.7817 | 30
2021-07-11 08:00 | 8:00 | 7.1674 | 30
2021-07-11 08:30 | 8:30 | 6.3957 | 30
2021-07-11 09:00 | 9:00 | 5.5341 | 30
2021-07-11 09:30 | 9:30 | 4.4685 | 30
2021-07-11 10:00 | 10:00 | 3.3689 | 30
2021-07-11 10:30 | 10:30 | 2.4605 | 30
2021-07-11 11:00 | 11:00 | 1.8014 | 30
2021-07-11 11:30 | 11:30 | 1.3746 | 30
2021-07-11 12:00 | 12:00 | 1.2929 | 30
2021-07-11 12:30 | 12:30 | 1.1255 | 30
2021-07-11 13:00 | 13:00 | 1.1545 | 30
2021-07-11 13:30 | 13:30 | 1.8833 | 30
2021-07-11 14:00 | 14:00 | 2.1152 | 30
2021-07-11 14:30 | 14:30 | 2.7567 | 30
2021-07-11 15:00 | 15:00 | 4.5093 | 30
2021-07-11 15:30 | 15:30 | 5.3746 | 30
2021-07-11 16:00 | 16:00 | 6.8943 | 30
2021-07-11 16:30 | 16:30 | 8.4196 | 30
2021-07-11 17:00 | 17:00 | 10.1206 | 30
2021-07-11 17:30 | 17:30 | 11.2508 | 30
2021-07-11 18:00 | 18:00 | 11.4957 | 30
2021-07-11 18:30 | 18:30 | 11.4595 | 30
2021-07-11 19:00 | 19:00 | 11.2015 | 30
2021-07-11 19:30 | 19:30 | 10.9179 | 30
2021-07-11 20:00 | 20:00 | 10.7486 | 30
2021-07-11 20:30 | 20:30 | 10.6589 | 30
2021-07-11 21:00 | 21:00 | 10.2197 | 30
2021-07-11 21:30 | 21:30 | 9.7261 | 30
2021-07-11 22:00 | 22:00 | 8.7798 | 30
2021-07-11 22:30 | 22:30 | 8.603 | 30
2021-07-11 23:00 | 23:00 | 8.3313 | 30
2021-07-11 23:30 | 23:30 | 7.7217 | 30
2021-07-12 | 0:00 | 7.1022 | 30
2021-07-12 00:30 | 0:30 | 6.1938 | 30
2021-07-12 01:00 | 1:00 | 5.9273 | 30
2021-07-12 01:30 | 1:30 | 5.7165 | 30
2021-07-12 02:00 | 2:00 | 5.5924 | 30
2021-07-12 02:30 | 2:30 | 5.7392 | 30
2021-07-12 03:00 | 3:00 | 6.3108 | 30
2021-07-12 03:30 | 3:30 | 6.5786 | 30
2021-07-12 04:00 | 4:00 | 6.8524 | 30
2021-07-12 04:30 | 4:30 | 7.2311 | 30
2021-07-12 05:00 | 5:00 | 7.9894 | 30
2021-07-12 05:30 | 5:30 | 8.7339 | 30
2021-07-12 06:00 | 6:00 | 9.6751 | 30
2021-07-12 06:30 | 6:30 | 10.3662 | 30
2021-07-12 07:00 | 7:00 | 10.7692 | 30
2021-07-12 07:30 | 7:30 | 9.9298 | 30
2021-07-12 08:00 | 8:00 | 8.3353 | 30
2021-07-12 08:30 | 8:30 | 7.3481 | 30
2021-07-12 09:00 | 9:00 | 5.8411 | 30
2021-07-12 09:30 | 9:30 | 4.0443 | 30
2021-07-12 10:00 | 10:00 | 2.6885 | 30
2021-07-12 10:30 | 10:30 | 1.861 | 30
2021-07-12 11:00 | 11:00 | 1.934 | 30
2021-07-12 11:30 | 11:30 | 1.693 | 30
2021-07-12 12:00 | 12:00 | 3.8382 | 30
2021-07-12 12:30 | 12:30 | 3.9766 | 30
2021-07-12 13:00 | 13:00 | 1.9141 | 30
2021-07-12 13:30 | 13:30 | 3.2965 | 30
2021-07-12 14:00 | 14:00 | 3.495 | 30
2021-07-12 14:30 | 14:30 | 4.3415 | 30
2021-07-12 15:00 | 15:00 | 5.2546 | 30
2021-07-12 15:30 | 15:30 | 7.7139 | 30
2021-07-12 16:00 | 16:00 | 8.4375 | 30
2021-07-12 16:30 | 16:30 | 9.1035 | 30
2021-07-12 17:00 | 17:00 | 10.0779 | 30
2021-07-12 17:30 | 17:30 | 12.8384 | 30
2021-07-12 18:00 | 18:00 | 12.0791 | 30
2021-07-12 18:30 | 18:30 | 12.6171 | 30
2021-07-12 19:00 | 19:00 | 11.9415 | 30
2021-07-12 19:30 | 19:30 | 11.4136 | 30
2021-07-12 20:00 | 20:00 | 11.3417 | 30
2021-07-12 20:30 | 20:30 | 10.7062 | 30
2021-07-12 21:00 | 21:00 | 9.9741 | 30
2021-07-12 21:30 | 21:30 | 9.3539 | 30
2021-07-12 22:00 | 22:00 | 8.54 | 30
2021-07-12 22:30 | 22:30 | 8.33 | 30
2021-07-12 23:00 | 23:00 | 8.3 | 30
2021-07-12 23:30 | 23:30 | 7.4894 | 30
2021-07-13 | 0:00 | 7.0302 | 30
2021-07-13 00:30 | 0:30 | 6.7163 | 30
2021-07-13 01:00 | 1:00 | 6.4006 | 30
2021-07-13 01:30 | 1:30 | 6.0999 | 30
2021-07-13 02:00 | 2:00 | 5.905 | 30
2021-07-13 02:30 | 2:30 | 5.9053 | 30
2021-07-13 03:00 | 3:00 | 5.937 | 30
2021-07-13 03:30 | 3:30 | 6.0128 | 30
2021-07-13 04:00 | 4:00 | 6.1407 | 30
2021-07-13 04:30 | 4:30 | 6.5683 | 30
2021-07-13 05:00 | 5:00 | 7.5421 | 30
2021-07-13 05:30 | 5:30 | 8.308 | 30
2021-07-13 06:00 | 6:00 | 9.0967 | 30
2021-07-13 06:30 | 6:30 | 9.0259 | 30
2021-07-13 07:00 | 7:00 | 9.2455 | 30
2021-07-13 07:30 | 7:30 | 8.6586 | 30
2021-07-13 08:00 | 8:00 | 7.3226 | 30
2021-07-13 08:30 | 8:30 | 5.7169 | 30
2021-07-13 09:00 | 9:00 | 3.6984 | 30
2021-07-13 09:30 | 9:30 | 2.3233 | 30
2021-07-13 10:00 | 10:00 | 1.2862 | 30
2021-07-13 10:30 | 10:30 | 0.54554 | 30
2021-07-13 11:00 | 11:00 | 0.62326 | 30
2021-07-13 11:30 | 11:30 | 0.7369 | 30
2021-07-13 12:00 | 12:00 | 0.90657 | 30
2021-07-13 12:30 | 12:30 | 0.85709 | 30
2021-07-13 13:00 | 13:00 | 0.61191 | 30
2021-07-13 13:30 | 13:30 | 0.5425 | 30
2021-07-13 14:00 | 14:00 | 0.95235 | 30
2021-07-13 14:30 | 14:30 | 2.6696 | 30
2021-07-13 15:00 | 15:00 | 3.9682 | 30
2021-07-13 15:30 | 15:30 | 5.645 | 30
2021-07-13 16:00 | 16:00 | 6.5885 | 30
2021-07-13 16:30 | 16:30 | 7.9417 | 30
2021-07-13 17:00 | 17:00 | 9.7068 | 30
2021-07-13 17:30 | 17:30 | 11.59 | 30
2021-07-13 18:00 | 18:00 | 12.2079 | 30
2021-07-13 18:30 | 18:30 | 12.322 | 30
2021-07-13 19:00 | 19:00 | 12.3008 | 30
2021-07-13 19:30 | 19:30 | 11.9646 | 30
2021-07-13 20:00 | 20:00 | 11.3724 | 30
2021-07-13 20:30 | 20:30 | 10.9005 | 30
2021-07-13 21:00 | 21:00 | 10.4741 | 30
2021-07-13 21:30 | 21:30 | 10.0761 | 30
2021-07-13 22:00 | 22:00 | 9.3867 | 30
2021-07-13 22:30 | 22:30 | 9.0028 | 30
2021-07-13 23:00 | 23:00 | 8.5299 | 30
2021-07-13 23:30 | 23:30 | 7.9335 | 30
2021-07-14 | 0:00 | 7.3756 | 30
2021-07-14 00:30 | 0:30 | 7.0575 | 30
2021-07-14 01:00 | 1:00 | 6.3786 | 30
2021-07-14 01:30 | 1:30 | 5.9495 | 30
2021-07-14 02:00 | 2:00 | 5.6423 | 30
2021-07-14 02:30 | 2:30 | 5.4643 | 30
2021-07-14 03:00 | 3:00 | 5.432 | 30
2021-07-14 03:30 | 3:30 | 5.4543 | 30
2021-07-14 04:00 | 4:00 | 5.6832 | 30
2021-07-14 04:30 | 4:30 | 6.0966 | 30
2021-07-14 05:00 | 5:00 | 6.6637 | 30
2021-07-14 05:30 | 5:30 | 7.315 | 30
2021-07-14 06:00 | 6:00 | 8.1352 | 30
2021-07-14 06:30 | 6:30 | 8.8266 | 30
2021-07-14 07:00 | 7:00 | 9.2078 | 30
2021-07-14 07:30 | 7:30 | 8.6077 | 30
2021-07-14 08:00 | 8:00 | 7.2545 | 30
2021-07-14 08:30 | 8:30 | 4.9294 | 30
2021-07-14 09:00 | 9:00 | 3.9164 | 30
2021-07-14 09:30 | 9:30 | 3.2011 | 30
2021-07-14 10:00 | 10:00 | 2.4448 | 30
2021-07-14 10:30 | 10:30 | 3.5842 | 30
2021-07-14 11:00 | 11:00 | 3.743 | 30
2021-07-14 11:30 | 11:30 | 0.87055 | 30
2021-07-14 12:00 | 12:00 | 1.0451 | 30
2021-07-14 12:30 | 12:30 | 1.4883 | 30
2021-07-14 13:00 | 13:00 | 3.1604 | 30
2021-07-14 13:30 | 13:30 | 3.6745 | 30
2021-07-14 14:00 | 14:00 | 2.0591 | 30
2021-07-14 14:30 | 14:30 | 2.7752 | 30
2021-07-14 15:00 | 15:00 | 3.5578 | 30
2021-07-14 15:30 | 15:30 | 4.9719 | 30
2021-07-14 16:00 | 16:00 | 6.7557 | 30
2021-07-14 16:30 | 16:30 | 8.5957 | 30
2021-07-14 17:00 | 17:00 | 9.8197 | 30
2021-07-14 17:30 | 17:30 | 10.9788 | 30
2021-07-14 18:00 | 18:00 | 11.4749 | 30
2021-07-14 18:30 | 18:30 | 11.4552 | 30
2021-07-14 19:00 | 19:00 | 11.3255 | 30
2021-07-14 19:30 | 19:30 | 10.9233 | 30
2021-07-14 20:00 | 20:00 | 10.9538 | 30
2021-07-14 20:30 | 20:30 | 10.5174 | 30
2021-07-14 21:00 | 21:00 | 10.0221 | 30
2021-07-14 21:30 | 21:30 | 9.5657 | 30
2021-07-14 22:00 | 22:00 | 8.838 | 30
2021-07-14 22:30 | 22:30 | 8.7854 | 30
2021-07-14 23:00 | 23:00 | 8.4259 | 30
2021-07-14 23:30 | 23:30 | 7.5951 | 30
2021-07-15 | 0:00 | 7.1805 | 30
2021-07-15 00:30 | 0:30 | 6.7713 | 30
2021-07-15 01:00 | 1:00 | 6.4556 | 30
2021-07-15 01:30 | 1:30 | 6.206 | 30
2021-07-15 02:00 | 2:00 | 5.9391 | 30
2021-07-15 02:30 | 2:30 | 5.9538 | 30
2021-07-15 03:00 | 3:00 | 5.8242 | 30
2021-07-15 03:30 | 3:30 | 5.9518 | 30
2021-07-15 04:00 | 4:00 | 6.0969 | 30
2021-07-15 04:30 | 4:30 | 6.3597 | 30
2021-07-15 05:00 | 5:00 | 6.8609 | 30
2021-07-15 05:30 | 5:30 | 7.3312 | 30
2021-07-15 06:00 | 6:00 | 7.9149 | 30
2021-07-15 06:30 | 6:30 | 8.4028 | 30
2021-07-15 07:00 | 7:00 | 8.8252 | 30
2021-07-15 07:30 | 7:30 | 9.1361 | 30
2021-07-15 08:00 | 8:00 | 8.7471 | 30
2021-07-15 08:30 | 8:30 | 8.7219 | 30
2021-07-15 09:00 | 9:00 | 8.0557 | 30
2021-07-15 09:30 | 9:30 | 7.0888 | 30
2021-07-15 10:00 | 10:00 | 6.1459 | 30
2021-07-15 10:30 | 10:30 | 6.0933 | 30
2021-07-15 11:00 | 11:00 | 5.0666 | 30
2021-07-15 11:30 | 11:30 | 6.1469 | 30
2021-07-15 12:00 | 12:00 | 6.2996 | 30
2021-07-15 12:30 | 12:30 | 6.8614 | 30
2021-07-15 13:00 | 13:00 | 5.6001 | 30
2021-07-15 13:30 | 13:30 | 4.3099 | 30
2021-07-15 14:00 | 14:00 | 4.5633 | 30
2021-07-15 14:30 | 14:30 | 4.2682 | 30
2021-07-15 15:00 | 15:00 | 6.1743 | 30
2021-07-15 15:30 | 15:30 | 6.5186 | 30
2021-07-15 16:00 | 16:00 | 6.873 | 30
2021-07-15 16:30 | 16:30 | 8.43 | 30
2021-07-15 17:00 | 17:00 | 9.6781 | 30
2021-07-15 17:30 | 17:30 | 10.8948 | 30
2021-07-15 18:00 | 18:00 | 11.4918 | 30
2021-07-15 18:30 | 18:30 | 11.8649 | 30
2021-07-15 19:00 | 19:00 | 11.5791 | 30
2021-07-15 19:30 | 19:30 | 11.2777 | 30
2021-07-15 20:00 | 20:00 | 10.4522 | 30
2021-07-15 20:30 | 20:30 | 9.8791 | 30
2021-07-15 21:00 | 21:00 | 9.2653 | 30
2021-07-15 21:30 | 21:30 | 8.4442 | 30
2021-07-15 22:00 | 22:00 | 7.5505 | 30
2021-07-15 22:30 | 22:30 | 7.4488 | 30
2021-07-15 23:00 | 23:00 | 7.1679 | 30
2021-07-15 23:30 | 23:30 | 6.3587 | 30
2021-07-16 | 0:00 | 5.8475 | 30
2021-07-16 00:30 | 0:30 | 5.19 | 30
2021-07-16 01:00 | 1:00 | 4.8188 | 30
2021-07-16 01:30 | 1:30 | 4.5554 | 30
2021-07-16 02:00 | 2:00 | 4.5258 | 30
2021-07-16 02:30 | 2:30 | 4.8267 | 30
2021-07-16 03:00 | 3:00 | 4.8027 | 30
2021-07-16 03:30 | 3:30 | 4.8212 | 30
2021-07-16 04:00 | 4:00 | 5.0078 | 30
2021-07-16 04:30 | 4:30 | 5.3265 | 30
2021-07-16 05:00 | 5:00 | 6.0336 | 30
2021-07-16 05:30 | 5:30 | 6.4989 | 30
2021-07-16 06:00 | 6:00 | 7.4311 | 30
2021-07-16 06:30 | 6:30 | 7.8409 | 30
2021-07-16 07:00 | 7:00 | 7.8533 | 30
2021-07-16 07:30 | 7:30 | 6.9836 | 30
2021-07-16 08:00 | 8:00 | 5.1841 | 30
2021-07-16 08:30 | 8:30 | 4.8943 | 30
2021-07-16 09:00 | 9:00 | 6.0045 | 30
2021-07-16 09:30 | 9:30 | 5.1792 | 30
2021-07-16 10:00 | 10:00 | 5.4579 | 30
2021-07-16 10:30 | 10:30 | 6.3922 | 30
2021-07-16 11:00 | 11:00 | 3.0073 | 30
2021-07-16 11:30 | 11:30 | 5.4269 | 30
2021-07-16 12:00 | 12:00 | 6.5185 | 30
2021-07-16 12:30 | 12:30 | 6.0015 | 30
2021-07-16 13:00 | 13:00 | 5.3013 | 30
2021-07-16 13:30 | 13:30 | 6.805 | 30
2021-07-16 14:00 | 14:00 | 6.7934 | 30
2021-07-16 14:30 | 14:30 | 6.4743 | 30
2021-07-16 15:00 | 15:00 | 7.0926 | 30
2021-07-16 15:30 | 15:30 | 7.222 | 30
2021-07-16 16:00 | 16:00 | 8.0756 | 30
2021-07-16 16:30 | 16:30 | 9.0806 | 30
2021-07-16 17:00 | 17:00 | 10.1033 | 30
2021-07-16 17:30 | 17:30 | 10.8575 | 30
2021-07-16 18:00 | 18:00 | 11.5213 | 30
2021-07-16 18:30 | 18:30 | 11.6718 | 30
2021-07-16 19:00 | 19:00 | 11.6237 | 30
2021-07-16 19:30 | 19:30 | 11.3494 | 30
2021-07-16 20:00 | 20:00 | 11.4412 | 30
2021-07-16 20:30 | 20:30 | 11.2256 | 30
2021-07-16 21:00 | 21:00 | 10.9639 | 30
2021-07-16 21:30 | 21:30 | 10.5562 | 30
2021-07-16 22:00 | 22:00 | 9.9375 | 30
2021-07-16 22:30 | 22:30 | 9.8 | 30
2021-07-16 23:00 | 23:00 | 9.3771 | 30
2021-07-16 23:30 | 23:30 | 8.5126 | 30
2021-07-17 | 0:00 | 7.8537 | 30
2021-07-17 00:30 | 0:30 | 7.3256 | 30
2021-07-17 01:00 | 1:00 | 7.0519 | 30
2021-07-17 01:30 | 1:30 | 6.6688 | 30
2021-07-17 02:00 | 2:00 | 6.1898 | 30
2021-07-17 02:30 | 2:30 | 6.1715 | 30
2021-07-17 03:00 | 3:00 | 6.303 | 30
2021-07-17 03:30 | 3:30 | 6.5182 | 30
2021-07-17 04:00 | 4:00 | 6.6049 | 30
2021-07-17 04:30 | 4:30 | 6.8965 | 30
2021-07-17 05:00 | 5:00 | 7.4414 | 30
2021-07-17 05:30 | 5:30 | 7.7427 | 30
2021-07-17 06:00 | 6:00 | 8.2181 | 30
2021-07-17 06:30 | 6:30 | 8.8418 | 30
2021-07-17 07:00 | 7:00 | 9.0109 | 30
2021-07-17 07:30 | 7:30 | 8.6722 | 30
2021-07-17 08:00 | 8:00 | 7.6544 | 30
2021-07-17 08:30 | 8:30 | 5.8097 | 30
2021-07-17 09:00 | 9:00 | 4.1884 | 30
2021-07-17 09:30 | 9:30 | 2.8868 | 30
2021-07-17 10:00 | 10:00 | 1.8606 | 30
2021-07-17 10:30 | 10:30 | 1.0874 | 30
2021-07-17 11:00 | 11:00 | 0.91634 | 30
2021-07-17 11:30 | 11:30 | 1.0461 | 30
2021-07-17 12:00 | 12:00 | 1.2718 | 30
2021-07-17 12:30 | 12:30 | 1.2394 | 30
2021-07-17 13:00 | 13:00 | 1.0049 | 30
2021-07-17 13:30 | 13:30 | 0.84784 | 30
2021-07-17 14:00 | 14:00 | 1.0634 | 30
2021-07-17 14:30 | 14:30 | 1.7925 | 30
2021-07-17 15:00 | 15:00 | 2.7619 | 30
2021-07-17 15:30 | 15:30 | 4.1204 | 30
2021-07-17 16:00 | 16:00 | 5.5683 | 30
2021-07-17 16:30 | 16:30 | 7.1857 | 30
2021-07-17 17:00 | 17:00 | 8.4697 | 30
2021-07-17 17:30 | 17:30 | 9.4573 | 30
2021-07-17 18:00 | 18:00 | 9.9363 | 30
2021-07-17 18:30 | 18:30 | 9.6418 | 30
2021-07-17 19:00 | 19:00 | 9.6178 | 30
2021-07-17 19:30 | 19:30 | 9.4508 | 30
2021-07-17 20:00 | 20:00 | 9.3166 | 30
2021-07-17 20:30 | 20:30 | 9.0255 | 30
2021-07-17 21:00 | 21:00 | 8.7205 | 30
2021-07-17 21:30 | 21:30 | 8.3914 | 30
2021-07-17 22:00 | 22:00 | 7.9659 | 30
2021-07-17 22:30 | 22:30 | 8.0323 | 30
2021-07-17 23:00 | 23:00 | 7.5695 | 30
2021-07-17 23:30 | 23:30 | 6.888 | 30
2021-07-18 | 0:00 | 6.0281 | 30
2021-07-18 00:30 | 0:30 | 5.5251 | 30
2021-07-18 01:00 | 1:00 | 5.1938 | 30
2021-07-18 01:30 | 1:30 | 4.9922 | 30
2021-07-18 02:00 | 2:00 | 4.8751 | 30
2021-07-18 02:30 | 2:30 | 4.918 | 30
2021-07-18 03:00 | 3:00 | 4.9382 | 30
2021-07-18 03:30 | 3:30 | 4.9368 | 30
2021-07-18 04:00 | 4:00 | 4.8836 | 30
2021-07-18 04:30 | 4:30 | 5.0356 | 30
2021-07-18 05:00 | 5:00 | 5.2133 | 30
2021-07-18 05:30 | 5:30 | 5.5299 | 30
2021-07-18 06:00 | 6:00 | 5.9052 | 30
2021-07-18 06:30 | 6:30 | 6.2896 | 30
2021-07-18 07:00 | 7:00 | 6.6302 | 30
2021-07-18 07:30 | 7:30 | 6.1453 | 30
2021-07-18 08:00 | 8:00 | 5.3462 | 30
2021-07-18 08:30 | 8:30 | 4.8415 | 30
2021-07-18 09:00 | 9:00 | 3.472 | 30
2021-07-18 09:30 | 9:30 | 2.3999 | 30
2021-07-18 10:00 | 10:00 | 1.3256 | 30
2021-07-18 10:30 | 10:30 | 0.81344 | 30
2021-07-18 11:00 | 11:00 | 0.60723 | 30
2021-07-18 11:30 | 11:30 | 0.77822 | 30
2021-07-18 12:00 | 12:00 | 1.3976 | 30
2021-07-18 12:30 | 12:30 | 1.3193 | 30
2021-07-18 13:00 | 13:00 | 1.1591 | 30
2021-07-18 13:30 | 13:30 | 1.0145 | 30
2021-07-18 14:00 | 14:00 | 1.0242 | 30
2021-07-18 14:30 | 14:30 | 2.0024 | 30
2021-07-18 15:00 | 15:00 | 3.3773 | 30
2021-07-18 15:30 | 15:30 | 4.2501 | 30
2021-07-18 16:00 | 16:00 | 5.8142 | 30
2021-07-18 16:30 | 16:30 | 7.6925 | 30
2021-07-18 17:00 | 17:00 | 9.898 | 30
2021-07-18 17:30 | 17:30 | 11.7893 | 30
2021-07-18 18:00 | 18:00 | 12.3462 | 30
2021-07-18 18:30 | 18:30 | 12.3981 | 30
2021-07-18 19:00 | 19:00 | 11.1592 | 30
2021-07-18 19:30 | 19:30 | 10.8002 | 30
2021-07-18 20:00 | 20:00 | 10.3742 | 30
2021-07-18 20:30 | 20:30 | 10.1941 | 30
2021-07-18 21:00 | 21:00 | 9.5207 | 30
2021-07-18 21:30 | 21:30 | 9.0775 | 30
2021-07-18 22:00 | 22:00 | 8.3023 | 30
2021-07-18 22:30 | 22:30 | 8.0996 | 30
2021-07-18 23:00 | 23:00 | 7.6492 | 30
2021-07-18 23:30 | 23:30 | 7.0259 | 30
2021-07-19 | 0:00 | 6.4481 | 30
2021-07-19 00:30 | 0:30 | 6.0246 | 30
2021-07-19 01:00 | 1:00 | 5.6603 | 30
2021-07-19 01:30 | 1:30 | 5.3746 | 30
2021-07-19 02:00 | 2:00 | 5.249 | 30
2021-07-19 02:30 | 2:30 | 5.3859 | 30
2021-07-19 03:00 | 3:00 | 6.5773 | 30
2021-07-19 03:30 | 3:30 | 6.8476 | 30
2021-07-19 04:00 | 4:00 | 7.1953 | 30
2021-07-19 04:30 | 4:30 | 7.6424 | 30
2021-07-19 05:00 | 5:00 | 8.3134 | 30
2021-07-19 05:30 | 5:30 | 9.1913 | 30
2021-07-19 06:00 | 6:00 | 10.1829 | 30
2021-07-19 06:30 | 6:30 | 10.9363 | 30
2021-07-19 07:00 | 7:00 | 11.5346 | 30
2021-07-19 07:30 | 7:30 | 11.2625 | 30
2021-07-19 08:00 | 8:00 | 8.6171 | 30
2021-07-19 08:30 | 8:30 | 6.9749 | 30
2021-07-19 09:00 | 9:00 | 5.9276 | 30
2021-07-19 09:30 | 9:30 | 4.1886 | 30
2021-07-19 10:00 | 10:00 | 2.6253 | 30
2021-07-19 10:30 | 10:30 | 1.6787 | 30
2021-07-19 11:00 | 11:00 | 0.9612 | 30
2021-07-19 11:30 | 11:30 | 0.62663 | 30
2021-07-19 12:00 | 12:00 | 0.46865 | 30
2021-07-19 12:30 | 12:30 | 0.49828 | 30
2021-07-19 13:00 | 13:00 | 0.6568 | 30
2021-07-19 13:30 | 13:30 | 1.0607 | 30
2021-07-19 14:00 | 14:00 | 1.7709 | 30
2021-07-19 14:30 | 14:30 | 2.3482 | 30
2021-07-19 15:00 | 15:00 | 3.2765 | 30
2021-07-19 15:30 | 15:30 | 4.4647 | 30
2021-07-19 16:00 | 16:00 | 5.8734 | 30
2021-07-19 16:30 | 16:30 | 7.6881 | 30
2021-07-19 17:00 | 17:00 | 9.4129 | 30
2021-07-19 17:30 | 17:30 | 11.0278 | 30
2021-07-19 18:00 | 18:00 | 12.1435 | 30
2021-07-19 18:30 | 18:30 | 12.5162 | 30
2021-07-19 19:00 | 19:00 | 12.2941 | 30
2021-07-19 19:30 | 19:30 | 12.2367 | 30
2021-07-19 20:00 | 20:00 | 11.9964 | 30
2021-07-19 20:30 | 20:30 | 11.5146 | 30
2021-07-19 21:00 | 21:00 | 10.9662 | 30
2021-07-19 21:30 | 21:30 | 10.2109 | 30
2021-07-19 22:00 | 22:00 | 9.3012 | 30
2021-07-19 22:30 | 22:30 | 9.0057 | 30
2021-07-19 23:00 | 23:00 | 8.489 | 30
2021-07-19 23:30 | 23:30 | 7.7928 | 30
2021-07-20 | 0:00 | 7.1888 | 30
2021-07-20 00:30 | 0:30 | 6.7739 | 30
2021-07-20 01:00 | 1:00 | 6.5606 | 30
2021-07-20 01:30 | 1:30 | 6.2908 | 30
2021-07-20 02:00 | 2:00 | 6.1161 | 30
2021-07-20 02:30 | 2:30 | 6.1512 | 30
2021-07-20 03:00 | 3:00 | 6.2019 | 30
2021-07-20 03:30 | 3:30 | 6.3662 | 30
2021-07-20 04:00 | 4:00 | 6.6377 | 30
2021-07-20 04:30 | 4:30 | 7.1664 | 30
2021-07-20 05:00 | 5:00 | 8.0153 | 30
2021-07-20 05:30 | 5:30 | 8.8161 | 30
2021-07-20 06:00 | 6:00 | 9.9044 | 30
2021-07-20 06:30 | 6:30 | 11.0064 | 30
2021-07-20 07:00 | 7:00 | 11.2316 | 30
2021-07-20 07:30 | 7:30 | 10.1695 | 30
2021-07-20 08:00 | 8:00 | 8.039 | 30
2021-07-20 08:30 | 8:30 | 5.779 | 30
2021-07-20 09:00 | 9:00 | 4.151 | 30
2021-07-20 09:30 | 9:30 | 2.6773 | 30
2021-07-20 10:00 | 10:00 | 1.4431 | 30
2021-07-20 10:30 | 10:30 | 0.68469 | 30
2021-07-20 11:00 | 11:00 | 0.53236 | 30
2021-07-20 11:30 | 11:30 | 0.8258 | 30
2021-07-20 12:00 | 12:00 | 0.94183 | 30
2021-07-20 12:30 | 12:30 | 0.96968 | 30
2021-07-20 13:00 | 13:00 | 0.91456 | 30
2021-07-20 13:30 | 13:30 | 0.73218 | 30
2021-07-20 14:00 | 14:00 | 1.0817 | 30
2021-07-20 14:30 | 14:30 | 1.9598 | 30
2021-07-20 15:00 | 15:00 | 3.3524 | 30
2021-07-20 15:30 | 15:30 | 5.8818 | 30
2021-07-20 16:00 | 16:00 | 7.4321 | 30
2021-07-20 16:30 | 16:30 | 9.1013 | 30
2021-07-20 17:00 | 17:00 | 10.7898 | 30
2021-07-20 17:30 | 17:30 | 12.3612 | 30
2021-07-20 18:00 | 18:00 | 12.9942 | 30
2021-07-20 18:30 | 18:30 | 13.2798 | 30
2021-07-20 19:00 | 19:00 | 12.7288 | 30
2021-07-20 19:30 | 19:30 | 12.507 | 30
2021-07-20 20:00 | 20:00 | 12.1277 | 30
2021-07-20 20:30 | 20:30 | 11.334 | 30
2021-07-20 21:00 | 21:00 | 10.5192 | 30
2021-07-20 21:30 | 21:30 | 9.7581 | 30
2021-07-20 22:00 | 22:00 | 8.8629 | 30
2021-07-20 22:30 | 22:30 | 8.6246 | 30
2021-07-20 23:00 | 23:00 | 8.1925 | 30
2021-07-20 23:30 | 23:30 | 7.5171 | 30
2021-07-21 | 0:00 | 6.9952 | 30
2021-07-21 00:30 | 0:30 | 6.6519 | 30
2021-07-21 01:00 | 1:00 | 6.011 | 30
2021-07-21 01:30 | 1:30 | 5.6362 | 30
2021-07-21 02:00 | 2:00 | 5.5099 | 30
2021-07-21 02:30 | 2:30 | 5.509 | 30
2021-07-21 03:00 | 3:00 | 5.5091 | 30
2021-07-21 03:30 | 3:30 | 5.5952 | 30
2021-07-21 04:00 | 4:00 | 5.9071 | 30
2021-07-21 04:30 | 4:30 | 6.3784 | 30
2021-07-21 05:00 | 5:00 | 7.1773 | 30
2021-07-21 05:30 | 5:30 | 7.9922 | 30
2021-07-21 06:00 | 6:00 | 9.1039 | 30
2021-07-21 06:30 | 6:30 | 9.8244 | 30
2021-07-21 07:00 | 7:00 | 10.7457 | 30
2021-07-21 07:30 | 7:30 | 9.5309 | 30
2021-07-21 08:00 | 8:00 | 7.1851 | 30
2021-07-21 08:30 | 8:30 | 5.0552 | 30
2021-07-21 09:00 | 9:00 | 3.7121 | 30
2021-07-21 09:30 | 9:30 | 2.3766 | 30
2021-07-21 10:00 | 10:00 | 1.3606 | 30
2021-07-21 10:30 | 10:30 | 0.61341 | 30
2021-07-21 11:00 | 11:00 | 0.81647 | 30
2021-07-21 11:30 | 11:30 | 1.1403 | 30
2021-07-21 12:00 | 12:00 | 1.4925 | 30
2021-07-21 12:30 | 12:30 | 1.0446 | 30
2021-07-21 13:00 | 13:00 | 0.84902 | 30
2021-07-21 13:30 | 13:30 | 0.92317 | 30
2021-07-21 14:00 | 14:00 | 0.88818 | 30
2021-07-21 14:30 | 14:30 | 1.7011 | 30
2021-07-21 15:00 | 15:00 | 2.857 | 30
2021-07-21 15:30 | 15:30 | 4.2955 | 30
2021-07-21 16:00 | 16:00 | 5.7582 | 30
2021-07-21 16:30 | 16:30 | 7.4994 | 30
2021-07-21 17:00 | 17:00 | 9.574 | 30
2021-07-21 17:30 | 17:30 | 11.5444 | 30
2021-07-21 18:00 | 18:00 | 12.4924 | 30
2021-07-21 18:30 | 18:30 | 12.9519 | 30
2021-07-21 19:00 | 19:00 | 12.9001 | 30
2021-07-21 19:30 | 19:30 | 12.839 | 30
2021-07-21 20:00 | 20:00 | 12.5023 | 30
2021-07-21 20:30 | 20:30 | 12.1887 | 30
2021-07-21 21:00 | 21:00 | 11.4106 | 30
2021-07-21 21:30 | 21:30 | 10.5964 | 30
2021-07-21 22:00 | 22:00 | 9.6577 | 30
2021-07-21 22:30 | 22:30 | 9.3565 | 30
2021-07-21 23:00 | 23:00 | 8.645 | 30
2021-07-21 23:30 | 23:30 | 7.9734 | 30
2021-07-22 | 0:00 | 7.2589 | 30
2021-07-22 00:30 | 0:30 | 6.9601 | 30
2021-07-22 01:00 | 1:00 | 6.6371 | 30
2021-07-22 01:30 | 1:30 | 6.3497 | 30
2021-07-22 02:00 | 2:00 | 6.0053 | 30
2021-07-22 02:30 | 2:30 | 5.8642 | 30
2021-07-22 03:00 | 3:00 | 5.945 | 30
2021-07-22 03:30 | 3:30 | 6.1848 | 30
2021-07-22 04:00 | 4:00 | 6.8454 | 30
2021-07-22 04:30 | 4:30 | 7.4556 | 30
2021-07-22 05:00 | 5:00 | 8.1654 | 30
2021-07-22 05:30 | 5:30 | 9.0802 | 30
2021-07-22 06:00 | 6:00 | 10.3009 | 30
2021-07-22 06:30 | 6:30 | 11.3579 | 30
2021-07-22 07:00 | 7:00 | 11.1645 | 30
2021-07-22 07:30 | 7:30 | 10.8187 | 30
2021-07-22 08:00 | 8:00 | 8.8715 | 30
2021-07-22 08:30 | 8:30 | 6.8059 | 30
2021-07-22 09:00 | 9:00 | 5.0748 | 30
2021-07-22 09:30 | 9:30 | 3.326 | 30
2021-07-22 10:00 | 10:00 | 2.0712 | 30
2021-07-22 10:30 | 10:30 | 1.0025 | 30
2021-07-22 11:00 | 11:00 | 0.65474 | 30
2021-07-22 11:30 | 11:30 | 0.77432 | 30
2021-07-22 12:00 | 12:00 | 1.3037 | 30
2021-07-22 12:30 | 12:30 | 1.3457 | 30
2021-07-22 13:00 | 13:00 | 1.1906 | 30
2021-07-22 13:30 | 13:30 | 1.0193 | 30
2021-07-22 14:00 | 14:00 | 1.0659 | 30
2021-07-22 14:30 | 14:30 | 1.2863 | 30
2021-07-22 15:00 | 15:00 | 2.1763 | 30
2021-07-22 15:30 | 15:30 | 3.4966 | 30
2021-07-22 16:00 | 16:00 | 5.1151 | 30
2021-07-22 16:30 | 16:30 | 7.0179 | 30
2021-07-22 17:00 | 17:00 | 8.7586 | 30
2021-07-22 17:30 | 17:30 | 10.3178 | 30
2021-07-22 18:00 | 18:00 | 11.3503 | 30
2021-07-22 18:30 | 18:30 | 11.5862 | 30
2021-07-22 19:00 | 19:00 | 11.5786 | 30
2021-07-22 19:30 | 19:30 | 11.5115 | 30
2021-07-22 20:00 | 20:00 | 11.2903 | 30
2021-07-22 20:30 | 20:30 | 10.7827 | 30
2021-07-22 21:00 | 21:00 | 10.2717 | 30
2021-07-22 21:30 | 21:30 | 9.8942 | 30
2021-07-22 22:00 | 22:00 | 8.9886 | 30
2021-07-22 22:30 | 22:30 | 8.7172 | 30
2021-07-22 23:00 | 23:00 | 8.0753 | 30
2021-07-22 23:30 | 23:30 | 7.4663 | 30
2021-07-23 | 0:00 | 6.6709 | 30
2021-07-23 00:30 | 0:30 | 6.2176 | 30
2021-07-23 01:00 | 1:00 | 6.0403 | 30
2021-07-23 01:30 | 1:30 | 5.8396 | 30
2021-07-23 02:00 | 2:00 | 5.6641 | 30
2021-07-23 02:30 | 2:30 | 5.5877 | 30
2021-07-23 03:00 | 3:00 | 5.5319 | 30
2021-07-23 03:30 | 3:30 | 5.6117 | 30
2021-07-23 04:00 | 4:00 | 5.949 | 30
2021-07-23 04:30 | 4:30 | 6.3784 | 30
2021-07-23 05:00 | 5:00 | 7.0577 | 30
2021-07-23 05:30 | 5:30 | 7.6297 | 30
2021-07-23 06:00 | 6:00 | 8.5632 | 30
2021-07-23 06:30 | 6:30 | 9.2317 | 30
2021-07-23 07:00 | 7:00 | 9.4883 | 30
2021-07-23 07:30 | 7:30 | 8.1964 | 30
2021-07-23 08:00 | 8:00 | 6.8747 | 30
2021-07-23 08:30 | 8:30 | 5.2538 | 30
2021-07-23 09:00 | 9:00 | 7.0465 | 30
2021-07-23 09:30 | 9:30 | 6.9827 | 30
2021-07-23 10:00 | 10:00 | 5.0533 | 30
2021-07-23 10:30 | 10:30 | 3.9436 | 30
2021-07-23 11:00 | 11:00 | 3.7856 | 30
2021-07-23 11:30 | 11:30 | 5.121 | 30
2021-07-23 12:00 | 12:00 | 4.0101 | 30
2021-07-23 12:30 | 12:30 | 5.1579 | 30
2021-07-23 13:00 | 13:00 | 4.5714 | 30
2021-07-23 13:30 | 13:30 | 6.348 | 30
2021-07-23 14:00 | 14:00 | 4.1229 | 30
2021-07-23 14:30 | 14:30 | 4.477 | 30
2021-07-23 15:00 | 15:00 | 6.5719 | 30
2021-07-23 15:30 | 15:30 | 7.1552 | 30
2021-07-23 16:00 | 16:00 | 8.2336 | 30
2021-07-23 16:30 | 16:30 | 9.2386 | 30
2021-07-23 17:00 | 17:00 | 10.0715 | 30
2021-07-23 17:30 | 17:30 | 11.0011 | 30
2021-07-23 18:00 | 18:00 | 11.4441 | 30
2021-07-23 18:30 | 18:30 | 11.3484 | 30
2021-07-23 19:00 | 19:00 | 11.1018 | 30
2021-07-23 19:30 | 19:30 | 10.7557 | 30
2021-07-23 20:00 | 20:00 | 10.6232 | 30
2021-07-23 20:30 | 20:30 | 10.1384 | 30
2021-07-23 21:00 | 21:00 | 9.5869 | 30
2021-07-23 21:30 | 21:30 | 8.9424 | 30
2021-07-23 22:00 | 22:00 | 8.4082 | 30
2021-07-23 22:30 | 22:30 | 8.3033 | 30
2021-07-23 23:00 | 23:00 | 7.8171 | 30
2021-07-23 23:30 | 23:30 | 7.1988 | 30
2021-07-24 | 0:00 | 6.5777 | 30
2021-07-24 00:30 | 0:30 | 5.9861 | 30
2021-07-24 01:00 | 1:00 | 5.7751 | 30
2021-07-24 01:30 | 1:30 | 5.3159 | 30
2021-07-24 02:00 | 2:00 | 5.1334 | 30
2021-07-24 02:30 | 2:30 | 4.9227 | 30
2021-07-24 03:00 | 3:00 | 4.8425 | 30
2021-07-24 03:30 | 3:30 | 4.9265 | 30
2021-07-24 04:00 | 4:00 | 5.0409 | 30
2021-07-24 04:30 | 4:30 | 5.2181 | 30
2021-07-24 05:00 | 5:00 | 5.3996 | 30
2021-07-24 05:30 | 5:30 | 5.7345 | 30
2021-07-24 06:00 | 6:00 | 6.1669 | 30
2021-07-24 06:30 | 6:30 | 6.5662 | 30
2021-07-24 07:00 | 7:00 | 6.9586 | 30
2021-07-24 07:30 | 7:30 | 6.632 | 30
2021-07-24 08:00 | 8:00 | 5.7907 | 30
2021-07-24 08:30 | 8:30 | 4.4413 | 30
2021-07-24 09:00 | 9:00 | 3.2553 | 30
2021-07-24 09:30 | 9:30 | 2.0359 | 30
2021-07-24 10:00 | 10:00 | 1.2034 | 30
2021-07-24 10:30 | 10:30 | 0.55144 | 30
2021-07-24 11:00 | 11:00 | 0.6868 | 30
2021-07-24 11:30 | 11:30 | 0.923 | 30
2021-07-24 12:00 | 12:00 | 1.13 | 30
2021-07-24 12:30 | 12:30 | 1.6099 | 30
2021-07-24 13:00 | 13:00 | 1.505 | 30
2021-07-24 13:30 | 13:30 | 1.1062 | 30
2021-07-24 14:00 | 14:00 | 1.0632 | 30
2021-07-24 14:30 | 14:30 | 1.5367 | 30
2021-07-24 15:00 | 15:00 | 2.6502 | 30
2021-07-24 15:30 | 15:30 | 3.8932 | 30
2021-07-24 16:00 | 16:00 | 5.2451 | 30
2021-07-24 16:30 | 16:30 | 6.8324 | 30
2021-07-24 17:00 | 17:00 | 7.9951 | 30
2021-07-24 17:30 | 17:30 | 9.1371 | 30
2021-07-24 18:00 | 18:00 | 9.6228 | 30
2021-07-24 18:30 | 18:30 | 9.7603 | 30
2021-07-24 19:00 | 19:00 | 9.6378 | 30
2021-07-24 19:30 | 19:30 | 9.4799 | 30
2021-07-24 20:00 | 20:00 | 9.4501 | 30
2021-07-24 20:30 | 20:30 | 9.161 | 30
2021-07-24 21:00 | 21:00 | 8.9138 | 30
2021-07-24 21:30 | 21:30 | 8.6767 | 30
2021-07-24 22:00 | 22:00 | 8.3736 | 30
2021-07-24 22:30 | 22:30 | 8.4421 | 30
2021-07-24 23:00 | 23:00 | 8.1966 | 30
2021-07-24 23:30 | 23:30 | 7.5922 | 30
2021-07-25 | 0:00 | 6.948 | 30
2021-07-25 00:30 | 0:30 | 6.5454 | 30
2021-07-25 01:00 | 1:00 | 6.1427 | 30
2021-07-25 01:30 | 1:30 | 5.9018 | 30
2021-07-25 02:00 | 2:00 | 5.6592 | 30
2021-07-25 02:30 | 2:30 | 5.623 | 30
2021-07-25 03:00 | 3:00 | 5.5271 | 30
2021-07-25 03:30 | 3:30 | 5.513 | 30
2021-07-25 04:00 | 4:00 | 5.6825 | 30
2021-07-25 04:30 | 4:30 | 5.7865 | 30
2021-07-25 05:00 | 5:00 | 5.9635 | 30
2021-07-25 05:30 | 5:30 | 6.1853 | 30
2021-07-25 06:00 | 6:00 | 6.5718 | 30
2021-07-25 06:30 | 6:30 | 7.0303 | 30
2021-07-25 07:00 | 7:00 | 7.2266 | 30
2021-07-25 07:30 | 7:30 | 6.8789 | 30
2021-07-25 08:00 | 8:00 | 6.0274 | 30
2021-07-25 08:30 | 8:30 | 4.9959 | 30
2021-07-25 09:00 | 9:00 | 3.5575 | 30
2021-07-25 09:30 | 9:30 | 2.3705 | 30
2021-07-25 10:00 | 10:00 | 1.4409 | 30
2021-07-25 10:30 | 10:30 | 0.79885 | 30
2021-07-25 11:00 | 11:00 | 0.93393 | 30
2021-07-25 11:30 | 11:30 | 1.0891 | 30
2021-07-25 12:00 | 12:00 | 1.1155 | 30
2021-07-25 12:30 | 12:30 | 1.3382 | 30
2021-07-25 13:00 | 13:00 | 1.4586 | 30
2021-07-25 13:30 | 13:30 | 1.2121 | 30
2021-07-25 14:00 | 14:00 | 1.0629 | 30
2021-07-25 14:30 | 14:30 | 1.7455 | 30
2021-07-25 15:00 | 15:00 | 2.7267 | 30
2021-07-25 15:30 | 15:30 | 4.1345 | 30
2021-07-25 16:00 | 16:00 | 5.8083 | 30
2021-07-25 16:30 | 16:30 | 7.5815 | 30
2021-07-25 17:00 | 17:00 | 9.4226 | 30
2021-07-25 17:30 | 17:30 | 10.7586 | 30
2021-07-25 18:00 | 18:00 | 11.3555 | 30
2021-07-25 18:30 | 18:30 | 11.3089 | 30
2021-07-25 19:00 | 19:00 | 11.1014 | 30
2021-07-25 19:30 | 19:30 | 10.9128 | 30
2021-07-25 20:00 | 20:00 | 10.6829 | 30
2021-07-25 20:30 | 20:30 | 10.3918 | 30
2021-07-25 21:00 | 21:00 | 10.0425 | 30
2021-07-25 21:30 | 21:30 | 9.5614 | 30
2021-07-25 22:00 | 22:00 | 8.7772 | 30
2021-07-25 22:30 | 22:30 | 8.5416 | 30
2021-07-25 23:00 | 23:00 | 8.3 | 30
2021-07-25 23:30 | 23:30 | 7.6511 | 30
2021-07-26 | 0:00 | 7.0286 | 30
2021-07-26 00:30 | 0:30 | 6.1081 | 30
2021-07-26 01:00 | 1:00 | 5.9298 | 30
2021-07-26 01:30 | 1:30 | 5.712 | 30
2021-07-26 02:00 | 2:00 | 5.7671 | 30
2021-07-26 02:30 | 2:30 | 5.9641 | 30
2021-07-26 03:00 | 3:00 | 5.8188 | 30
2021-07-26 03:30 | 3:30 | 6.0374 | 30
2021-07-26 04:00 | 4:00 | 6.2305 | 30
2021-07-26 04:30 | 4:30 | 6.7366 | 30
2021-07-26 05:00 | 5:00 | 7.6684 | 30
2021-07-26 05:30 | 5:30 | 8.5345 | 30
2021-07-26 06:00 | 6:00 | 9.4514 | 30
2021-07-26 06:30 | 6:30 | 10.4927 | 30
2021-07-26 07:00 | 7:00 | 10.857 | 30
2021-07-26 07:30 | 7:30 | 10.0887 | 30
2021-07-26 08:00 | 8:00 | 8.406 | 30
2021-07-26 08:30 | 8:30 | 7.3917 | 30
2021-07-26 09:00 | 9:00 | 5.146 | 30
2021-07-26 09:30 | 9:30 | 2.3234 | 30
2021-07-26 10:00 | 10:00 | 0.99093 | 30
2021-07-26 10:30 | 10:30 | 0.97002 | 30
2021-07-26 11:00 | 11:00 | 0.84027 | 30
2021-07-26 11:30 | 11:30 | 0.75618 | 30
2021-07-26 12:00 | 12:00 | 0.66585 | 30
2021-07-26 12:30 | 12:30 | 0.45122 | 30
2021-07-26 13:00 | 13:00 | 2.0401 | 30
2021-07-26 13:30 | 13:30 | 3.64 | 30
2021-07-26 14:00 | 14:00 | 2.4289 | 30
2021-07-26 14:30 | 14:30 | 3.2205 | 30
2021-07-26 15:00 | 15:00 | 4.8792 | 30
2021-07-26 15:30 | 15:30 | 6.4357 | 30
2021-07-26 16:00 | 16:00 | 7.217 | 30
2021-07-26 16:30 | 16:30 | 8.8564 | 30
2021-07-26 17:00 | 17:00 | 11.0847 | 30
2021-07-26 17:30 | 17:30 | 12.9778 | 30
2021-07-26 18:00 | 18:00 | 13.7756 | 30
2021-07-26 18:30 | 18:30 | 12.584 | 30
2021-07-26 19:00 | 19:00 | 11.7397 | 30
2021-07-26 19:30 | 19:30 | 13.309 | 30
2021-07-26 20:00 | 20:00 | 13.2219 | 30
2021-07-26 20:30 | 20:30 | 12.5154 | 30
2021-07-26 21:00 | 21:00 | 11.9154 | 30
2021-07-26 21:30 | 21:30 | 11.2298 | 30
2021-07-26 22:00 | 22:00 | 10.1227 | 30
2021-07-26 22:30 | 22:30 | 9.9875 | 30
2021-07-26 23:00 | 23:00 | 9.4079 | 30
2021-07-26 23:30 | 23:30 | 8.725 | 30
2021-07-27 | 0:00 | 8.2909 | 30
2021-07-27 00:30 | 0:30 | 7.8665 | 30
2021-07-27 01:00 | 1:00 | 7.5191 | 30
2021-07-27 01:30 | 1:30 | 7.3992 | 30
2021-07-27 02:00 | 2:00 | 7.3221 | 30
2021-07-27 02:30 | 2:30 | 7.2458 | 30
2021-07-27 03:00 | 3:00 | 7.3461 | 30
2021-07-27 03:30 | 3:30 | 7.3617 | 30
2021-07-27 04:00 | 4:00 | 7.715 | 30
2021-07-27 04:30 | 4:30 | 8.3364 | 30
2021-07-27 05:00 | 5:00 | 9.1038 | 30
2021-07-27 05:30 | 5:30 | 9.5976 | 30
2021-07-27 06:00 | 6:00 | 9.9722 | 30
2021-07-27 06:30 | 6:30 | 10.7932 | 30
2021-07-27 07:00 | 7:00 | 10.9048 | 30
2021-07-27 07:30 | 7:30 | 9.6443 | 30
2021-07-27 08:00 | 8:00 | 7.6059 | 30
2021-07-27 08:30 | 8:30 | 5.538 | 30
2021-07-27 09:00 | 9:00 | 3.8701 | 30
2021-07-27 09:30 | 9:30 | 2.3164 | 30
2021-07-27 10:00 | 10:00 | 1.1246 | 30
2021-07-27 10:30 | 10:30 | 1.0809 | 30
2021-07-27 11:00 | 11:00 | 0.55989 | 30
2021-07-27 11:30 | 11:30 | 0.30492 | 30
2021-07-27 12:00 | 12:00 | 0.34925 | 30
2021-07-27 12:30 | 12:30 | 0.31992 | 30
2021-07-27 13:00 | 13:00 | 0.47658 | 30
2021-07-27 13:30 | 13:30 | 0.9252 | 30
2021-07-27 14:00 | 14:00 | 1.7029 | 30
2021-07-27 14:30 | 14:30 | 2.6026 | 30
2021-07-27 15:00 | 15:00 | 3.7485 | 30
2021-07-27 15:30 | 15:30 | 5.1788 | 30
2021-07-27 16:00 | 16:00 | 6.7424 | 30
2021-07-27 16:30 | 16:30 | 8.3984 | 30
2021-07-27 17:00 | 17:00 | 10.0186 | 30
2021-07-27 17:30 | 17:30 | 11.8612 | 30
2021-07-27 18:00 | 18:00 | 12.7026 | 30
2021-07-27 18:30 | 18:30 | 12.9925 | 30
2021-07-27 19:00 | 19:00 | 12.8706 | 30
2021-07-27 19:30 | 19:30 | 12.6767 | 30
2021-07-27 20:00 | 20:00 | 12.4337 | 30
2021-07-27 20:30 | 20:30 | 12.0058 | 30
2021-07-27 21:00 | 21:00 | 9.9915 | 30
2021-07-27 21:30 | 21:30 | 9.0421 | 30
2021-07-27 22:00 | 22:00 | 7.9481 | 30
2021-07-27 22:30 | 22:30 | 7.7361 | 30
2021-07-27 23:00 | 23:00 | 7.3436 | 30
2021-07-27 23:30 | 23:30 | 6.6887 | 30
2021-07-28 | 0:00 | 6.5519 | 30
2021-07-28 00:30 | 0:30 | 6.3291 | 30
2021-07-28 01:00 | 1:00 | 6.0214 | 30
2021-07-28 01:30 | 1:30 | 5.8806 | 30
2021-07-28 02:00 | 2:00 | 5.6625 | 30
2021-07-28 02:30 | 2:30 | 5.6268 | 30
2021-07-28 03:00 | 3:00 | 5.3995 | 30
2021-07-28 03:30 | 3:30 | 5.1961 | 30
2021-07-28 04:00 | 4:00 | 6.9974 | 30
2021-07-28 04:30 | 4:30 | 7.3896 | 30
2021-07-28 05:00 | 5:00 | 7.3828 | 30
2021-07-28 05:30 | 5:30 | 8.1743 | 30
2021-07-28 06:00 | 6:00 | 9.1729 | 30
2021-07-28 06:30 | 6:30 | 10.1188 | 30
2021-07-28 07:00 | 7:00 | 12.2184 | 30
2021-07-28 07:30 | 7:30 | 10.5671 | 30
2021-07-28 08:00 | 8:00 | 8.0828 | 30
2021-07-28 08:30 | 8:30 | 5.6907 | 30
2021-07-28 09:00 | 9:00 | 4.2934 | 30
2021-07-28 09:30 | 9:30 | 2.5574 | 30
2021-07-28 10:00 | 10:00 | 1.0985 | 30
2021-07-28 10:30 | 10:30 | 0.69186 | 30
2021-07-28 11:00 | 11:00 | 1.0174 | 30
2021-07-28 11:30 | 11:30 | 1.4346 | 30
2021-07-28 12:00 | 12:00 | 1.8509 | 30
2021-07-28 12:30 | 12:30 | 1.7503 | 30
2021-07-28 13:00 | 13:00 | 1.4431 | 30
2021-07-28 13:30 | 13:30 | 1.0698 | 30
2021-07-28 14:00 | 14:00 | 1.0394 | 30
2021-07-28 14:30 | 14:30 | 1.9639 | 30
2021-07-28 15:00 | 15:00 | 3.1526 | 30
2021-07-28 15:30 | 15:30 | 4.6106 | 30
2021-07-28 16:00 | 16:00 | 6.2988 | 30
2021-07-28 16:30 | 16:30 | 8.197 | 30
2021-07-28 17:00 | 17:00 | 9.7146 | 30
2021-07-28 17:30 | 17:30 | 11.0788 | 30
2021-07-28 18:00 | 18:00 | 11.6706 | 30
2021-07-28 18:30 | 18:30 | 11.9329 | 30
2021-07-28 19:00 | 19:00 | 10.5612 | 30
2021-07-28 19:30 | 19:30 | 9.8062 | 30
2021-07-28 20:00 | 20:00 | 9.4993 | 30
2021-07-28 20:30 | 20:30 | 9.0358 | 30
2021-07-28 21:00 | 21:00 | 8.5524 | 30
2021-07-28 21:30 | 21:30 | 8.0331 | 30
2021-07-28 22:00 | 22:00 | 8.2187 | 30
2021-07-28 22:30 | 22:30 | 8.2197 | 30
2021-07-28 23:00 | 23:00 | 7.1474 | 30
2021-07-28 23:30 | 23:30 | 6.5089 | 30
2021-07-29 | 0:00 | 5.9864 | 30
2021-07-29 00:30 | 0:30 | 5.6882 | 30
2021-07-29 01:00 | 1:00 | 5.2989 | 30
2021-07-29 01:30 | 1:30 | 5.0652 | 30
2021-07-29 02:00 | 2:00 | 4.9422 | 30
2021-07-29 02:30 | 2:30 | 4.8746 | 30
2021-07-29 03:00 | 3:00 | 4.76 | 30
2021-07-29 03:30 | 3:30 | 4.8026 | 30
2021-07-29 04:00 | 4:00 | 4.9893 | 30
2021-07-29 04:30 | 4:30 | 5.3043 | 30
2021-07-29 05:00 | 5:00 | 5.7929 | 30
2021-07-29 05:30 | 5:30 | 6.3601 | 30
2021-07-29 06:00 | 6:00 | 7.0002 | 30
2021-07-29 06:30 | 6:30 | 7.6207 | 30
2021-07-29 07:00 | 7:00 | 7.5524 | 30
2021-07-29 07:30 | 7:30 | 7.4748 | 30
2021-07-29 08:00 | 8:00 | 4.9175 | 30
2021-07-29 08:30 | 8:30 | 2.8828 | 30
2021-07-29 09:00 | 9:00 | 2.0168 | 30
2021-07-29 09:30 | 9:30 | 1.4316 | 30
2021-07-29 10:00 | 10:00 | 0.64962 | 30
2021-07-29 10:30 | 10:30 | 0.46028 | 30
2021-07-29 11:00 | 11:00 | 0.69006 | 30
2021-07-29 11:30 | 11:30 | 0.92081 | 30
2021-07-29 12:00 | 12:00 | 0.99356 | 30
2021-07-29 12:30 | 12:30 | 1.0753 | 30
2021-07-29 13:00 | 13:00 | 1.1856 | 30
2021-07-29 13:30 | 13:30 | 0.56194 | 30
2021-07-29 14:00 | 14:00 | 0.96747 | 30
2021-07-29 14:30 | 14:30 | 1.6415 | 30
2021-07-29 15:00 | 15:00 | 2.7097 | 30
2021-07-29 15:30 | 15:30 | 4.341 | 30
2021-07-29 16:00 | 16:00 | 6.0607 | 30
2021-07-29 16:30 | 16:30 | 7.619 | 30
2021-07-29 17:00 | 17:00 | 8.461 | 30
2021-07-29 17:30 | 17:30 | 9.3621 | 30
2021-07-29 18:00 | 18:00 | 10.0564 | 30
2021-07-29 18:30 | 18:30 | 10.1869 | 30
2021-07-29 19:00 | 19:00 | 10.1919 | 30
2021-07-29 19:30 | 19:30 | 10.1392 | 30
2021-07-29 20:00 | 20:00 | 10.1464 | 30
2021-07-29 20:30 | 20:30 | 9.8353 | 30
2021-07-29 21:00 | 21:00 | 9.6433 | 30
2021-07-29 21:30 | 21:30 | 9.258 | 30
2021-07-29 22:00 | 22:00 | 8.5543 | 30
2021-07-29 22:30 | 22:30 | 8.6381 | 30
2021-07-29 23:00 | 23:00 | 8.2875 | 30
2021-07-29 23:30 | 23:30 | 7.5447 | 30
2021-07-30 | 0:00 | 6.7432 | 30
2021-07-30 00:30 | 0:30 | 5.6857 | 30
2021-07-30 01:00 | 1:00 | 5.3629 | 30
2021-07-30 01:30 | 1:30 | 5.2021 | 30
2021-07-30 02:00 | 2:00 | 5.0557 | 30
2021-07-30 02:30 | 2:30 | 5.881 | 30
2021-07-30 03:00 | 3:00 | 6.3647 | 30
2021-07-30 03:30 | 3:30 | 6.4257 | 30
2021-07-30 04:00 | 4:00 | 6.7061 | 30
2021-07-30 04:30 | 4:30 | 6.8195 | 30
2021-07-30 05:00 | 5:00 | 7.4086 | 30
2021-07-30 05:30 | 5:30 | 7.7686 | 30
2021-07-30 06:00 | 6:00 | 8.9721 | 30
2021-07-30 06:30 | 6:30 | 9.889 | 30
2021-07-30 07:00 | 7:00 | 9.7038 | 30
2021-07-30 07:30 | 7:30 | 8.6985 | 30
2021-07-30 08:00 | 8:00 | 6.8055 | 30
2021-07-30 08:30 | 8:30 | 4.8632 | 30
2021-07-30 09:00 | 9:00 | 3.0895 | 30
2021-07-30 09:30 | 9:30 | 1.5787 | 30
2021-07-30 10:00 | 10:00 | 0.69841 | 30
2021-07-30 10:30 | 10:30 | 0.60096 | 30
2021-07-30 11:00 | 11:00 | 1.1953 | 30
2021-07-30 11:30 | 11:30 | 1.4259 | 30
2021-07-30 12:00 | 12:00 | 1.2124 | 30
2021-07-30 12:30 | 12:30 | 0.92136 | 30
2021-07-30 13:00 | 13:00 | 0.96499 | 30
2021-07-30 13:30 | 13:30 | 0.8835 | 30
2021-07-30 14:00 | 14:00 | 0.87517 | 30
2021-07-30 14:30 | 14:30 | 1.1084 | 30
2021-07-30 15:00 | 15:00 | 2.1416 | 30
2021-07-30 15:30 | 15:30 | 3.389 | 30
2021-07-30 16:00 | 16:00 | 4.8929 | 30
2021-07-30 16:30 | 16:30 | 6.4074 | 30
2021-07-30 17:00 | 17:00 | 7.8265 | 30
2021-07-30 17:30 | 17:30 | 9.2136 | 30
2021-07-30 18:00 | 18:00 | 10.4516 | 30
2021-07-30 18:30 | 18:30 | 10.8262 | 30
2021-07-30 19:00 | 19:00 | 10.5181 | 30
2021-07-30 19:30 | 19:30 | 10.2046 | 30
2021-07-30 20:00 | 20:00 | 10.3372 | 30
2021-07-30 20:30 | 20:30 | 10.0933 | 30
2021-07-30 21:00 | 21:00 | 9.8086 | 30
2021-07-30 21:30 | 21:30 | 9.45 | 30
2021-07-30 22:00 | 22:00 | 9.1162 | 30
2021-07-30 22:30 | 22:30 | 9.3411 | 30
2021-07-30 23:00 | 23:00 | 8.8458 | 30
2021-07-30 23:30 | 23:30 | 8.2583 | 30
2021-07-31 | 0:00 | 7.5106 | 30
2021-07-31 00:30 | 0:30 | 7.0599 | 30
2021-07-31 01:00 | 1:00 | 6.5847 | 30
2021-07-31 01:30 | 1:30 | 6.2493 | 30
2021-07-31 02:00 | 2:00 | 5.9093 | 30
2021-07-31 02:30 | 2:30 | 5.8879 | 30
2021-07-31 03:00 | 3:00 | 5.8489 | 30
2021-07-31 03:30 | 3:30 | 5.847 | 30
2021-07-31 04:00 | 4:00 | 5.9657 | 30
2021-07-31 04:30 | 4:30 | 6.1511 | 30
2021-07-31 05:00 | 5:00 | 6.4984 | 30
2021-07-31 05:30 | 5:30 | 6.8951 | 30
2021-07-31 06:00 | 6:00 | 7.581 | 30
2021-07-31 06:30 | 6:30 | 8.0723 | 30
2021-07-31 07:00 | 7:00 | 8.1174 | 30
2021-07-31 07:30 | 7:30 | 7.8021 | 30
2021-07-31 08:00 | 8:00 | 6.9007 | 30
2021-07-31 08:30 | 8:30 | 5.1517 | 30
2021-07-31 09:00 | 9:00 | 3.655 | 30
2021-07-31 09:30 | 9:30 | 2.182 | 30
2021-07-31 10:00 | 10:00 | 1.035 | 30
2021-07-31 10:30 | 10:30 | 0.92732 | 30
2021-07-31 11:00 | 11:00 | 1.2234 | 30
2021-07-31 11:30 | 11:30 | 0.79113 | 30
2021-07-31 12:00 | 12:00 | 0.46258 | 30
2021-07-31 12:30 | 12:30 | 1.5383 | 30
2021-07-31 13:00 | 13:00 | 0.73121 | 30
2021-07-31 13:30 | 13:30 | 0.93742 | 30
2021-07-31 14:00 | 14:00 | 0.99022 | 30
2021-07-31 14:30 | 14:30 | 1.2383 | 30
2021-07-31 15:00 | 15:00 | 2.2057 | 30
2021-07-31 15:30 | 15:30 | 3.4904 | 30
2021-07-31 16:00 | 16:00 | 4.8226 | 30
2021-07-31 16:30 | 16:30 | 6.3139 | 30
2021-07-31 17:00 | 17:00 | 7.7585 | 30
2021-07-31 17:30 | 17:30 | 9.1322 | 30
2021-07-31 18:00 | 18:00 | 9.5374 | 30
2021-07-31 18:30 | 18:30 | 9.7561 | 30
2021-07-31 19:00 | 19:00 | 9.5448 | 30
2021-07-31 19:30 | 19:30 | 9.2098 | 30
2021-07-31 20:00 | 20:00 | 8.9805 | 30
2021-07-31 20:30 | 20:30 | 8.7487 | 30
2021-07-31 21:00 | 21:00 | 8.4582 | 30
2021-07-31 21:30 | 21:30 | 7.8823 | 30
2021-07-31 22:00 | 22:00 | 7.378 | 30
2021-07-31 22:30 | 22:30 | 7.4382 | 30
2021-07-31 23:00 | 23:00 | 7.1865 | 30
2021-07-31 23:30 | 23:30 | 6.6296 | 30
2021-08-01 | 0:00 | 6.049 | 30
2021-08-01 00:30 | 0:30 | 5.6411 | 30
2021-08-01 01:00 | 1:00 | 5.2883 | 30
2021-08-01 01:30 | 1:30 | 5.0902 | 30
2021-08-01 02:00 | 2:00 | 4.9257 | 30
2021-08-01 02:30 | 2:30 | 4.7919 | 30
2021-08-01 03:00 | 3:00 | 4.7585 | 30
2021-08-01 03:30 | 3:30 | 4.7185 | 30
2021-08-01 04:00 | 4:00 | 4.7709 | 30
2021-08-01 04:30 | 4:30 | 4.8195 | 30
2021-08-01 05:00 | 5:00 | 5.0311 | 30
2021-08-01 05:30 | 5:30 | 5.1874 | 30
2021-08-01 06:00 | 6:00 | 5.4667 | 30
2021-08-01 06:30 | 6:30 | 5.7924 | 30
2021-08-01 07:00 | 7:00 | 5.701 | 30
2021-08-01 07:30 | 7:30 | 5.4043 | 30
2021-08-01 08:00 | 8:00 | 4.7106 | 30
2021-08-01 08:30 | 8:30 | 3.9761 | 30
2021-08-01 09:00 | 9:00 | 3.179 | 30
2021-08-01 09:30 | 9:30 | 3.1298 | 30
2021-08-01 10:00 | 10:00 | 2.3577 | 30
2021-08-01 10:30 | 10:30 | 1.6072 | 30
2021-08-01 11:00 | 11:00 | 1.1839 | 30
2021-08-01 11:30 | 11:30 | 0.76065 | 30
2021-08-01 12:00 | 12:00 | 0.88297 | 30
2021-08-01 12:30 | 12:30 | 1.0679 | 30
2021-08-01 13:00 | 13:00 | 0.82633 | 30
2021-08-01 13:30 | 13:30 | 0.82023 | 30
2021-08-01 14:00 | 14:00 | 2.2137 | 30
2021-08-01 14:30 | 14:30 | 3.5507 | 30
2021-08-01 15:00 | 15:00 | 4.5653 | 30
2021-08-01 15:30 | 15:30 | 5.6792 | 30
2021-08-01 16:00 | 16:00 | 6.9028 | 30
2021-08-01 16:30 | 16:30 | 8.3738 | 30
2021-08-01 17:00 | 17:00 | 9.6567 | 30
2021-08-01 17:30 | 17:30 | 10.7177 | 30
2021-08-01 18:00 | 18:00 | 11.309 | 30
2021-08-01 18:30 | 18:30 | 10.8181 | 30
2021-08-01 19:00 | 19:00 | 10.0633 | 30
2021-08-01 19:30 | 19:30 | 9.6999 | 30
2021-08-01 20:00 | 20:00 | 9.5747 | 30
2021-08-01 20:30 | 20:30 | 9.2346 | 30
2021-08-01 21:00 | 21:00 | 9.0193 | 30
2021-08-01 21:30 | 21:30 | 8.4094 | 30
2021-08-01 22:00 | 22:00 | 7.4401 | 30
2021-08-01 22:30 | 22:30 | 7.5785 | 30
2021-08-01 23:00 | 23:00 | 7.2588 | 30
2021-08-01 23:30 | 23:30 | 6.7824 | 30
2021-08-02 | 0:00 | 6.2218 | 30
2021-08-02 00:30 | 0:30 | 5.1768 | 30
2021-08-02 01:00 | 1:00 | 4.7927 | 30
2021-08-02 01:30 | 1:30 | 4.5884 | 30
2021-08-02 02:00 | 2:00 | 4.3862 | 30
2021-08-02 02:30 | 2:30 | 4.2991 | 30
2021-08-02 03:00 | 3:00 | 4.317 | 30
2021-08-02 03:30 | 3:30 | 4.3256 | 30
2021-08-02 04:00 | 4:00 | 4.4274 | 30
2021-08-02 04:30 | 4:30 | 4.6981 | 30
2021-08-02 05:00 | 5:00 | 4.9073 | 30
2021-08-02 05:30 | 5:30 | 5.3455 | 30
2021-08-02 06:00 | 6:00 | 5.7858 | 30
2021-08-02 06:30 | 6:30 | 6.0376 | 30
2021-08-02 07:00 | 7:00 | 5.7693 | 30
2021-08-02 07:30 | 7:30 | 4.6203 | 30
2021-08-02 08:00 | 8:00 | 4.0687 | 30
2021-08-02 08:30 | 8:30 | 3.3103 | 30
2021-08-02 09:00 | 9:00 | 2.0845 | 30
2021-08-02 09:30 | 9:30 | 1.4045 | 30
2021-08-02 10:00 | 10:00 | 0.78265 | 30
2021-08-02 10:30 | 10:30 | 1.4159 | 30
2021-08-02 11:00 | 11:00 | 3.5068 | 30
2021-08-02 11:30 | 11:30 | 3.1837 | 30
2021-08-02 12:00 | 12:00 | 3.2781 | 30
2021-08-02 12:30 | 12:30 | 2.0055 | 30
2021-08-02 13:00 | 13:00 | 1.4464 | 30
2021-08-02 13:30 | 13:30 | 1.1065 | 30
2021-08-02 14:00 | 14:00 | 1.6179 | 30
2021-08-02 14:30 | 14:30 | 2.9145 | 30
2021-08-02 15:00 | 15:00 | 3.003 | 30
2021-08-02 15:30 | 15:30 | 4.1028 | 30
2021-08-02 16:00 | 16:00 | 5.3767 | 30
2021-08-02 16:30 | 16:30 | 6.9503 | 30
2021-08-02 17:00 | 17:00 | 8.2867 | 30
2021-08-02 17:30 | 17:30 | 9.4654 | 30
2021-08-02 18:00 | 18:00 | 9.7954 | 30
2021-08-02 18:30 | 18:30 | 9.7716 | 30
2021-08-02 19:00 | 19:00 | 9.2944 | 30
2021-08-02 19:30 | 19:30 | 8.8102 | 30
2021-08-02 20:00 | 20:00 | 8.7952 | 30
2021-08-02 20:30 | 20:30 | 8.8212 | 30
2021-08-02 21:00 | 21:00 | 8.1302 | 30
2021-08-02 21:30 | 21:30 | 7.2192 | 30
2021-08-02 22:00 | 22:00 | 6.6654 | 30
2021-08-02 22:30 | 22:30 | 6.672 | 30
2021-08-02 23:00 | 23:00 | 6.3295 | 30
2021-08-02 23:30 | 23:30 | 5.897 | 30
2021-08-03 | 0:00 | 5.4098 | 30
2021-08-03 00:30 | 0:30 | 4.885 | 30
2021-08-03 01:00 | 1:00 | 4.5683 | 30
2021-08-03 01:30 | 1:30 | 4.4074 | 30
2021-08-03 02:00 | 2:00 | 4.3568 | 30
2021-08-03 02:30 | 2:30 | 4.2931 | 30
2021-08-03 03:00 | 3:00 | 4.2736 | 30
2021-08-03 03:30 | 3:30 | 4.2912 | 30
2021-08-03 04:00 | 4:00 | 4.3613 | 30
2021-08-03 04:30 | 4:30 | 4.4429 | 30
2021-08-03 05:00 | 5:00 | 4.6793 | 30
2021-08-03 05:30 | 5:30 | 5.0177 | 30
2021-08-03 06:00 | 6:00 | 5.4155 | 30
2021-08-03 06:30 | 6:30 | 5.5982 | 30
2021-08-03 07:00 | 7:00 | 5.9289 | 30
2021-08-03 07:30 | 7:30 | 5.945 | 30
2021-08-03 08:00 | 8:00 | 5.578 | 30
2021-08-03 08:30 | 8:30 | 5.161 | 30
2021-08-03 09:00 | 9:00 | 3.1921 | 30
2021-08-03 09:30 | 9:30 | 4.4177 | 30
2021-08-03 10:00 | 10:00 | 2.6312 | 30
2021-08-03 10:30 | 10:30 | 3.5205 | 30
2021-08-03 11:00 | 11:00 | 3.3739 | 30
2021-08-03 11:30 | 11:30 | 2.285 | 30
2021-08-03 12:00 | 12:00 | 3.7538 | 30
2021-08-03 12:30 | 12:30 | 3.647 | 30
2021-08-03 13:00 | 13:00 | 1.8758 | 30
2021-08-03 13:30 | 13:30 | 2.6403 | 30
2021-08-03 14:00 | 14:00 | 4.6645 | 30
2021-08-03 14:30 | 14:30 | 4.9408 | 30
2021-08-03 15:00 | 15:00 | 5.6849 | 30
2021-08-03 15:30 | 15:30 | 5.9725 | 30
2021-08-03 16:00 | 16:00 | 6.3201 | 30
2021-08-03 16:30 | 16:30 | 7.2989 | 30
2021-08-03 17:00 | 17:00 | 8.2437 | 30
2021-08-03 17:30 | 17:30 | 9.4808 | 30
2021-08-03 18:00 | 18:00 | 9.8799 | 30
2021-08-03 18:30 | 18:30 | 9.6146 | 30
2021-08-03 19:00 | 19:00 | 9.0417 | 30
2021-08-03 19:30 | 19:30 | 9.415 | 30
2021-08-03 20:00 | 20:00 | 9.1766 | 30
2021-08-03 20:30 | 20:30 | 8.6561 | 30
2021-08-03 21:00 | 21:00 | 8.3665 | 30
2021-08-03 21:30 | 21:30 | 8.0334 | 30
2021-08-03 22:00 | 22:00 | 7.4891 | 30
2021-08-03 22:30 | 22:30 | 7.9946 | 30
2021-08-03 23:00 | 23:00 | 7.5632 | 30
2021-08-03 23:30 | 23:30 | 6.4237 | 30
2021-08-04 | 0:00 | 5.5118 | 30
2021-08-04 00:30 | 0:30 | 4.5825 | 30
2021-08-04 01:00 | 1:00 | 4.4542 | 30
2021-08-04 01:30 | 1:30 | 4.3172 | 30
2021-08-04 02:00 | 2:00 | 4.3206 | 30
2021-08-04 02:30 | 2:30 | 4.4378 | 30
2021-08-04 03:00 | 3:00 | 4.5739 | 30
2021-08-04 03:30 | 3:30 | 4.632 | 30
2021-08-04 04:00 | 4:00 | 4.8117 | 30
2021-08-04 04:30 | 4:30 | 5.0675 | 30
2021-08-04 05:00 | 5:00 | 5.4428 | 30
2021-08-04 05:30 | 5:30 | 5.9629 | 30
2021-08-04 06:00 | 6:00 | 6.4454 | 30
2021-08-04 06:30 | 6:30 | 6.5461 | 30
2021-08-04 07:00 | 7:00 | 6.0535 | 30
2021-08-04 07:30 | 7:30 | 5.0555 | 30
2021-08-04 08:00 | 8:00 | 4.0364 | 30
2021-08-04 08:30 | 8:30 | 2.8897 | 30
2021-08-04 09:00 | 9:00 | 1.6801 | 30
2021-08-04 09:30 | 9:30 | 0.91424 | 30
2021-08-04 10:00 | 10:00 | 1.0515 | 30
2021-08-04 10:30 | 10:30 | 1.347 | 30
2021-08-04 11:00 | 11:00 | 1.7247 | 30
2021-08-04 11:30 | 11:30 | 1.8309 | 30
2021-08-04 12:00 | 12:00 | 1.9547 | 30
2021-08-04 12:30 | 12:30 | 1.7778 | 30
2021-08-04 13:00 | 13:00 | 1.6561 | 30
2021-08-04 13:30 | 13:30 | 1.2432 | 30
2021-08-04 14:00 | 14:00 | 0.98674 | 30
2021-08-04 14:30 | 14:30 | 1.2707 | 30
2021-08-04 15:00 | 15:00 | 2.3081 | 30
2021-08-04 15:30 | 15:30 | 3.6402 | 30
2021-08-04 16:00 | 16:00 | 5.2519 | 30
2021-08-04 16:30 | 16:30 | 6.8086 | 30
2021-08-04 17:00 | 17:00 | 8.4338 | 30
2021-08-04 17:30 | 17:30 | 9.9559 | 30
2021-08-04 18:00 | 18:00 | 10.7448 | 30
2021-08-04 18:30 | 18:30 | 10.8618 | 30
2021-08-04 19:00 | 19:00 | 10.5825 | 30
2021-08-04 19:30 | 19:30 | 10.2461 | 30
2021-08-04 20:00 | 20:00 | 10.0574 | 30
2021-08-04 20:30 | 20:30 | 9.5318 | 30
2021-08-04 21:00 | 21:00 | 9.071 | 30
2021-08-04 21:30 | 21:30 | 8.5692 | 30
2021-08-04 22:00 | 22:00 | 7.7409 | 30
2021-08-04 22:30 | 22:30 | 7.7245 | 30
2021-08-04 23:00 | 23:00 | 7.2474 | 30
2021-08-04 23:30 | 23:30 | 6.6994 | 30
2021-08-05 | 0:00 | 6.1798 | 30
2021-08-05 00:30 | 0:30 | 5.7172 | 30
2021-08-05 01:00 | 1:00 | 5.386 | 30
2021-08-05 01:30 | 1:30 | 5.0534 | 30
2021-08-05 02:00 | 2:00 | 5.0238 | 30
2021-08-05 02:30 | 2:30 | 4.9497 | 30
2021-08-05 03:00 | 3:00 | 4.9796 | 30
2021-08-05 03:30 | 3:30 | 5.1402 | 30
2021-08-05 04:00 | 4:00 | 5.4118 | 30
2021-08-05 04:30 | 4:30 | 5.7566 | 30
2021-08-05 05:00 | 5:00 | 6.2818 | 30
2021-08-05 05:30 | 5:30 | 6.9255 | 30
2021-08-05 06:00 | 6:00 | 7.5246 | 30
2021-08-05 06:30 | 6:30 | 8.0337 | 30
2021-08-05 07:00 | 7:00 | 7.6417 | 30
2021-08-05 07:30 | 7:30 | 6.8786 | 30
2021-08-05 08:00 | 8:00 | 5.6618 | 30
2021-08-05 08:30 | 8:30 | 4.2336 | 30
2021-08-05 09:00 | 9:00 | 2.7292 | 30
2021-08-05 09:30 | 9:30 | 1.3631 | 30
2021-08-05 10:00 | 10:00 | 0.80682 | 30
2021-08-05 10:30 | 10:30 | 0.87981 | 30
2021-08-05 11:00 | 11:00 | 0.94671 | 30
2021-08-05 11:30 | 11:30 | 1.1632 | 30
2021-08-05 12:00 | 12:00 | 1.132 | 30
2021-08-05 12:30 | 12:30 | 1.3945 | 30
2021-08-05 13:00 | 13:00 | 1.45 | 30
2021-08-05 13:30 | 13:30 | 1.1658 | 30
2021-08-05 14:00 | 14:00 | 0.85703 | 30
2021-08-05 14:30 | 14:30 | 1.1216 | 30
2021-08-05 15:00 | 15:00 | 2.2016 | 30
2021-08-05 15:30 | 15:30 | 3.3646 | 30
2021-08-05 16:00 | 16:00 | 4.7439 | 30
2021-08-05 16:30 | 16:30 | 6.3098 | 30
2021-08-05 17:00 | 17:00 | 7.9773 | 30
2021-08-05 17:30 | 17:30 | 9.7607 | 30
2021-08-05 18:00 | 18:00 | 10.6938 | 30
2021-08-05 18:30 | 18:30 | 10.6912 | 30
2021-08-05 19:00 | 19:00 | 10.352 | 30
2021-08-05 19:30 | 19:30 | 10.2879 | 30
2021-08-05 20:00 | 20:00 | 9.9468 | 30
2021-08-05 20:30 | 20:30 | 9.5182 | 30
2021-08-05 21:00 | 21:00 | 9.1506 | 30
2021-08-05 21:30 | 21:30 | 8.6546 | 30
2021-08-05 22:00 | 22:00 | 7.9115 | 30
2021-08-05 22:30 | 22:30 | 7.8501 | 30
2021-08-05 23:00 | 23:00 | 7.2613 | 30
2021-08-05 23:30 | 23:30 | 6.8069 | 30
2021-08-06 | 0:00 | 6.1583 | 30
2021-08-06 00:30 | 0:30 | 5.738 | 30
2021-08-06 01:00 | 1:00 | 5.4252 | 30
2021-08-06 01:30 | 1:30 | 5.2443 | 30
2021-08-06 02:00 | 2:00 | 5.0471 | 30
2021-08-06 02:30 | 2:30 | 5.0353 | 30
2021-08-06 03:00 | 3:00 | 5.0148 | 30
2021-08-06 03:30 | 3:30 | 5.1404 | 30
2021-08-06 04:00 | 4:00 | 5.3243 | 30
2021-08-06 04:30 | 4:30 | 5.6822 | 30
2021-08-06 05:00 | 5:00 | 6.4188 | 30
2021-08-06 05:30 | 5:30 | 7.0557 | 30
2021-08-06 06:00 | 6:00 | 7.6818 | 30
2021-08-06 06:30 | 6:30 | 8.3698 | 30
2021-08-06 07:00 | 7:00 | 8.0175 | 30
2021-08-06 07:30 | 7:30 | 7.3955 | 30
2021-08-06 08:00 | 8:00 | 6.1366 | 30
2021-08-06 08:30 | 8:30 | 4.5396 | 30
2021-08-06 09:00 | 9:00 | 2.9821 | 30
2021-08-06 09:30 | 9:30 | 1.6669 | 30
2021-08-06 10:00 | 10:00 | 0.74838 | 30
2021-08-06 10:30 | 10:30 | 0.952 | 30
2021-08-06 11:00 | 11:00 | 1.4704 | 30
2021-08-06 11:30 | 11:30 | 1.6341 | 30
2021-08-06 12:00 | 12:00 | 1.7364 | 30
2021-08-06 12:30 | 12:30 | 1.7023 | 30
2021-08-06 13:00 | 13:00 | 1.484 | 30
2021-08-06 13:30 | 13:30 | 1.207 | 30
2021-08-06 14:00 | 14:00 | 1.0771 | 30
2021-08-06 14:30 | 14:30 | 1.2342 | 30
2021-08-06 15:00 | 15:00 | 2.2201 | 30
2021-08-06 15:30 | 15:30 | 3.3342 | 30
2021-08-06 16:00 | 16:00 | 4.7741 | 30
2021-08-06 16:30 | 16:30 | 6.2446 | 30
2021-08-06 17:00 | 17:00 | 7.6855 | 30
2021-08-06 17:30 | 17:30 | 9.2929 | 30
2021-08-06 18:00 | 18:00 | 10.1792 | 30
2021-08-06 18:30 | 18:30 | 10.4342 | 30
2021-08-06 19:00 | 19:00 | 10.3168 | 30
2021-08-06 19:30 | 19:30 | 10.1676 | 30
2021-08-06 20:00 | 20:00 | 9.8828 | 30
2021-08-06 20:30 | 20:30 | 9.6926 | 30
2021-08-06 21:00 | 21:00 | 9.4069 | 30
2021-08-06 21:30 | 21:30 | 8.9092 | 30
2021-08-06 22:00 | 22:00 | 8.2896 | 30
2021-08-06 22:30 | 22:30 | 8.376 | 30
2021-08-06 23:00 | 23:00 | 7.9348 | 30
2021-08-06 23:30 | 23:30 | 7.3724 | 30
2021-08-07 | 0:00 | 6.7433 | 30
2021-08-07 00:30 | 0:30 | 6.4939 | 30
2021-08-07 01:00 | 1:00 | 6.1095 | 30
2021-08-07 01:30 | 1:30 | 5.7722 | 30
2021-08-07 02:00 | 2:00 | 5.5864 | 30
2021-08-07 02:30 | 2:30 | 5.5393 | 30
2021-08-07 03:00 | 3:00 | 5.4796 | 30
2021-08-07 03:30 | 3:30 | 5.5617 | 30
2021-08-07 04:00 | 4:00 | 5.8692 | 30
2021-08-07 04:30 | 4:30 | 6.0426 | 30
2021-08-07 05:00 | 5:00 | 6.0024 | 30
2021-08-07 05:30 | 5:30 | 6.8312 | 30
2021-08-07 06:00 | 6:00 | 7.6924 | 30
2021-08-07 06:30 | 6:30 | 8.1704 | 30
2021-08-07 07:00 | 7:00 | 8.3061 | 30
2021-08-07 07:30 | 7:30 | 7.3346 | 30
2021-08-07 08:00 | 8:00 | 6.9942 | 30
2021-08-07 08:30 | 8:30 | 6.3481 | 30
2021-08-07 09:00 | 9:00 | 5.6091 | 30
2021-08-07 09:30 | 9:30 | 5.5303 | 30
2021-08-07 10:00 | 10:00 | 4.2908 | 30
2021-08-07 10:30 | 10:30 | 1.6446 | 30
2021-08-07 11:00 | 11:00 | 0.6758 | 30
2021-08-07 11:30 | 11:30 | 0.96801 | 30
2021-08-07 12:00 | 12:00 | 1.1117 | 30
2021-08-07 12:30 | 12:30 | 1.2458 | 30
2021-08-07 13:00 | 13:00 | 1.3526 | 30
2021-08-07 13:30 | 13:30 | 1.0651 | 30
2021-08-07 14:00 | 14:00 | 0.97493 | 30
2021-08-07 14:30 | 14:30 | 1.2349 | 30
2021-08-07 15:00 | 15:00 | 2.2463 | 30
2021-08-07 15:30 | 15:30 | 3.4439 | 30
2021-08-07 16:00 | 16:00 | 4.7943 | 30
2021-08-07 16:30 | 16:30 | 6.4621 | 30
2021-08-07 17:00 | 17:00 | 8.0372 | 30
2021-08-07 17:30 | 17:30 | 9.4708 | 30
2021-08-07 18:00 | 18:00 | 10.5474 | 30
2021-08-07 18:30 | 18:30 | 10.7008 | 30
2021-08-07 19:00 | 19:00 | 10.5816 | 30
2021-08-07 19:30 | 19:30 | 10.347 | 30
2021-08-07 20:00 | 20:00 | 10.2237 | 30
2021-08-07 20:30 | 20:30 | 9.9196 | 30
2021-08-07 21:00 | 21:00 | 9.531 | 30
2021-08-07 21:30 | 21:30 | 8.9869 | 30
2021-08-07 22:00 | 22:00 | 8.6412 | 30
2021-08-07 22:30 | 22:30 | 8.7898 | 30
2021-08-07 23:00 | 23:00 | 8.4597 | 30
2021-08-07 23:30 | 23:30 | 7.7356 | 30
2021-08-08 | 0:00 | 7.1921 | 30
2021-08-08 00:30 | 0:30 | 6.7085 | 30
2021-08-08 01:00 | 1:00 | 6.417 | 30
2021-08-08 01:30 | 1:30 | 6.0919 | 30
2021-08-08 02:00 | 2:00 | 6.1309 | 30
2021-08-08 02:30 | 2:30 | 6.0229 | 30
2021-08-08 03:00 | 3:00 | 6.0143 | 30
2021-08-08 03:30 | 3:30 | 6.3101 | 30
2021-08-08 04:00 | 4:00 | 6.4515 | 30
2021-08-08 04:30 | 4:30 | 6.5027 | 30
2021-08-08 05:00 | 5:00 | 6.7451 | 30
2021-08-08 05:30 | 5:30 | 7.0113 | 30
2021-08-08 06:00 | 6:00 | 7.2348 | 30
2021-08-08 06:30 | 6:30 | 7.555 | 30
2021-08-08 07:00 | 7:00 | 7.4043 | 30
2021-08-08 07:30 | 7:30 | 7.094 | 30
2021-08-08 08:00 | 8:00 | 6.3493 | 30
2021-08-08 08:30 | 8:30 | 5.1563 | 30
2021-08-08 09:00 | 9:00 | 3.9035 | 30
2021-08-08 09:30 | 9:30 | 2.772 | 30
2021-08-08 10:00 | 10:00 | 1.5605 | 30
2021-08-08 10:30 | 10:30 | 1.0537 | 30
2021-08-08 11:00 | 11:00 | 1.0305 | 30
2021-08-08 11:30 | 11:30 | 2.5416 | 30
2021-08-08 12:00 | 12:00 | 1.2887 | 30
2021-08-08 12:30 | 12:30 | 1.179 | 30
2021-08-08 13:00 | 13:00 | 0.91375 | 30
2021-08-08 13:30 | 13:30 | 1.0663 | 30
2021-08-08 14:00 | 14:00 | 1.0827 | 30
2021-08-08 14:30 | 14:30 | 2.8423 | 30
2021-08-08 15:00 | 15:00 | 3.8205 | 30
2021-08-08 15:30 | 15:30 | 5.632 | 30
2021-08-08 16:00 | 16:00 | 6.4621 | 30
2021-08-08 16:30 | 16:30 | 7.5741 | 30
2021-08-08 17:00 | 17:00 | 8.7348 | 30
2021-08-08 17:30 | 17:30 | 9.6312 | 30
2021-08-08 18:00 | 18:00 | 10.0759 | 30
2021-08-08 18:30 | 18:30 | 9.8973 | 30
2021-08-08 19:00 | 19:00 | 9.5496 | 30
2021-08-08 19:30 | 19:30 | 9.2476 | 30
2021-08-08 20:00 | 20:00 | 8.9158 | 30
2021-08-08 20:30 | 20:30 | 8.6266 | 30
2021-08-08 21:00 | 21:00 | 8.0564 | 30
2021-08-08 21:30 | 21:30 | 7.3964 | 30
2021-08-08 22:00 | 22:00 | 6.8447 | 30
2021-08-08 22:30 | 22:30 | 7.1047 | 30
2021-08-08 23:00 | 23:00 | 6.6227 | 30
2021-08-08 23:30 | 23:30 | 6.0217 | 30
2021-08-09 | 0:00 | 5.764 | 30
2021-08-09 00:30 | 0:30 | 5.2016 | 30
2021-08-09 01:00 | 1:00 | 4.7507 | 30
2021-08-09 01:30 | 1:30 | 4.6134 | 30
2021-08-09 02:00 | 2:00 | 4.4822 | 30
2021-08-09 02:30 | 2:30 | 4.563 | 30
2021-08-09 03:00 | 3:00 | 4.8869 | 30
2021-08-09 03:30 | 3:30 | 4.9249 | 30
2021-08-09 04:00 | 4:00 | 5.0248 | 30
2021-08-09 04:30 | 4:30 | 5.2701 | 30
2021-08-09 05:00 | 5:00 | 5.6021 | 30
2021-08-09 05:30 | 5:30 | 5.8479 | 30
2021-08-09 06:00 | 6:00 | 6.1413 | 30
2021-08-09 06:30 | 6:30 | 6.185 | 30
2021-08-09 07:00 | 7:00 | 6.2367 | 30
2021-08-09 07:30 | 7:30 | 6.0143 | 30
2021-08-09 08:00 | 8:00 | 5.4897 | 30
2021-08-09 08:30 | 8:30 | 4.0126 | 30
2021-08-09 09:00 | 9:00 | 3.5889 | 30
2021-08-09 09:30 | 9:30 | 1.9787 | 30
2021-08-09 10:00 | 10:00 | 0.88271 | 30
2021-08-09 10:30 | 10:30 | 0.88981 | 30
2021-08-09 11:00 | 11:00 | 1.3445 | 30
2021-08-09 11:30 | 11:30 | 1.1267 | 30
2021-08-09 12:00 | 12:00 | 1.1671 | 30
2021-08-09 12:30 | 12:30 | 2.0397 | 30
2021-08-09 13:00 | 13:00 | 1.7564 | 30
2021-08-09 13:30 | 13:30 | 1.4519 | 30
2021-08-09 14:00 | 14:00 | 0.98349 | 30
2021-08-09 14:30 | 14:30 | 1.2026 | 30
2021-08-09 15:00 | 15:00 | 2.4143 | 30
2021-08-09 15:30 | 15:30 | 3.8975 | 30
2021-08-09 16:00 | 16:00 | 5.5702 | 30
2021-08-09 16:30 | 16:30 | 6.9117 | 30
2021-08-09 17:00 | 17:00 | 8.6837 | 30
2021-08-09 17:30 | 17:30 | 10.0181 | 30
2021-08-09 18:00 | 18:00 | 10.8189 | 30
2021-08-09 18:30 | 18:30 | 10.7031 | 30
2021-08-09 19:00 | 19:00 | 10.1207 | 30
2021-08-09 19:30 | 19:30 | 9.8465 | 30
2021-08-09 20:00 | 20:00 | 9.7281 | 30
2021-08-09 20:30 | 20:30 | 9.3438 | 30
2021-08-09 21:00 | 21:00 | 8.9352 | 30
2021-08-09 21:30 | 21:30 | 8.2624 | 30
2021-08-09 22:00 | 22:00 | 7.7013 | 30
2021-08-09 22:30 | 22:30 | 7.9952 | 30
2021-08-09 23:00 | 23:00 | 7.5562 | 30
2021-08-09 23:30 | 23:30 | 7.0292 | 30
2021-08-10 | 0:00 | 6.3192 | 30
2021-08-10 00:30 | 0:30 | 5.9727 | 30
2021-08-10 01:00 | 1:00 | 5.6196 | 30
2021-08-10 01:30 | 1:30 | 5.3975 | 30
2021-08-10 02:00 | 2:00 | 4.9948 | 30
2021-08-10 02:30 | 2:30 | 4.5821 | 30
2021-08-10 03:00 | 3:00 | 4.6337 | 30
2021-08-10 03:30 | 3:30 | 4.686 | 30
2021-08-10 04:00 | 4:00 | 4.9553 | 30
2021-08-10 04:30 | 4:30 | 5.2181 | 30
2021-08-10 05:00 | 5:00 | 5.7531 | 30
2021-08-10 05:30 | 5:30 | 6.248 | 30
2021-08-10 06:00 | 6:00 | 6.7621 | 30
2021-08-10 06:30 | 6:30 | 7.3443 | 30
2021-08-10 07:00 | 7:00 | 7.4656 | 30
2021-08-10 07:30 | 7:30 | 7.0121 | 30
2021-08-10 08:00 | 8:00 | 5.6463 | 30
2021-08-10 08:30 | 8:30 | 4.7399 | 30
2021-08-10 09:00 | 9:00 | 3.1645 | 30
2021-08-10 09:30 | 9:30 | 1.9152 | 30
2021-08-10 10:00 | 10:00 | 1.0687 | 30
2021-08-10 10:30 | 10:30 | 1.0069 | 30
2021-08-10 11:00 | 11:00 | 1.1912 | 30
2021-08-10 11:30 | 11:30 | 1.4593 | 30
2021-08-10 12:00 | 12:00 | 2.0468 | 30
2021-08-10 12:30 | 12:30 | 1.3477 | 30
2021-08-10 13:00 | 13:00 | 0.9386 | 30
2021-08-10 13:30 | 13:30 | 1.4016 | 30
2021-08-10 14:00 | 14:00 | 2.9281 | 30
2021-08-10 14:30 | 14:30 | 3.5753 | 30
2021-08-10 15:00 | 15:00 | 4.3048 | 30
2021-08-10 15:30 | 15:30 | 4.9721 | 30
2021-08-10 16:00 | 16:00 | 5.8408 | 30
2021-08-10 16:30 | 16:30 | 6.9518 | 30
2021-08-10 17:00 | 17:00 | 8.2464 | 30
2021-08-10 17:30 | 17:30 | 9.6791 | 30
2021-08-10 18:00 | 18:00 | 10.6238 | 30
2021-08-10 18:30 | 18:30 | 10.6438 | 30
2021-08-10 19:00 | 19:00 | 10.434 | 30
2021-08-10 19:30 | 19:30 | 10.2035 | 30
2021-08-10 20:00 | 20:00 | 10.0679 | 30
2021-08-10 20:30 | 20:30 | 9.6599 | 30
2021-08-10 21:00 | 21:00 | 9.1532 | 30
2021-08-10 21:30 | 21:30 | 8.6177 | 30
2021-08-10 22:00 | 22:00 | 7.7093 | 30
2021-08-10 22:30 | 22:30 | 7.7452 | 30
2021-08-10 23:00 | 23:00 | 7.2352 | 30
2021-08-10 23:30 | 23:30 | 6.5805 | 30
2021-08-11 | 0:00 | 5.9318 | 30
2021-08-11 00:30 | 0:30 | 5.5284 | 30
2021-08-11 01:00 | 1:00 | 5.2207 | 30
2021-08-11 01:30 | 1:30 | 4.8124 | 30
2021-08-11 02:00 | 2:00 | 4.5192 | 30
2021-08-11 02:30 | 2:30 | 4.4708 | 30
2021-08-11 03:00 | 3:00 | 4.4541 | 30
2021-08-11 03:30 | 3:30 | 4.4703 | 30
2021-08-11 04:00 | 4:00 | 4.9599 | 30
2021-08-11 04:30 | 4:30 | 5.4061 | 30
2021-08-11 05:00 | 5:00 | 6.133 | 30
2021-08-11 05:30 | 5:30 | 6.8246 | 30
2021-08-11 06:00 | 6:00 | 7.4579 | 30
2021-08-11 06:30 | 6:30 | 8.0203 | 30
2021-08-11 07:00 | 7:00 | 8.0926 | 30
2021-08-11 07:30 | 7:30 | 7.2279 | 30
2021-08-11 08:00 | 8:00 | 5.0875 | 30
2021-08-11 08:30 | 8:30 | 2.8977 | 30
2021-08-11 09:00 | 9:00 | 1.3181 | 30
2021-08-11 09:30 | 9:30 | 0.91087 | 30
2021-08-11 10:00 | 10:00 | 1.6119 | 30
2021-08-11 10:30 | 10:30 | 3.2891 | 30
2021-08-11 11:00 | 11:00 | 1.3533 | 30
2021-08-11 11:30 | 11:30 | 3.653 | 30
2021-08-11 12:00 | 12:00 | 3.2165 | 30
2021-08-11 12:30 | 12:30 | 1.2367 | 30
2021-08-11 13:00 | 13:00 | 1.1417 | 30
2021-08-11 13:30 | 13:30 | 1.419 | 30
2021-08-11 14:00 | 14:00 | 1.2644 | 30
2021-08-11 14:30 | 14:30 | 0.87349 | 30
2021-08-11 15:00 | 15:00 | 1.7491 | 30
2021-08-11 15:30 | 15:30 | 3.3666 | 30
2021-08-11 16:00 | 16:00 | 4.7013 | 30
2021-08-11 16:30 | 16:30 | 6.0028 | 30
2021-08-11 17:00 | 17:00 | 7.6073 | 30
2021-08-11 17:30 | 17:30 | 8.9075 | 30
2021-08-11 18:00 | 18:00 | 9.857 | 30
2021-08-11 18:30 | 18:30 | 10.1043 | 30
2021-08-11 19:00 | 19:00 | 9.6961 | 30
2021-08-11 19:30 | 19:30 | 9.333 | 30
2021-08-11 20:00 | 20:00 | 9.1738 | 30
2021-08-11 20:30 | 20:30 | 8.8355 | 30
2021-08-11 21:00 | 21:00 | 8.475 | 30
2021-08-11 21:30 | 21:30 | 7.8295 | 30
2021-08-11 22:00 | 22:00 | 7.0765 | 30
2021-08-11 22:30 | 22:30 | 6.8904 | 30
2021-08-11 23:00 | 23:00 | 6.5747 | 30
2021-08-11 23:30 | 23:30 | 6.0756 | 30
2021-08-12 | 0:00 | 5.4726 | 30
2021-08-12 00:30 | 0:30 | 5.0455 | 30
2021-08-12 01:00 | 1:00 | 4.7924 | 30
2021-08-12 01:30 | 1:30 | 4.5564 | 30
2021-08-12 02:00 | 2:00 | 4.4759 | 30
2021-08-12 02:30 | 2:30 | 4.4225 | 30
2021-08-12 03:00 | 3:00 | 4.3727 | 30
2021-08-12 03:30 | 3:30 | 4.4063 | 30
2021-08-12 04:00 | 4:00 | 4.7583 | 30
2021-08-12 04:30 | 4:30 | 5.0682 | 30
2021-08-12 05:00 | 5:00 | 5.5947 | 30
2021-08-12 05:30 | 5:30 | 6.2126 | 30
2021-08-12 06:00 | 6:00 | 6.9184 | 30
2021-08-12 06:30 | 6:30 | 7.4219 | 30
2021-08-12 07:00 | 7:00 | 6.6336 | 30
2021-08-12 07:30 | 7:30 | 4.9263 | 30
2021-08-12 08:00 | 8:00 | 3.1028 | 30
2021-08-12 08:30 | 8:30 | 1.7548 | 30
2021-08-12 09:00 | 9:00 | 0.8032 | 30
2021-08-12 09:30 | 9:30 | 1.1309 | 30
2021-08-12 10:00 | 10:00 | 1.9065 | 30
2021-08-12 10:30 | 10:30 | 2.2351 | 30
2021-08-12 11:00 | 11:00 | 2.3963 | 30
2021-08-12 11:30 | 11:30 | 2.9218 | 30
2021-08-12 12:00 | 12:00 | 2.7907 | 30
2021-08-12 12:30 | 12:30 | 2.2577 | 30
2021-08-12 13:00 | 13:00 | 1.985 | 30
2021-08-12 13:30 | 13:30 | 1.6857 | 30
2021-08-12 14:00 | 14:00 | 0.9501 | 30
2021-08-12 14:30 | 14:30 | 0.69387 | 30
2021-08-12 15:00 | 15:00 | 1.5675 | 30
2021-08-12 15:30 | 15:30 | 3.0478 | 30
2021-08-12 16:00 | 16:00 | 4.7528 | 30
2021-08-12 16:30 | 16:30 | 6.1848 | 30
2021-08-12 17:00 | 17:00 | 7.571 | 30
2021-08-12 17:30 | 17:30 | 8.8178 | 30
2021-08-12 18:00 | 18:00 | 9.4854 | 30
2021-08-12 18:30 | 18:30 | 9.5342 | 30
2021-08-12 19:00 | 19:00 | 9.2816 | 30
2021-08-12 19:30 | 19:30 | 9.1116 | 30
2021-08-12 20:00 | 20:00 | 8.8427 | 30
2021-08-12 20:30 | 20:30 | 8.7655 | 30
2021-08-12 21:00 | 21:00 | 8.268 | 30
2021-08-12 21:30 | 21:30 | 7.4988 | 30
2021-08-12 22:00 | 22:00 | 6.9451 | 30
2021-08-12 22:30 | 22:30 | 7.0598 | 30
2021-08-12 23:00 | 23:00 | 6.6377 | 30
2021-08-12 23:30 | 23:30 | 5.9676 | 30
2021-08-13 | 0:00 | 5.4509 | 30
2021-08-13 00:30 | 0:30 | 4.8332 | 30
2021-08-13 01:00 | 1:00 | 4.4129 | 30
2021-08-13 01:30 | 1:30 | 4.192 | 30
2021-08-13 02:00 | 2:00 | 4.0112 | 30
2021-08-13 02:30 | 2:30 | 4.0296 | 30
2021-08-13 03:00 | 3:00 | 3.9018 | 30
2021-08-13 03:30 | 3:30 | 3.9766 | 30
2021-08-13 04:00 | 4:00 | 4.1638 | 30
2021-08-13 04:30 | 4:30 | 4.4227 | 30
2021-08-13 05:00 | 5:00 | 4.8439 | 30
2021-08-13 05:30 | 5:30 | 5.4613 | 30
2021-08-13 06:00 | 6:00 | 6.101 | 30
2021-08-13 06:30 | 6:30 | 6.5886 | 30
2021-08-13 07:00 | 7:00 | 6.4717 | 30
2021-08-13 07:30 | 7:30 | 5.5177 | 30
2021-08-13 08:00 | 8:00 | 3.9243 | 30
2021-08-13 08:30 | 8:30 | 2.6223 | 30
2021-08-13 09:00 | 9:00 | 1.3579 | 30
2021-08-13 09:30 | 9:30 | 0.81953 | 30
2021-08-13 10:00 | 10:00 | 1.3331 | 30
2021-08-13 10:30 | 10:30 | 1.8374 | 30
2021-08-13 11:00 | 11:00 | 2.2678 | 30
2021-08-13 11:30 | 11:30 | 2.3418 | 30
2021-08-13 12:00 | 12:00 | 1.9049 | 30
2021-08-13 12:30 | 12:30 | 1.7315 | 30
2021-08-13 13:00 | 13:00 | 1.3609 | 30
2021-08-13 13:30 | 13:30 | 1.5451 | 30
2021-08-13 14:00 | 14:00 | 2.0358 | 30
2021-08-13 14:30 | 14:30 | 2.528 | 30
2021-08-13 15:00 | 15:00 | 4.7438 | 30
2021-08-13 15:30 | 15:30 | 5.8716 | 30
2021-08-13 16:00 | 16:00 | 5.9829 | 30
2021-08-13 16:30 | 16:30 | 6.6779 | 30
2021-08-13 17:00 | 17:00 | 7.5812 | 30
2021-08-13 17:30 | 17:30 | 8.2994 | 30
2021-08-13 18:00 | 18:00 | 8.8124 | 30
2021-08-13 18:30 | 18:30 | 8.6457 | 30
2021-08-13 19:00 | 19:00 | 8.3761 | 30
2021-08-13 19:30 | 19:30 | 8.1145 | 30
2021-08-13 20:00 | 20:00 | 7.9327 | 30
2021-08-13 20:30 | 20:30 | 7.6256 | 30
2021-08-13 21:00 | 21:00 | 7.2527 | 30
2021-08-13 21:30 | 21:30 | 6.93 | 30
2021-08-13 22:00 | 22:00 | 6.6042 | 30
2021-08-13 22:30 | 22:30 | 6.8155 | 30
2021-08-13 23:00 | 23:00 | 6.5159 | 30
2021-08-13 23:30 | 23:30 | 6.0281 | 30
2021-08-14 | 0:00 | 5.4817 | 30
2021-08-14 00:30 | 0:30 | 5.1372 | 30
2021-08-14 01:00 | 1:00 | 4.7687 | 30
2021-08-14 01:30 | 1:30 | 4.5467 | 30
2021-08-14 02:00 | 2:00 | 4.3464 | 30
2021-08-14 02:30 | 2:30 | 4.2705 | 30
2021-08-14 03:00 | 3:00 | 4.3706 | 30
2021-08-14 03:30 | 3:30 | 4.5724 | 30
2021-08-14 04:00 | 4:00 | 4.6464 | 30
2021-08-14 04:30 | 4:30 | 4.6691 | 30
2021-08-14 05:00 | 5:00 | 5.5369 | 30
2021-08-14 05:30 | 5:30 | 6.1705 | 30
2021-08-14 06:00 | 6:00 | 6.4482 | 30
2021-08-14 06:30 | 6:30 | 6.4302 | 30
2021-08-14 07:00 | 7:00 | 6.4828 | 30
2021-08-14 07:30 | 7:30 | 6.5126 | 30
2021-08-14 08:00 | 8:00 | 6.5636 | 30
2021-08-14 08:30 | 8:30 | 6.2346 | 30
2021-08-14 09:00 | 9:00 | 5.3238 | 30
2021-08-14 09:30 | 9:30 | 3.8916 | 30
2021-08-14 10:00 | 10:00 | 3.4593 | 30
2021-08-14 10:30 | 10:30 | 3.0567 | 30
2021-08-14 11:00 | 11:00 | 2.054 | 30
2021-08-14 11:30 | 11:30 | 1.3337 | 30
2021-08-14 12:00 | 12:00 | 1.3056 | 30
2021-08-14 12:30 | 12:30 | 0.82145 | 30
2021-08-14 13:00 | 13:00 | 0.69794 | 30
2021-08-14 13:30 | 13:30 | 0.81061 | 30
2021-08-14 14:00 | 14:00 | 1.326 | 30
2021-08-14 14:30 | 14:30 | 2.6737 | 30
2021-08-14 15:00 | 15:00 | 3.9124 | 30
2021-08-14 15:30 | 15:30 | 4.8012 | 30
2021-08-14 16:00 | 16:00 | 6.0389 | 30
2021-08-14 16:30 | 16:30 | 7.6042 | 30
2021-08-14 17:00 | 17:00 | 8.6773 | 30
2021-08-14 17:30 | 17:30 | 9.3853 | 30
2021-08-14 18:00 | 18:00 | 9.8846 | 30
2021-08-14 18:30 | 18:30 | 9.9381 | 30
2021-08-14 19:00 | 19:00 | 9.6682 | 30
2021-08-14 19:30 | 19:30 | 9.4505 | 30
2021-08-14 20:00 | 20:00 | 9.171 | 30
2021-08-14 20:30 | 20:30 | 8.7818 | 30
2021-08-14 21:00 | 21:00 | 8.567 | 30
2021-08-14 21:30 | 21:30 | 8.2937 | 30
2021-08-14 22:00 | 22:00 | 7.9542 | 30
2021-08-14 22:30 | 22:30 | 8.037 | 30
2021-08-14 23:00 | 23:00 | 7.2928 | 30
2021-08-14 23:30 | 23:30 | 6.8893 | 30
2021-08-15 | 0:00 | 6.9621 | 30
2021-08-15 00:30 | 0:30 | 6.6968 | 30
2021-08-15 01:00 | 1:00 | 4.7953 | 30
2021-08-15 01:30 | 1:30 | 4.8016 | 30
2021-08-15 02:00 | 2:00 | 4.7954 | 30
2021-08-15 02:30 | 2:30 | 5.2943 | 30
2021-08-15 03:00 | 3:00 | 5.8525 | 30
2021-08-15 03:30 | 3:30 | 5.8164 | 30
2021-08-15 04:00 | 4:00 | 5.8345 | 30
2021-08-15 04:30 | 4:30 | 5.802 | 30
2021-08-15 05:00 | 5:00 | 5.8891 | 30
2021-08-15 05:30 | 5:30 | 4.8884 | 30
2021-08-15 06:00 | 6:00 | 4.8497 | 30
2021-08-15 06:30 | 6:30 | 4.9868 | 30
2021-08-15 07:00 | 7:00 | 4.6411 | 30
2021-08-15 07:30 | 7:30 | 4.7068 | 30
2021-08-15 08:00 | 8:00 | 4.67 | 30
2021-08-15 08:30 | 8:30 | 3.3534 | 30
2021-08-15 09:00 | 9:00 | 2.4321 | 30
2021-08-15 09:30 | 9:30 | 1.6391 | 30
2021-08-15 10:00 | 10:00 | 0.89021 | 30
2021-08-15 10:30 | 10:30 | 0.49349 | 30
2021-08-15 11:00 | 11:00 | 0.86691 | 30
2021-08-15 11:30 | 11:30 | 1.082 | 30
2021-08-15 12:00 | 12:00 | 0.97014 | 30
2021-08-15 12:30 | 12:30 | 0.86933 | 30
2021-08-15 13:00 | 13:00 | 0.68776 | 30
2021-08-15 13:30 | 13:30 | 0.49638 | 30
2021-08-15 14:00 | 14:00 | 0.97628 | 30
2021-08-15 14:30 | 14:30 | 2.5965 | 30
2021-08-15 15:00 | 15:00 | 4.6726 | 30
2021-08-15 15:30 | 15:30 | 4.5584 | 30
2021-08-15 16:00 | 16:00 | 6.083 | 30
2021-08-15 16:30 | 16:30 | 7.7456 | 30
2021-08-15 17:00 | 17:00 | 8.8868 | 30
2021-08-15 17:30 | 17:30 | 9.8362 | 30
2021-08-15 18:00 | 18:00 | 10.2974 | 30
2021-08-15 18:30 | 18:30 | 10.0645 | 30
2021-08-15 19:00 | 19:00 | 9.8118 | 30
2021-08-15 19:30 | 19:30 | 9.3385 | 30
2021-08-15 20:00 | 20:00 | 9.0556 | 30
2021-08-15 20:30 | 20:30 | 8.9278 | 30
2021-08-15 21:00 | 21:00 | 8.8033 | 30
2021-08-15 21:30 | 21:30 | 8.31 | 30
2021-08-15 22:00 | 22:00 | 7.8392 | 30
2021-08-15 22:30 | 22:30 | 7.8915 | 30
2021-08-15 23:00 | 23:00 | 7.5871 | 30
2021-08-15 23:30 | 23:30 | 6.8965 | 30
2021-08-16 | 0:00 | 4.8469 | 30
2021-08-16 00:30 | 0:30 | 4.3616 | 30
2021-08-16 01:00 | 1:00 | 4.1679 | 30
2021-08-16 01:30 | 1:30 | 4.7481 | 30
2021-08-16 02:00 | 2:00 | 5.478 | 30
2021-08-16 02:30 | 2:30 | 4.0675 | 30
2021-08-16 03:00 | 3:00 | 5.3994 | 30
2021-08-16 03:30 | 3:30 | 5.6572 | 30
2021-08-16 04:00 | 4:00 | 5.8307 | 30
2021-08-16 04:30 | 4:30 | 6.1045 | 30
2021-08-16 05:00 | 5:00 | 5.8958 | 30
2021-08-16 05:30 | 5:30 | 6.1594 | 30
2021-08-16 06:00 | 6:00 | 6.5699 | 30
2021-08-16 06:30 | 6:30 | 7.0065 | 30
2021-08-16 07:00 | 7:00 | 7.0594 | 30
2021-08-16 07:30 | 7:30 | 6.5529 | 30
2021-08-16 08:00 | 8:00 | 5.1573 | 30
2021-08-16 08:30 | 8:30 | 3.18 | 30
2021-08-16 09:00 | 9:00 | 1.6111 | 30
2021-08-16 09:30 | 9:30 | 0.69688 | 30
2021-08-16 10:00 | 10:00 | 0.57094 | 30
2021-08-16 10:30 | 10:30 | 1.3108 | 30
2021-08-16 11:00 | 11:00 | 1.75 | 30
2021-08-16 11:30 | 11:30 | 1.7132 | 30
2021-08-16 12:00 | 12:00 | 1.7151 | 30
2021-08-16 12:30 | 12:30 | 1.7185 | 30
2021-08-16 13:00 | 13:00 | 1.3818 | 30
2021-08-16 13:30 | 13:30 | 4.3123 | 30
2021-08-16 14:00 | 14:00 | 5.0325 | 30
2021-08-16 14:30 | 14:30 | 3.9572 | 30
2021-08-16 15:00 | 15:00 | 1.9989 | 30
2021-08-16 15:30 | 15:30 | 3.7233 | 30
2021-08-16 16:00 | 16:00 | 5.6907 | 30
2021-08-16 16:30 | 16:30 | 6.8671 | 30
2021-08-16 17:00 | 17:00 | 7.826 | 30
2021-08-16 17:30 | 17:30 | 10.373 | 30
2021-08-16 18:00 | 18:00 | 11.1283 | 30
2021-08-16 18:30 | 18:30 | 10.9317 | 30
2021-08-16 19:00 | 19:00 | 10.4413 | 30
2021-08-16 19:30 | 19:30 | 10.1022 | 30
2021-08-16 20:00 | 20:00 | 9.8862 | 30
2021-08-16 20:30 | 20:30 | 9.6166 | 30
2021-08-16 21:00 | 21:00 | 9.2571 | 30
2021-08-16 21:30 | 21:30 | 8.6784 | 30
2021-08-16 22:00 | 22:00 | 7.9502 | 30
2021-08-16 22:30 | 22:30 | 8.0226 | 30
2021-08-16 23:00 | 23:00 | 7.7465 | 30
2021-08-16 23:30 | 23:30 | 7.119 | 30
2021-08-17 | 0:00 | 6.8044 | 30
2021-08-17 00:30 | 0:30 | 6.4198 | 30
2021-08-17 01:00 | 1:00 | 6.1355 | 30
2021-08-17 01:30 | 1:30 | 5.8427 | 30
2021-08-17 02:00 | 2:00 | 5.7819 | 30
2021-08-17 02:30 | 2:30 | 5.6768 | 30
2021-08-17 03:00 | 3:00 | 5.8036 | 30
2021-08-17 03:30 | 3:30 | 5.8677 | 30
2021-08-17 04:00 | 4:00 | 6.0007 | 30
2021-08-17 04:30 | 4:30 | 6.3518 | 30
2021-08-17 05:00 | 5:00 | 6.7586 | 30
2021-08-17 05:30 | 5:30 | 7.3422 | 30
2021-08-17 06:00 | 6:00 | 8.1508 | 30
2021-08-17 06:30 | 6:30 | 8.7517 | 30
2021-08-17 07:00 | 7:00 | 8.2469 | 30
2021-08-17 07:30 | 7:30 | 7.095 | 30
2021-08-17 08:00 | 8:00 | 5.134 | 30
2021-08-17 08:30 | 8:30 | 3.3472 | 30
2021-08-17 09:00 | 9:00 | 2.1773 | 30
2021-08-17 09:30 | 9:30 | 1.0018 | 30
2021-08-17 10:00 | 10:00 | 0.36222 | 30
2021-08-17 10:30 | 10:30 | 0.92033 | 30
2021-08-17 11:00 | 11:00 | 1.4203 | 30
2021-08-17 11:30 | 11:30 | 2.0521 | 30
2021-08-17 12:00 | 12:00 | 2.0261 | 30
2021-08-17 12:30 | 12:30 | 2.01 | 30
2021-08-17 13:00 | 13:00 | 1.9759 | 30
2021-08-17 13:30 | 13:30 | 1.694 | 30
2021-08-17 14:00 | 14:00 | 1.0854 | 30
2021-08-17 14:30 | 14:30 | 0.74405 | 30
2021-08-17 15:00 | 15:00 | 2.5291 | 30
2021-08-17 15:30 | 15:30 | 4.2969 | 30
2021-08-17 16:00 | 16:00 | 5.8528 | 30
2021-08-17 16:30 | 16:30 | 7.3653 | 30
2021-08-17 17:00 | 17:00 | 9.0086 | 30
2021-08-17 17:30 | 17:30 | 10.4528 | 30
2021-08-17 18:00 | 18:00 | 11.3412 | 30
2021-08-17 18:30 | 18:30 | 11.381 | 30
2021-08-17 19:00 | 19:00 | 10.3142 | 30
2021-08-17 19:30 | 19:30 | 9.6673 | 30
2021-08-17 20:00 | 20:00 | 9.4728 | 30
2021-08-17 20:30 | 20:30 | 8.4456 | 30
2021-08-17 21:00 | 21:00 | 8.0201 | 30
2021-08-17 21:30 | 21:30 | 7.5726 | 30
2021-08-17 22:00 | 22:00 | 7.0645 | 30
2021-08-17 22:30 | 22:30 | 6.8794 | 30
2021-08-17 23:00 | 23:00 | 6.6029 | 30
2021-08-17 23:30 | 23:30 | 5.8872 | 30
2021-08-18 | 0:00 | 5.407 | 30
2021-08-18 00:30 | 0:30 | 5.001 | 30
2021-08-18 01:00 | 1:00 | 4.7573 | 30
2021-08-18 01:30 | 1:30 | 4.559 | 30
2021-08-18 02:00 | 2:00 | 4.5004 | 30
2021-08-18 02:30 | 2:30 | 4.5301 | 30
2021-08-18 03:00 | 3:00 | 4.5927 | 30
2021-08-18 03:30 | 3:30 | 4.607 | 30
2021-08-18 04:00 | 4:00 | 4.7889 | 30
2021-08-18 04:30 | 4:30 | 5.1318 | 30
2021-08-18 05:00 | 5:00 | 5.6791 | 30
2021-08-18 05:30 | 5:30 | 6.7539 | 30
2021-08-18 06:00 | 6:00 | 7.7123 | 30
2021-08-18 06:30 | 6:30 | 8.2179 | 30
2021-08-18 07:00 | 7:00 | 6.8632 | 30
2021-08-18 07:30 | 7:30 | 6.1855 | 30
2021-08-18 08:00 | 8:00 | 6.1357 | 30
2021-08-18 08:30 | 8:30 | 5.7691 | 30
2021-08-18 09:00 | 9:00 | 4.6634 | 30
2021-08-18 09:30 | 9:30 | 3.1231 | 30
2021-08-18 10:00 | 10:00 | 2.0147 | 30
2021-08-18 10:30 | 10:30 | 1.9619 | 30
2021-08-18 11:00 | 11:00 | 3.7623 | 30
2021-08-18 11:30 | 11:30 | 4.2453 | 30
2021-08-18 12:00 | 12:00 | 3.2089 | 30
2021-08-18 12:30 | 12:30 | 4.3491 | 30
2021-08-18 13:00 | 13:00 | 4.8022 | 30
2021-08-18 13:30 | 13:30 | 4.7896 | 30
2021-08-18 14:00 | 14:00 | 4.5754 | 30
2021-08-18 14:30 | 14:30 | 4.0964 | 30
2021-08-18 15:00 | 15:00 | 4.1742 | 30
2021-08-18 15:30 | 15:30 | 5.9616 | 30
2021-08-18 16:00 | 16:00 | 7.5104 | 30
2021-08-18 16:30 | 16:30 | 8.6472 | 30
2021-08-18 17:00 | 17:00 | 9.8626 | 30
2021-08-18 17:30 | 17:30 | 11.2569 | 30
2021-08-18 18:00 | 18:00 | 12.3117 | 30
2021-08-18 18:30 | 18:30 | 12.4098 | 30
2021-08-18 19:00 | 19:00 | 11.7259 | 30
2021-08-18 19:30 | 19:30 | 11.1211 | 30
2021-08-18 20:00 | 20:00 | 10.9652 | 30
2021-08-18 20:30 | 20:30 | 10.5138 | 30
2021-08-18 21:00 | 21:00 | 10.3824 | 30
2021-08-18 21:30 | 21:30 | 10.2023 | 30
2021-08-18 22:00 | 22:00 | 9.2573 | 30
2021-08-18 22:30 | 22:30 | 9.034 | 30
2021-08-18 23:00 | 23:00 | 8.6467 | 30
2021-08-18 23:30 | 23:30 | 7.9926 | 30
2021-08-19 | 0:00 | 7.3768 | 30
2021-08-19 00:30 | 0:30 | 6.9998 | 30
2021-08-19 01:00 | 1:00 | 6.6926 | 30
2021-08-19 01:30 | 1:30 | 6.0483 | 30
2021-08-19 02:00 | 2:00 | 5.7831 | 30
2021-08-19 02:30 | 2:30 | 5.7486 | 30
2021-08-19 03:00 | 3:00 | 4.9746 | 30
2021-08-19 03:30 | 3:30 | 4.5304 | 30
2021-08-19 04:00 | 4:00 | 4.7579 | 30
2021-08-19 04:30 | 4:30 | 6.7355 | 30
2021-08-19 05:00 | 5:00 | 7.4724 | 30
2021-08-19 05:30 | 5:30 | 7.7896 | 30
2021-08-19 06:00 | 6:00 | 8.6735 | 30
2021-08-19 06:30 | 6:30 | 9.1524 | 30
2021-08-19 07:00 | 7:00 | 8.6 | 30
2021-08-19 07:30 | 7:30 | 7.3954 | 30
2021-08-19 08:00 | 8:00 | 5.6937 | 30
2021-08-19 08:30 | 8:30 | 4.0972 | 30
2021-08-19 09:00 | 9:00 | 2.5627 | 30
2021-08-19 09:30 | 9:30 | 1.5107 | 30
2021-08-19 10:00 | 10:00 | 1.4325 | 30
2021-08-19 10:30 | 10:30 | 1.7196 | 30
2021-08-19 11:00 | 11:00 | 2.0007 | 30
2021-08-19 11:30 | 11:30 | 2.4719 | 30
2021-08-19 12:00 | 12:00 | 4.1559 | 30
2021-08-19 12:30 | 12:30 | 3.379 | 30
2021-08-19 13:00 | 13:00 | 2.1792 | 30
2021-08-19 13:30 | 13:30 | 3.6217 | 30
2021-08-19 14:00 | 14:00 | 5.0316 | 30
2021-08-19 14:30 | 14:30 | 5.2377 | 30
2021-08-19 15:00 | 15:00 | 5.8806 | 30
2021-08-19 15:30 | 15:30 | 5.7529 | 30
2021-08-19 16:00 | 16:00 | 6.2162 | 30
2021-08-19 16:30 | 16:30 | 8.0977 | 30
2021-08-19 17:00 | 17:00 | 8.6034 | 30
2021-08-19 17:30 | 17:30 | 9.8438 | 30
2021-08-19 18:00 | 18:00 | 10.7466 | 30
2021-08-19 18:30 | 18:30 | 10.9481 | 30
2021-08-19 19:00 | 19:00 | 10.9739 | 30
2021-08-19 19:30 | 19:30 | 10.7225 | 30
2021-08-19 20:00 | 20:00 | 10.4877 | 30
2021-08-19 20:30 | 20:30 | 10.2363 | 30
2021-08-19 21:00 | 21:00 | 9.9122 | 30
2021-08-19 21:30 | 21:30 | 9.3881 | 30
2021-08-19 22:00 | 22:00 | 8.7042 | 30
2021-08-19 22:30 | 22:30 | 8.6488 | 30
2021-08-19 23:00 | 23:00 | 8.2145 | 30
2021-08-19 23:30 | 23:30 | 7.5369 | 30
2021-08-20 | 0:00 | 6.9049 | 30
2021-08-20 00:30 | 0:30 | 6.4981 | 30
2021-08-20 01:00 | 1:00 | 6.0867 | 30
2021-08-20 01:30 | 1:30 | 5.7989 | 30
2021-08-20 02:00 | 2:00 | 5.6676 | 30
2021-08-20 02:30 | 2:30 | 5.5995 | 30
2021-08-20 03:00 | 3:00 | 5.5685 | 30
2021-08-20 03:30 | 3:30 | 5.6087 | 30
2021-08-20 04:00 | 4:00 | 5.7793 | 30
2021-08-20 04:30 | 4:30 | 6.1274 | 30
2021-08-20 05:00 | 5:00 | 6.5802 | 30
2021-08-20 05:30 | 5:30 | 7.0061 | 30
2021-08-20 06:00 | 6:00 | 7.6512 | 30
2021-08-20 06:30 | 6:30 | 8.1352 | 30
2021-08-20 07:00 | 7:00 | 7.9336 | 30
2021-08-20 07:30 | 7:30 | 6.4874 | 30
2021-08-20 08:00 | 8:00 | 4.9323 | 30
2021-08-20 08:30 | 8:30 | 4.653 | 30
2021-08-20 09:00 | 9:00 | 2.5509 | 30
2021-08-20 09:30 | 9:30 | 0.7585 | 30
2021-08-20 10:00 | 10:00 | 0.49384 | 30
2021-08-20 10:30 | 10:30 | 1.025 | 30
2021-08-20 11:00 | 11:00 | 1.448 | 30
2021-08-20 11:30 | 11:30 | 1.6155 | 30
2021-08-20 12:00 | 12:00 | 1.4701 | 30
2021-08-20 12:30 | 12:30 | 1.3579 | 30
2021-08-20 13:00 | 13:00 | 0.80873 | 30
2021-08-20 13:30 | 13:30 | 2.0208 | 30
2021-08-20 14:00 | 14:00 | 0.91739 | 30
2021-08-20 14:30 | 14:30 | 3.8166 | 30
2021-08-20 15:00 | 15:00 | 4.1702 | 30
2021-08-20 15:30 | 15:30 | 5.2267 | 30
2021-08-20 16:00 | 16:00 | 5.4746 | 30
2021-08-20 16:30 | 16:30 | 6.9179 | 30
2021-08-20 17:00 | 17:00 | 8.0643 | 30
2021-08-20 17:30 | 17:30 | 9.0684 | 30
2021-08-20 18:00 | 18:00 | 9.9209 | 30
2021-08-20 18:30 | 18:30 | 10.0754 | 30
2021-08-20 19:00 | 19:00 | 9.963 | 30
2021-08-20 19:30 | 19:30 | 9.4344 | 30
2021-08-20 20:00 | 20:00 | 9.0602 | 30
2021-08-20 20:30 | 20:30 | 8.72 | 30
2021-08-20 21:00 | 21:00 | 8.5925 | 30
2021-08-20 21:30 | 21:30 | 8.2582 | 30
2021-08-20 22:00 | 22:00 | 7.694 | 30
2021-08-20 22:30 | 22:30 | 8.0824 | 30
2021-08-20 23:00 | 23:00 | 7.9114 | 30
2021-08-20 23:30 | 23:30 | 7.2209 | 30
2021-08-21 | 0:00 | 6.6633 | 30
2021-08-21 00:30 | 0:30 | 6.2566 | 30
2021-08-21 01:00 | 1:00 | 5.97 | 30
2021-08-21 01:30 | 1:30 | 5.6914 | 30
2021-08-21 02:00 | 2:00 | 5.607 | 30
2021-08-21 02:30 | 2:30 | 5.7504 | 30
2021-08-21 03:00 | 3:00 | 5.7271 | 30
2021-08-21 03:30 | 3:30 | 5.7462 | 30
2021-08-21 04:00 | 4:00 | 5.7743 | 30
2021-08-21 04:30 | 4:30 | 5.902 | 30
2021-08-21 05:00 | 5:00 | 6.149 | 30
2021-08-21 05:30 | 5:30 | 6.4754 | 30
2021-08-21 06:00 | 6:00 | 6.9675 | 30
2021-08-21 06:30 | 6:30 | 6.9783 | 30
2021-08-21 07:00 | 7:00 | 6.4437 | 30
2021-08-21 07:30 | 7:30 | 5.7059 | 30
2021-08-21 08:00 | 8:00 | 4.7045 | 30
2021-08-21 08:30 | 8:30 | 3.6155 | 30
2021-08-21 09:00 | 9:00 | 2.4029 | 30
2021-08-21 09:30 | 9:30 | 1.2139 | 30
2021-08-21 10:00 | 10:00 | 0.54957 | 30
2021-08-21 10:30 | 10:30 | 0.3891 | 30
2021-08-21 11:00 | 11:00 | 0.66305 | 30
2021-08-21 11:30 | 11:30 | 0.81807 | 30
2021-08-21 12:00 | 12:00 | 0.92939 | 30
2021-08-21 12:30 | 12:30 | 0.80191 | 30
2021-08-21 13:00 | 13:00 | 0.5504 | 30
2021-08-21 13:30 | 13:30 | 1.5518 | 30
2021-08-21 14:00 | 14:00 | 1.1832 | 30
2021-08-21 14:30 | 14:30 | 1.1731 | 30
2021-08-21 15:00 | 15:00 | 2.2985 | 30
2021-08-21 15:30 | 15:30 | 3.536 | 30
2021-08-21 16:00 | 16:00 | 5.5553 | 30
2021-08-21 16:30 | 16:30 | 7.0949 | 30
2021-08-21 17:00 | 17:00 | 8.2629 | 30
2021-08-21 17:30 | 17:30 | 8.9712 | 30
2021-08-21 18:00 | 18:00 | 9.7014 | 30
2021-08-21 18:30 | 18:30 | 9.6854 | 30
2021-08-21 19:00 | 19:00 | 9.2081 | 30
2021-08-21 19:30 | 19:30 | 9.0505 | 30
2021-08-21 20:00 | 20:00 | 8.9872 | 30
2021-08-21 20:30 | 20:30 | 8.7015 | 30
2021-08-21 21:00 | 21:00 | 8.4599 | 30
2021-08-21 21:30 | 21:30 | 7.9956 | 30
2021-08-21 22:00 | 22:00 | 7.6606 | 30
2021-08-21 22:30 | 22:30 | 7.8974 | 30
2021-08-21 23:00 | 23:00 | 7.7075 | 30
2021-08-21 23:30 | 23:30 | 7.1502 | 30
2021-08-22 | 0:00 | 6.7095 | 30
2021-08-22 00:30 | 0:30 | 6.2551 | 30
2021-08-22 01:00 | 1:00 | 5.9332 | 30
2021-08-22 01:30 | 1:30 | 5.8179 | 30
2021-08-22 02:00 | 2:00 | 5.6934 | 30
2021-08-22 02:30 | 2:30 | 5.5747 | 30
2021-08-22 03:00 | 3:00 | 5.5721 | 30
2021-08-22 03:30 | 3:30 | 5.5674 | 30
2021-08-22 04:00 | 4:00 | 5.5734 | 30
2021-08-22 04:30 | 4:30 | 5.6421 | 30
2021-08-22 05:00 | 5:00 | 5.7993 | 30
2021-08-22 05:30 | 5:30 | 5.9242 | 30
2021-08-22 06:00 | 6:00 | 6.1682 | 30
2021-08-22 06:30 | 6:30 | 6.1079 | 30
2021-08-22 07:00 | 7:00 | 5.9227 | 30
2021-08-22 07:30 | 7:30 | 5.5022 | 30
2021-08-22 08:00 | 8:00 | 4.5608 | 30
2021-08-22 08:30 | 8:30 | 3.5303 | 30
2021-08-22 09:00 | 9:00 | 2.5602 | 30
2021-08-22 09:30 | 9:30 | 1.7055 | 30
2021-08-22 10:00 | 10:00 | 1.0075 | 30
2021-08-22 10:30 | 10:30 | 0.37075 | 30
2021-08-22 11:00 | 11:00 | 0.26079 | 30
2021-08-22 11:30 | 11:30 | 0.32214 | 30
2021-08-22 12:00 | 12:00 | 0.42555 | 30
2021-08-22 12:30 | 12:30 | 0.61324 | 30
2021-08-22 13:00 | 13:00 | 0.31782 | 30
2021-08-22 13:30 | 13:30 | 0.61016 | 30
2021-08-22 14:00 | 14:00 | 0.6425 | 30
2021-08-22 14:30 | 14:30 | 1.2392 | 30
2021-08-22 15:00 | 15:00 | 2.5096 | 30
2021-08-22 15:30 | 15:30 | 3.9362 | 30
2021-08-22 16:00 | 16:00 | 5.2691 | 30
2021-08-22 16:30 | 16:30 | 6.7136 | 30
2021-08-22 17:00 | 17:00 | 8.7248 | 30
2021-08-22 17:30 | 17:30 | 9.822 | 30
2021-08-22 18:00 | 18:00 | 9.9881 | 30
2021-08-22 18:30 | 18:30 | 10.0846 | 30
2021-08-22 19:00 | 19:00 | 9.6526 | 30
2021-08-22 19:30 | 19:30 | 9.1471 | 30
2021-08-22 20:00 | 20:00 | 8.9748 | 30
2021-08-22 20:30 | 20:30 | 8.5912 | 30
2021-08-22 21:00 | 21:00 | 8.2279 | 30
2021-08-22 21:30 | 21:30 | 7.8721 | 30
2021-08-22 22:00 | 22:00 | 7.1397 | 30
2021-08-22 22:30 | 22:30 | 7.2275 | 30
2021-08-22 23:00 | 23:00 | 6.9086 | 30
2021-08-22 23:30 | 23:30 | 6.426 | 30
2021-08-23 | 0:00 | 5.6378 | 30
2021-08-23 00:30 | 0:30 | 5.1094 | 30
2021-08-23 01:00 | 1:00 | 4.9003 | 30
2021-08-23 01:30 | 1:30 | 4.7756 | 30
2021-08-23 02:00 | 2:00 | 4.6932 | 30
2021-08-23 02:30 | 2:30 | 4.5335 | 30
2021-08-23 03:00 | 3:00 | 4.6483 | 30
2021-08-23 03:30 | 3:30 | 4.5755 | 30
2021-08-23 04:00 | 4:00 | 4.8057 | 30
2021-08-23 04:30 | 4:30 | 5.0098 | 30
2021-08-23 05:00 | 5:00 | 5.341 | 30
2021-08-23 05:30 | 5:30 | 6.4224 | 30
2021-08-23 06:00 | 6:00 | 7.1147 | 30
2021-08-23 06:30 | 6:30 | 7.1855 | 30
2021-08-23 07:00 | 7:00 | 6.9502 | 30
2021-08-23 07:30 | 7:30 | 6.2689 | 30
2021-08-23 08:00 | 8:00 | 4.9714 | 30
2021-08-23 08:30 | 8:30 | 3.1938 | 30
2021-08-23 09:00 | 9:00 | 1.4811 | 30
2021-08-23 09:30 | 9:30 | 0.82474 | 30
2021-08-23 10:00 | 10:00 | 1.7074 | 30
2021-08-23 10:30 | 10:30 | 1.0295 | 30
2021-08-23 11:00 | 11:00 | 0.84341 | 30
2021-08-23 11:30 | 11:30 | 0.41146 | 30
2021-08-23 12:00 | 12:00 | 0.4126 | 30
2021-08-23 12:30 | 12:30 | 0.58716 | 30
2021-08-23 13:00 | 13:00 | 0.33789 | 30
2021-08-23 13:30 | 13:30 | 0.46969 | 30
2021-08-23 14:00 | 14:00 | 0.34426 | 30
2021-08-23 14:30 | 14:30 | 1.1725 | 30
2021-08-23 15:00 | 15:00 | 2.3888 | 30
2021-08-23 15:30 | 15:30 | 3.8928 | 30
2021-08-23 16:00 | 16:00 | 5.5023 | 30
2021-08-23 16:30 | 16:30 | 7.1462 | 30
2021-08-23 17:00 | 17:00 | 8.5007 | 30
2021-08-23 17:30 | 17:30 | 9.792 | 30
2021-08-23 18:00 | 18:00 | 10.5948 | 30
2021-08-23 18:30 | 18:30 | 10.8708 | 30
2021-08-23 19:00 | 19:00 | 10.4348 | 30
2021-08-23 19:30 | 19:30 | 10.0172 | 30
2021-08-23 20:00 | 20:00 | 9.8147 | 30
2021-08-23 20:30 | 20:30 | 9.4539 | 30
2021-08-23 21:00 | 21:00 | 9.0212 | 30
2021-08-23 21:30 | 21:30 | 8.6197 | 30
2021-08-23 22:00 | 22:00 | 7.8836 | 30
2021-08-23 22:30 | 22:30 | 7.8167 | 30
2021-08-23 23:00 | 23:00 | 7.5585 | 30
2021-08-23 23:30 | 23:30 | 6.9741 | 30
2021-08-24 | 0:00 | 6.4901 | 30
2021-08-24 00:30 | 0:30 | 6.1533 | 30
2021-08-24 01:00 | 1:00 | 5.7043 | 30
2021-08-24 01:30 | 1:30 | 5.5626 | 30
2021-08-24 02:00 | 2:00 | 5.443 | 30
2021-08-24 02:30 | 2:30 | 5.3818 | 30
2021-08-24 03:00 | 3:00 | 5.4368 | 30
2021-08-24 03:30 | 3:30 | 5.4595 | 30
2021-08-24 04:00 | 4:00 | 5.5252 | 30
2021-08-24 04:30 | 4:30 | 5.7908 | 30
2021-08-24 05:00 | 5:00 | 6.1889 | 30
2021-08-24 05:30 | 5:30 | 6.4642 | 30
2021-08-24 06:00 | 6:00 | 7.0219 | 30
2021-08-24 06:30 | 6:30 | 7.4655 | 30
2021-08-24 07:00 | 7:00 | 6.7657 | 30
2021-08-24 07:30 | 7:30 | 6.1015 | 30
2021-08-24 08:00 | 8:00 | 7.2074 | 30
2021-08-24 08:30 | 8:30 | 8.0031 | 30
2021-08-24 09:00 | 9:00 | 6.879 | 30
2021-08-24 09:30 | 9:30 | 5.7137 | 30
2021-08-24 10:00 | 10:00 | 5.923 | 30
2021-08-24 10:30 | 10:30 | 5.6514 | 30
2021-08-24 11:00 | 11:00 | 2.9666 | 30
2021-08-24 11:30 | 11:30 | 1.675 | 30
2021-08-24 12:00 | 12:00 | 1.6554 | 30
2021-08-24 12:30 | 12:30 | 1.2698 | 30
2021-08-24 13:00 | 13:00 | 2.0897 | 30
2021-08-24 13:30 | 13:30 | 1.1192 | 30
2021-08-24 14:00 | 14:00 | 0.79964 | 30
2021-08-24 14:30 | 14:30 | 1.3125 | 30
2021-08-24 15:00 | 15:00 | 2.5177 | 30
2021-08-24 15:30 | 15:30 | 4.0992 | 30
2021-08-24 16:00 | 16:00 | 5.6208 | 30
2021-08-24 16:30 | 16:30 | 7.261 | 30
2021-08-24 17:00 | 17:00 | 9.0923 | 30
2021-08-24 17:30 | 17:30 | 10.7371 | 30
2021-08-24 18:00 | 18:00 | 11.8263 | 30
2021-08-24 18:30 | 18:30 | 11.9745 | 30
2021-08-24 19:00 | 19:00 | 11.8596 | 30
2021-08-24 19:30 | 19:30 | 11.6075 | 30
2021-08-24 20:00 | 20:00 | 11.4803 | 30
2021-08-24 20:30 | 20:30 | 10.739 | 30
2021-08-24 21:00 | 21:00 | 10.277 | 30
2021-08-24 21:30 | 21:30 | 9.7236 | 30
2021-08-24 22:00 | 22:00 | 8.9777 | 30
2021-08-24 22:30 | 22:30 | 9.0384 | 30
2021-08-24 23:00 | 23:00 | 8.5073 | 30
2021-08-24 23:30 | 23:30 | 7.1836 | 30
2021-08-25 | 0:00 | 6.0825 | 30
2021-08-25 00:30 | 0:30 | 5.5586 | 30
2021-08-25 01:00 | 1:00 | 5.2407 | 30
2021-08-25 01:30 | 1:30 | 5.4321 | 30
2021-08-25 02:00 | 2:00 | 5.3837 | 30
2021-08-25 02:30 | 2:30 | 5.9626 | 30
2021-08-25 03:00 | 3:00 | 6.5402 | 30
2021-08-25 03:30 | 3:30 | 6.6343 | 30
2021-08-25 04:00 | 4:00 | 6.8607 | 30
2021-08-25 04:30 | 4:30 | 7.385 | 30
2021-08-25 05:00 | 5:00 | 7.9127 | 30
2021-08-25 05:30 | 5:30 | 8.6395 | 30
2021-08-25 06:00 | 6:00 | 9.4472 | 30
2021-08-25 06:30 | 6:30 | 9.3432 | 30
2021-08-25 07:00 | 7:00 | 7.1431 | 30
2021-08-25 07:30 | 7:30 | 5.7162 | 30
2021-08-25 08:00 | 8:00 | 3.8596 | 30
2021-08-25 08:30 | 8:30 | 2.075 | 30
2021-08-25 09:00 | 9:00 | 0.99066 | 30
2021-08-25 09:30 | 9:30 | 1.2372 | 30
2021-08-25 10:00 | 10:00 | 1.9445 | 30
2021-08-25 10:30 | 10:30 | 2.5347 | 30
2021-08-25 11:00 | 11:00 | 2.7798 | 30
2021-08-25 11:30 | 11:30 | 2.8914 | 30
2021-08-25 12:00 | 12:00 | 2.8233 | 30
2021-08-25 12:30 | 12:30 | 2.9343 | 30
2021-08-25 13:00 | 13:00 | 2.6855 | 30
2021-08-25 13:30 | 13:30 | 2.0551 | 30
2021-08-25 14:00 | 14:00 | 0.99796 | 30
2021-08-25 14:30 | 14:30 | 0.95473 | 30
2021-08-25 15:00 | 15:00 | 2.1311 | 30
2021-08-25 15:30 | 15:30 | 3.7788 | 30
2021-08-25 16:00 | 16:00 | 5.3332 | 30
2021-08-25 16:30 | 16:30 | 6.875 | 30
2021-08-25 17:00 | 17:00 | 8.6548 | 30
2021-08-25 17:30 | 17:30 | 10.15 | 30
2021-08-25 18:00 | 18:00 | 11.3841 | 30
2021-08-25 18:30 | 18:30 | 11.9495 | 30
2021-08-25 19:00 | 19:00 | 11.7311 | 30
2021-08-25 19:30 | 19:30 | 11.6042 | 30
2021-08-25 20:00 | 20:00 | 11.6137 | 30
2021-08-25 20:30 | 20:30 | 11.1466 | 30
2021-08-25 21:00 | 21:00 | 10.7089 | 30
2021-08-25 21:30 | 21:30 | 10.1035 | 30
2021-08-25 22:00 | 22:00 | 9.3412 | 30
2021-08-25 22:30 | 22:30 | 9.2885 | 30
2021-08-25 23:00 | 23:00 | 8.8882 | 30
2021-08-25 23:30 | 23:30 | 8.3922 | 30
2021-08-26 | 0:00 | 7.7931 | 30
2021-08-26 00:30 | 0:30 | 7.301 | 30
2021-08-26 01:00 | 1:00 | 7.1182 | 30
2021-08-26 01:30 | 1:30 | 6.9979 | 30
2021-08-26 02:00 | 2:00 | 6.8704 | 30
2021-08-26 02:30 | 2:30 | 6.8341 | 30
2021-08-26 03:00 | 3:00 | 6.855 | 30
2021-08-26 03:30 | 3:30 | 6.9455 | 30
2021-08-26 04:00 | 4:00 | 7.1458 | 30
2021-08-26 04:30 | 4:30 | 7.5698 | 30
2021-08-26 05:00 | 5:00 | 8.2481 | 30
2021-08-26 05:30 | 5:30 | 9.0013 | 30
2021-08-26 06:00 | 6:00 | 9.7874 | 30
2021-08-26 06:30 | 6:30 | 10.1572 | 30
2021-08-26 07:00 | 7:00 | 9.7836 | 30
2021-08-26 07:30 | 7:30 | 8.1976 | 30
2021-08-26 08:00 | 8:00 | 7.2078 | 30
2021-08-26 08:30 | 8:30 | 3.9588 | 30
2021-08-26 09:00 | 9:00 | 2.5431 | 30
2021-08-26 09:30 | 9:30 | 1.1774 | 30
2021-08-26 10:00 | 10:00 | 0.18439 | 30
2021-08-26 10:30 | 10:30 | 0.51812 | 30
2021-08-26 11:00 | 11:00 | 1.1349 | 30
2021-08-26 11:30 | 11:30 | 1.2981 | 30
2021-08-26 12:00 | 12:00 | 1.2178 | 30
2021-08-26 12:30 | 12:30 | 1.2878 | 30
2021-08-26 13:00 | 13:00 | 1.0157 | 30
2021-08-26 13:30 | 13:30 | 0.5989 | 30
2021-08-26 14:00 | 14:00 | 0.28796 | 30
2021-08-26 14:30 | 14:30 | 0.86725 | 30
2021-08-26 15:00 | 15:00 | 2.0772 | 30
2021-08-26 15:30 | 15:30 | 3.7502 | 30
2021-08-26 16:00 | 16:00 | 5.6148 | 30
2021-08-26 16:30 | 16:30 | 7.2214 | 30
2021-08-26 17:00 | 17:00 | 8.9195 | 30
2021-08-26 17:30 | 17:30 | 9.9224 | 30
2021-08-26 18:00 | 18:00 | 10.8734 | 30
2021-08-26 18:30 | 18:30 | 11.4297 | 30
2021-08-26 19:00 | 19:00 | 11.5397 | 30
2021-08-26 19:30 | 19:30 | 11.3268 | 30
2021-08-26 20:00 | 20:00 | 11.2679 | 30
2021-08-26 20:30 | 20:30 | 10.9395 | 30
2021-08-26 21:00 | 21:00 | 10.6265 | 30
2021-08-26 21:30 | 21:30 | 10.3041 | 30
2021-08-26 22:00 | 22:00 | 9.483 | 30
2021-08-26 22:30 | 22:30 | 9.2877 | 30
2021-08-26 23:00 | 23:00 | 8.8868 | 30
2021-08-26 23:30 | 23:30 | 7.9311 | 30
2021-08-27 | 0:00 | 7.1092 | 30
2021-08-27 00:30 | 0:30 | 6.4889 | 30
2021-08-27 01:00 | 1:00 | 6.113 | 30
2021-08-27 01:30 | 1:30 | 5.9058 | 30
2021-08-27 02:00 | 2:00 | 5.6388 | 30
2021-08-27 02:30 | 2:30 | 5.6147 | 30
2021-08-27 03:00 | 3:00 | 5.713 | 30
2021-08-27 03:30 | 3:30 | 6.1516 | 30
2021-08-27 04:00 | 4:00 | 7.1296 | 30
2021-08-27 04:30 | 4:30 | 7.5403 | 30
2021-08-27 05:00 | 5:00 | 8.3245 | 30
2021-08-27 05:30 | 5:30 | 9.2828 | 30
2021-08-27 06:00 | 6:00 | 10.4933 | 30
2021-08-27 06:30 | 6:30 | 10.8433 | 30
2021-08-27 07:00 | 7:00 | 10.3976 | 30
2021-08-27 07:30 | 7:30 | 9.0515 | 30
2021-08-27 08:00 | 8:00 | 6.8948 | 30
2021-08-27 08:30 | 8:30 | 4.7664 | 30
2021-08-27 09:00 | 9:00 | 2.922 | 30
2021-08-27 09:30 | 9:30 | 1.3233 | 30
2021-08-27 10:00 | 10:00 | 0.28626 | 30
2021-08-27 10:30 | 10:30 | 0.43672 | 30
2021-08-27 11:00 | 11:00 | 0.99953 | 30
2021-08-27 11:30 | 11:30 | 2.2004 | 30
2021-08-27 12:00 | 12:00 | 1.2023 | 30
2021-08-27 12:30 | 12:30 | 1.2622 | 30
2021-08-27 13:00 | 13:00 | 1.0167 | 30
2021-08-27 13:30 | 13:30 | 0.76238 | 30
2021-08-27 14:00 | 14:00 | 0.4085 | 30
2021-08-27 14:30 | 14:30 | 0.85802 | 30
2021-08-27 15:00 | 15:00 | 2.1039 | 30
2021-08-27 15:30 | 15:30 | 3.5516 | 30
2021-08-27 16:00 | 16:00 | 5.3105 | 30
2021-08-27 16:30 | 16:30 | 7.0618 | 30
2021-08-27 17:00 | 17:00 | 8.6406 | 30
2021-08-27 17:30 | 17:30 | 10.0395 | 30
2021-08-27 18:00 | 18:00 | 11.2294 | 30
2021-08-27 18:30 | 18:30 | 11.6555 | 30
2021-08-27 19:00 | 19:00 | 11.549 | 30
2021-08-27 19:30 | 19:30 | 11.5356 | 30
2021-08-27 20:00 | 20:00 | 11.4866 | 30
2021-08-27 20:30 | 20:30 | 11.2744 | 30
2021-08-27 21:00 | 21:00 | 10.9734 | 30
2021-08-27 21:30 | 21:30 | 10.5289 | 30
2021-08-27 22:00 | 22:00 | 9.9621 | 30
2021-08-27 22:30 | 22:30 | 9.0602 | 30
2021-08-27 23:00 | 23:00 | 8.4207 | 30
2021-08-27 23:30 | 23:30 | 7.8741 | 30
2021-08-28 | 0:00 | 7.3251 | 30
2021-08-28 00:30 | 0:30 | 6.932 | 30
2021-08-28 01:00 | 1:00 | 6.4743 | 30
2021-08-28 01:30 | 1:30 | 6.1622 | 30
2021-08-28 02:00 | 2:00 | 6.0012 | 30
2021-08-28 02:30 | 2:30 | 6.2294 | 30
2021-08-28 03:00 | 3:00 | 6.3481 | 30
2021-08-28 03:30 | 3:30 | 6.3921 | 30
2021-08-28 04:00 | 4:00 | 6.568 | 30
2021-08-28 04:30 | 4:30 | 6.8478 | 30
2021-08-28 05:00 | 5:00 | 7.2118 | 30
2021-08-28 05:30 | 5:30 | 7.6141 | 30
2021-08-28 06:00 | 6:00 | 8.0796 | 30
2021-08-28 06:30 | 6:30 | 7.7224 | 30
2021-08-28 07:00 | 7:00 | 7.0595 | 30
2021-08-28 07:30 | 7:30 | 6.194 | 30
2021-08-28 08:00 | 8:00 | 4.8064 | 30
2021-08-28 08:30 | 8:30 | 3.134 | 30
2021-08-28 09:00 | 9:00 | 1.7001 | 30
2021-08-28 09:30 | 9:30 | 0.78308 | 30
2021-08-28 10:00 | 10:00 | 0.96953 | 30
2021-08-28 10:30 | 10:30 | 1.6377 | 30
2021-08-28 11:00 | 11:00 | 2.0567 | 30
2021-08-28 11:30 | 11:30 | 2.4988 | 30
2021-08-28 12:00 | 12:00 | 2.5904 | 30
2021-08-28 12:30 | 12:30 | 2.5638 | 30
2021-08-28 13:00 | 13:00 | 1.784 | 30
2021-08-28 13:30 | 13:30 | 1.5438 | 30
2021-08-28 14:00 | 14:00 | 2.0579 | 30
2021-08-28 14:30 | 14:30 | 1.0238 | 30
2021-08-28 15:00 | 15:00 | 1.4951 | 30
2021-08-28 15:30 | 15:30 | 2.8974 | 30
2021-08-28 16:00 | 16:00 | 4.2844 | 30
2021-08-28 16:30 | 16:30 | 5.6335 | 30
2021-08-28 17:00 | 17:00 | 6.965 | 30
2021-08-28 17:30 | 17:30 | 7.9499 | 30
2021-08-28 18:00 | 18:00 | 8.8382 | 30
2021-08-28 18:30 | 18:30 | 9.0325 | 30
2021-08-28 19:00 | 19:00 | 8.8044 | 30
2021-08-28 19:30 | 19:30 | 8.8062 | 30
2021-08-28 20:00 | 20:00 | 8.8118 | 30
2021-08-28 20:30 | 20:30 | 8.572 | 30
2021-08-28 21:00 | 21:00 | 8.1381 | 30
2021-08-28 21:30 | 21:30 | 8.1227 | 30
2021-08-28 22:00 | 22:00 | 7.6989 | 30
2021-08-28 22:30 | 22:30 | 7.9187 | 30
2021-08-28 23:00 | 23:00 | 7.604 | 30
2021-08-28 23:30 | 23:30 | 7.0794 | 30
2021-08-29 | 0:00 | 6.5516 | 30
2021-08-29 00:30 | 0:30 | 6.0109 | 30
2021-08-29 01:00 | 1:00 | 5.7088 | 30
2021-08-29 01:30 | 1:30 | 5.3286 | 30
2021-08-29 02:00 | 2:00 | 5.1673 | 30
2021-08-29 02:30 | 2:30 | 5.0053 | 30
2021-08-29 03:00 | 3:00 | 4.9931 | 30
2021-08-29 03:30 | 3:30 | 5.0446 | 30
2021-08-29 04:00 | 4:00 | 5.1466 | 30
2021-08-29 04:30 | 4:30 | 5.2611 | 30
2021-08-29 05:00 | 5:00 | 5.5307 | 30
2021-08-29 05:30 | 5:30 | 5.833 | 30
2021-08-29 06:00 | 6:00 | 6.0785 | 30
2021-08-29 06:30 | 6:30 | 5.9413 | 30
2021-08-29 07:00 | 7:00 | 5.5537 | 30
2021-08-29 07:30 | 7:30 | 4.7529 | 30
2021-08-29 08:00 | 8:00 | 3.822 | 30
2021-08-29 08:30 | 8:30 | 3.9229 | 30
2021-08-29 09:00 | 9:00 | 3.7613 | 30
2021-08-29 09:30 | 9:30 | 2.8572 | 30
2021-08-29 10:00 | 10:00 | 1.0587 | 30
2021-08-29 10:30 | 10:30 | 1.1668 | 30
2021-08-29 11:00 | 11:00 | 2.0134 | 30
2021-08-29 11:30 | 11:30 | 2.017 | 30
2021-08-29 12:00 | 12:00 | 2.4842 | 30
2021-08-29 12:30 | 12:30 | 2.4036 | 30
2021-08-29 13:00 | 13:00 | 2.2478 | 30
2021-08-29 13:30 | 13:30 | 1.6313 | 30
2021-08-29 14:00 | 14:00 | 1.0887 | 30
2021-08-29 14:30 | 14:30 | 0.78028 | 30
2021-08-29 15:00 | 15:00 | 1.7538 | 30
2021-08-29 15:30 | 15:30 | 3.1987 | 30
2021-08-29 16:00 | 16:00 | 4.6368 | 30
2021-08-29 16:30 | 16:30 | 6.1291 | 30
2021-08-29 17:00 | 17:00 | 7.5071 | 30
2021-08-29 17:30 | 17:30 | 8.5174 | 30
2021-08-29 18:00 | 18:00 | 9.233 | 30
2021-08-29 18:30 | 18:30 | 9.1249 | 30
2021-08-29 19:00 | 19:00 | 8.8482 | 30
2021-08-29 19:30 | 19:30 | 8.4387 | 30
2021-08-29 20:00 | 20:00 | 8.2889 | 30
2021-08-29 20:30 | 20:30 | 7.8274 | 30
2021-08-29 21:00 | 21:00 | 7.4518 | 30
2021-08-29 21:30 | 21:30 | 7.074 | 30
2021-08-29 22:00 | 22:00 | 6.586 | 30
2021-08-29 22:30 | 22:30 | 6.5711 | 30
2021-08-29 23:00 | 23:00 | 6.3134 | 30
2021-08-29 23:30 | 23:30 | 5.7399 | 30
2021-08-30 | 0:00 | 5.1215 | 30
2021-08-30 00:30 | 0:30 | 4.8079 | 30
2021-08-30 01:00 | 1:00 | 4.5592 | 30
2021-08-30 01:30 | 1:30 | 4.3162 | 30
2021-08-30 02:00 | 2:00 | 4.196 | 30
2021-08-30 02:30 | 2:30 | 4.2326 | 30
2021-08-30 03:00 | 3:00 | 4.1969 | 30
2021-08-30 03:30 | 3:30 | 4.3235 | 30
2021-08-30 04:00 | 4:00 | 4.4054 | 30
2021-08-30 04:30 | 4:30 | 4.7721 | 30
2021-08-30 05:00 | 5:00 | 5.2773 | 30
2021-08-30 05:30 | 5:30 | 5.829 | 30
2021-08-30 06:00 | 6:00 | 6.4045 | 30
2021-08-30 06:30 | 6:30 | 6.4548 | 30
2021-08-30 07:00 | 7:00 | 5.746 | 30
2021-08-30 07:30 | 7:30 | 4.5222 | 30
2021-08-30 08:00 | 8:00 | 2.6469 | 30
2021-08-30 08:30 | 8:30 | 1.1502 | 30
2021-08-30 09:00 | 9:00 | 0.91201 | 30
2021-08-30 09:30 | 9:30 | 1.7585 | 30
2021-08-30 10:00 | 10:00 | 2.2628 | 30
2021-08-30 10:30 | 10:30 | 2.8267 | 30
2021-08-30 11:00 | 11:00 | 3.0168 | 30
2021-08-30 11:30 | 11:30 | 3.1286 | 30
2021-08-30 12:00 | 12:00 | 3.1672 | 30
2021-08-30 12:30 | 12:30 | 2.907 | 30
2021-08-30 13:00 | 13:00 | 2.1868 | 30
2021-08-30 13:30 | 13:30 | 1.8851 | 30
2021-08-30 14:00 | 14:00 | 0.95717 | 30
2021-08-30 14:30 | 14:30 | 0.9721 | 30
2021-08-30 15:00 | 15:00 | 1.6161 | 30
2021-08-30 15:30 | 15:30 | 3.6597 | 30
2021-08-30 16:00 | 16:00 | 4.9574 | 30
2021-08-30 16:30 | 16:30 | 6.5412 | 30
2021-08-30 17:00 | 17:00 | 7.9376 | 30
2021-08-30 17:30 | 17:30 | 9.2508 | 30
2021-08-30 18:00 | 18:00 | 10.0915 | 30
2021-08-30 18:30 | 18:30 | 10.2102 | 30
2021-08-30 19:00 | 19:00 | 9.7085 | 30
2021-08-30 19:30 | 19:30 | 9.135 | 30
2021-08-30 20:00 | 20:00 | 8.6419 | 30
2021-08-30 20:30 | 20:30 | 8.3284 | 30
2021-08-30 21:00 | 21:00 | 8.0463 | 30
2021-08-30 21:30 | 21:30 | 7.693 | 30
2021-08-30 22:00 | 22:00 | 6.9919 | 30
2021-08-30 22:30 | 22:30 | 6.8188 | 30
2021-08-30 23:00 | 23:00 | 6.4694 | 30
2021-08-30 23:30 | 23:30 | 5.8119 | 30
2021-08-31 | 0:00 | 5.1789 | 30
2021-08-31 00:30 | 0:30 | 4.8576 | 30
2021-08-31 01:00 | 1:00 | 4.5315 | 30
2021-08-31 01:30 | 1:30 | 4.39 | 30
2021-08-31 02:00 | 2:00 | 4.221 | 30
2021-08-31 02:30 | 2:30 | 4.3008 | 30
2021-08-31 03:00 | 3:00 | 4.2721 | 30
2021-08-31 03:30 | 3:30 | 4.3002 | 30
2021-08-31 04:00 | 4:00 | 4.4606 | 30
2021-08-31 04:30 | 4:30 | 4.8041 | 30
2021-08-31 05:00 | 5:00 | 5.167 | 30
2021-08-31 05:30 | 5:30 | 5.4628 | 30
2021-08-31 06:00 | 6:00 | 6.045 | 30
2021-08-31 06:30 | 6:30 | 5.9299 | 30
2021-08-31 07:00 | 7:00 | 6.1067 | 30
2021-08-31 07:30 | 7:30 | 5.5305 | 30
2021-08-31 08:00 | 8:00 | 5.3763 | 30
2021-08-31 08:30 | 8:30 | 4.0662 | 30
2021-08-31 09:00 | 9:00 | 3.7701 | 30
2021-08-31 09:30 | 9:30 | 2.7168 | 30
2021-08-31 10:00 | 10:00 | 2.1067 | 30
2021-08-31 10:30 | 10:30 | 2.8304 | 30
2021-08-31 11:00 | 11:00 | 2.6557 | 30
2021-08-31 11:30 | 11:30 | 2.6333 | 30
2021-08-31 12:00 | 12:00 | 3.2173 | 30
2021-08-31 12:30 | 12:30 | 3.1544 | 30
2021-08-31 13:00 | 13:00 | 2.7341 | 30
2021-08-31 13:30 | 13:30 | 2.1956 | 30
2021-08-31 14:00 | 14:00 | 1.3242 | 30
2021-08-31 14:30 | 14:30 | 0.77927 | 30
2021-08-31 15:00 | 15:00 | 1.3089 | 30
2021-08-31 15:30 | 15:30 | 2.6887 | 30
2021-08-31 16:00 | 16:00 | 4.0558 | 30
2021-08-31 16:30 | 16:30 | 5.6817 | 30
2021-08-31 17:00 | 17:00 | 7.0277 | 30
2021-08-31 17:30 | 17:30 | 7.9957 | 30
2021-08-31 18:00 | 18:00 | 8.9042 | 30
2021-08-31 18:30 | 18:30 | 8.8593 | 30
2021-08-31 19:00 | 19:00 | 8.3538 | 30
2021-08-31 19:30 | 19:30 | 7.9961 | 30
2021-08-31 20:00 | 20:00 | 7.6938 | 30
2021-08-31 20:30 | 20:30 | 7.3923 | 30
2021-08-31 21:00 | 21:00 | 7.1123 | 30
2021-08-31 21:30 | 21:30 | 7.2307 | 30
2021-08-31 22:00 | 22:00 | 6.6754 | 30
2021-08-31 22:30 | 22:30 | 6.3672 | 30
2021-08-31 23:00 | 23:00 | 6.1388 | 30
2021-08-31 23:30 | 23:30 | 5.5366 | 30
2021-09-01 | 0:00 | 5.1262 | 30
2021-09-01 00:30 | 0:30 | 4.7858 | 30
2021-09-01 01:00 | 1:00 | 4.4844 | 30
2021-09-01 01:30 | 1:30 | 4.3563 | 30
2021-09-01 02:00 | 2:00 | 4.2022 | 30
2021-09-01 02:30 | 2:30 | 4.1231 | 30
2021-09-01 03:00 | 3:00 | 4.0772 | 30
2021-09-01 03:30 | 3:30 | 4.1876 | 30
2021-09-01 04:00 | 4:00 | 4.2965 | 30
2021-09-01 04:30 | 4:30 | 4.4988 | 30
2021-09-01 05:00 | 5:00 | 4.6823 | 30
2021-09-01 05:30 | 5:30 | 4.9507 | 30
2021-09-01 06:00 | 6:00 | 5.1899 | 30
2021-09-01 06:30 | 6:30 | 5.3474 | 30
2021-09-01 07:00 | 7:00 | 5.4244 | 30
2021-09-01 07:30 | 7:30 | 5.3868 | 30
2021-09-01 08:00 | 8:00 | 4.1864 | 30
2021-09-01 08:30 | 8:30 | 1.5414 | 30
2021-09-01 09:00 | 9:00 | 0.96229 | 30
2021-09-01 09:30 | 9:30 | 1.1462 | 30
2021-09-01 10:00 | 10:00 | 2.2203 | 30
2021-09-01 10:30 | 10:30 | 2.9024 | 30
2021-09-01 11:00 | 11:00 | 2.8995 | 30
2021-09-01 11:30 | 11:30 | 2.8835 | 30
2021-09-01 12:00 | 12:00 | 2.8828 | 30
2021-09-01 12:30 | 12:30 | 2.7506 | 30
2021-09-01 13:00 | 13:00 | 2.3607 | 30
2021-09-01 13:30 | 13:30 | 1.612 | 30
2021-09-01 14:00 | 14:00 | 1.0827 | 30
2021-09-01 14:30 | 14:30 | 0.61098 | 30
2021-09-01 15:00 | 15:00 | 1.5107 | 30
2021-09-01 15:30 | 15:30 | 2.8178 | 30
2021-09-01 16:00 | 16:00 | 4.2025 | 30
2021-09-01 16:30 | 16:30 | 5.5614 | 30
2021-09-01 17:00 | 17:00 | 6.768 | 30
2021-09-01 17:30 | 17:30 | 7.9394 | 30
2021-09-01 18:00 | 18:00 | 9.0275 | 30
2021-09-01 18:30 | 18:30 | 9.2287 | 30
2021-09-01 19:00 | 19:00 | 8.8242 | 30
2021-09-01 19:30 | 19:30 | 8.5181 | 30
2021-09-01 20:00 | 20:00 | 8.0532 | 30
2021-09-01 20:30 | 20:30 | 7.5548 | 30
2021-09-01 21:00 | 21:00 | 7.2633 | 30
2021-09-01 21:30 | 21:30 | 6.9422 | 30
2021-09-01 22:00 | 22:00 | 6.3285 | 30
2021-09-01 22:30 | 22:30 | 6.3025 | 30
2021-09-01 23:00 | 23:00 | 6.1011 | 30
2021-09-01 23:30 | 23:30 | 5.4887 | 30
2021-09-02 | 0:00 | 5.1932 | 30
2021-09-02 00:30 | 0:30 | 4.9916 | 30
2021-09-02 01:00 | 1:00 | 4.5565 | 30
2021-09-02 01:30 | 1:30 | 4.3267 | 30
2021-09-02 02:00 | 2:00 | 4.1665 | 30
2021-09-02 02:30 | 2:30 | 4.1491 | 30
2021-09-02 03:00 | 3:00 | 4.1175 | 30
2021-09-02 03:30 | 3:30 | 4.1502 | 30
2021-09-02 04:00 | 4:00 | 4.2514 | 30
2021-09-02 04:30 | 4:30 | 4.3672 | 30
2021-09-02 05:00 | 5:00 | 4.7197 | 30
2021-09-02 05:30 | 5:30 | 5.1394 | 30
2021-09-02 06:00 | 6:00 | 5.5344 | 30
2021-09-02 06:30 | 6:30 | 5.5809 | 30
2021-09-02 07:00 | 7:00 | 5.162 | 30
2021-09-02 07:30 | 7:30 | 3.8487 | 30
2021-09-02 08:00 | 8:00 | 3.7164 | 30
2021-09-02 08:30 | 8:30 | 2.596 | 30
2021-09-02 09:00 | 9:00 | 1.6959 | 30
2021-09-02 09:30 | 9:30 | 0.94708 | 30
2021-09-02 10:00 | 10:00 | 0.78565 | 30
2021-09-02 10:30 | 10:30 | 1.6271 | 30
2021-09-02 11:00 | 11:00 | 1.0019 | 30
2021-09-02 11:30 | 11:30 | 0.84585 | 30
2021-09-02 12:00 | 12:00 | 1.1095 | 30
2021-09-02 12:30 | 12:30 | 1.1831 | 30
2021-09-02 13:00 | 13:00 | 1.5482 | 30
2021-09-02 13:30 | 13:30 | 2.1154 | 30
2021-09-02 14:00 | 14:00 | 1.4781 | 30
2021-09-02 14:30 | 14:30 | 0.97851 | 30
2021-09-02 15:00 | 15:00 | 1.3499 | 30
2021-09-02 15:30 | 15:30 | 3.0481 | 30
2021-09-02 16:00 | 16:00 | 4.2974 | 30
2021-09-02 16:30 | 16:30 | 6.2444 | 30
2021-09-02 17:00 | 17:00 | 7.2038 | 30
2021-09-02 17:30 | 17:30 | 8.9757 | 30
2021-09-02 18:00 | 18:00 | 9.9299 | 30
2021-09-02 18:30 | 18:30 | 10.0501 | 30
2021-09-02 19:00 | 19:00 | 9.3791 | 30
2021-09-02 19:30 | 19:30 | 8.7275 | 30
2021-09-02 20:00 | 20:00 | 8.4587 | 30
2021-09-02 20:30 | 20:30 | 8.0921 | 30
2021-09-02 21:00 | 21:00 | 7.714 | 30
2021-09-02 21:30 | 21:30 | 7.3165 | 30
2021-09-02 22:00 | 22:00 | 6.9993 | 30
2021-09-02 22:30 | 22:30 | 7.005 | 30
2021-09-02 23:00 | 23:00 | 7.1378 | 30
2021-09-02 23:30 | 23:30 | 5.9467 | 30
2021-09-03 | 0:00 | 5.1681 | 30
2021-09-03 00:30 | 0:30 | 4.5871 | 30
2021-09-03 01:00 | 1:00 | 4.3328 | 30
2021-09-03 01:30 | 1:30 | 4.0976 | 30
2021-09-03 02:00 | 2:00 | 4.0801 | 30
2021-09-03 02:30 | 2:30 | 4.1238 | 30
2021-09-03 03:00 | 3:00 | 4.3945 | 30
2021-09-03 03:30 | 3:30 | 4.4796 | 30
2021-09-03 04:00 | 4:00 | 4.6024 | 30
2021-09-03 04:30 | 4:30 | 4.7072 | 30
2021-09-03 05:00 | 5:00 | 4.9243 | 30
2021-09-03 05:30 | 5:30 | 5.0279 | 30
2021-09-03 06:00 | 6:00 | 5.5878 | 30
2021-09-03 06:30 | 6:30 | 5.4623 | 30
2021-09-03 07:00 | 7:00 | 5.0178 | 30
2021-09-03 07:30 | 7:30 | 4.4833 | 30
2021-09-03 08:00 | 8:00 | 3.7993 | 30
2021-09-03 08:30 | 8:30 | 5.5369 | 30
2021-09-03 09:00 | 9:00 | 2.9722 | 30
2021-09-03 09:30 | 9:30 | 2.6394 | 30
2021-09-03 10:00 | 10:00 | 0.72114 | 30
2021-09-03 10:30 | 10:30 | 1.146 | 30
2021-09-03 11:00 | 11:00 | 0.41615 | 30
2021-09-03 11:30 | 11:30 | 1.3814 | 30
2021-09-03 12:00 | 12:00 | 1.7098 | 30
2021-09-03 12:30 | 12:30 | 0.44764 | 30
2021-09-03 13:00 | 13:00 | 0.4676 | 30
2021-09-03 13:30 | 13:30 | 0.89969 | 30
2021-09-03 14:00 | 14:00 | 1.3622 | 30
2021-09-03 14:30 | 14:30 | 1.4543 | 30
2021-09-03 15:00 | 15:00 | 1.6129 | 30
2021-09-03 15:30 | 15:30 | 2.3056 | 30
2021-09-03 16:00 | 16:00 | 3.6657 | 30
2021-09-03 16:30 | 16:30 | 5.2397 | 30
2021-09-03 17:00 | 17:00 | 6.4627 | 30
2021-09-03 17:30 | 17:30 | 7.4928 | 30
2021-09-03 18:00 | 18:00 | 8.2577 | 30
2021-09-03 18:30 | 18:30 | 8.673 | 30
2021-09-03 19:00 | 19:00 | 8.4723 | 30
2021-09-03 19:30 | 19:30 | 8.2013 | 30
2021-09-03 20:00 | 20:00 | 8.0321 | 30
2021-09-03 20:30 | 20:30 | 7.8186 | 30
2021-09-03 21:00 | 21:00 | 7.9061 | 30
2021-09-03 21:30 | 21:30 | 7.5219 | 30
2021-09-03 22:00 | 22:00 | 7.2592 | 30
2021-09-03 22:30 | 22:30 | 7.4153 | 30
2021-09-03 23:00 | 23:00 | 6.8168 | 30
2021-09-03 23:30 | 23:30 | 6.0874 | 30
2021-09-04 | 0:00 | 5.6096 | 30
2021-09-04 00:30 | 0:30 | 5.2187 | 30
2021-09-04 01:00 | 1:00 | 4.9591 | 30
2021-09-04 01:30 | 1:30 | 4.6575 | 30
2021-09-04 02:00 | 2:00 | 4.4837 | 30
2021-09-04 02:30 | 2:30 | 4.4496 | 30
2021-09-04 03:00 | 3:00 | 4.3835 | 30
2021-09-04 03:30 | 3:30 | 4.4698 | 30
2021-09-04 04:00 | 4:00 | 4.5861 | 30
2021-09-04 04:30 | 4:30 | 4.5729 | 30
2021-09-04 05:00 | 5:00 | 4.6549 | 30
2021-09-04 05:30 | 5:30 | 4.9317 | 30
2021-09-04 06:00 | 6:00 | 5.3973 | 30
2021-09-04 06:30 | 6:30 | 5.6559 | 30
2021-09-04 07:00 | 7:00 | 5.3333 | 30
2021-09-04 07:30 | 7:30 | 4.5965 | 30
2021-09-04 08:00 | 8:00 | 4.6209 | 30
2021-09-04 08:30 | 8:30 | 3.1207 | 30
2021-09-04 09:00 | 9:00 | 2.2346 | 30
2021-09-04 09:30 | 9:30 | 2.5506 | 30
2021-09-04 10:00 | 10:00 | 2.9231 | 30
2021-09-04 10:30 | 10:30 | 2.8603 | 30
2021-09-04 11:00 | 11:00 | 2.3524 | 30
2021-09-04 11:30 | 11:30 | 2.9952 | 30
2021-09-04 12:00 | 12:00 | 1.9685 | 30
2021-09-04 12:30 | 12:30 | 3.4372 | 30
2021-09-04 13:00 | 13:00 | 1.7488 | 30
2021-09-04 13:30 | 13:30 | 1.8761 | 30
2021-09-04 14:00 | 14:00 | 2.2774 | 30
2021-09-04 14:30 | 14:30 | 1.056 | 30
2021-09-04 15:00 | 15:00 | 1.9465 | 30
2021-09-04 15:30 | 15:30 | 3.5741 | 30
2021-09-04 16:00 | 16:00 | 5.7148 | 30
2021-09-04 16:30 | 16:30 | 7.4665 | 30
2021-09-04 17:00 | 17:00 | 8.5994 | 30
2021-09-04 17:30 | 17:30 | 9.3708 | 30
2021-09-04 18:00 | 18:00 | 9.797 | 30
2021-09-04 18:30 | 18:30 | 9.8684 | 30
2021-09-04 19:00 | 19:00 | 9.5104 | 30
2021-09-04 19:30 | 19:30 | 9.3194 | 30
2021-09-04 20:00 | 20:00 | 9.198 | 30
2021-09-04 20:30 | 20:30 | 8.8928 | 30
2021-09-04 21:00 | 21:00 | 8.5012 | 30
2021-09-04 21:30 | 21:30 | 8.3039 | 30
2021-09-04 22:00 | 22:00 | 7.8545 | 30
2021-09-04 22:30 | 22:30 | 8.0303 | 30
2021-09-04 23:00 | 23:00 | 7.8409 | 30
2021-09-04 23:30 | 23:30 | 7.2343 | 30
2021-09-05 | 0:00 | 6.7628 | 30
2021-09-05 00:30 | 0:30 | 6.3894 | 30
2021-09-05 01:00 | 1:00 | 6.1218 | 30
2021-09-05 01:30 | 1:30 | 5.7547 | 30
2021-09-05 02:00 | 2:00 | 5.0477 | 30
2021-09-05 02:30 | 2:30 | 4.9385 | 30
2021-09-05 03:00 | 3:00 | 4.9118 | 30
2021-09-05 03:30 | 3:30 | 4.8727 | 30
2021-09-05 04:00 | 4:00 | 4.7904 | 30
2021-09-05 04:30 | 4:30 | 4.8855 | 30
2021-09-05 05:00 | 5:00 | 4.9955 | 30
2021-09-05 05:30 | 5:30 | 5.1266 | 30
2021-09-05 06:00 | 6:00 | 5.1673 | 30
2021-09-05 06:30 | 6:30 | 4.8998 | 30
2021-09-05 07:00 | 7:00 | 4.7354 | 30
2021-09-05 07:30 | 7:30 | 5.1089 | 30
2021-09-05 08:00 | 8:00 | 5.5485 | 30
2021-09-05 08:30 | 8:30 | 4.3814 | 30
2021-09-05 09:00 | 9:00 | 3.5211 | 30
2021-09-05 09:30 | 9:30 | 4.4747 | 30
2021-09-05 10:00 | 10:00 | 4.8348 | 30
2021-09-05 10:30 | 10:30 | 4.2563 | 30
2021-09-05 11:00 | 11:00 | 3.9301 | 30
2021-09-05 11:30 | 11:30 | 4.1562 | 30
2021-09-05 12:00 | 12:00 | 3.0083 | 30
2021-09-05 12:30 | 12:30 | 3.2753 | 30
2021-09-05 13:00 | 13:00 | 4.7188 | 30
2021-09-05 13:30 | 13:30 | 6.3032 | 30
2021-09-05 14:00 | 14:00 | 6.9245 | 30
2021-09-05 14:30 | 14:30 | 6.5887 | 30
2021-09-05 15:00 | 15:00 | 8.2428 | 30
2021-09-05 15:30 | 15:30 | 8.7739 | 30
2021-09-05 16:00 | 16:00 | 8.6361 | 30
2021-09-05 16:30 | 16:30 | 8.7105 | 30
2021-09-05 17:00 | 17:00 | 8.6291 | 30
2021-09-05 17:30 | 17:30 | 9.0981 | 30
2021-09-05 18:00 | 18:00 | 9.6364 | 30
2021-09-05 18:30 | 18:30 | 9.7659 | 30
2021-09-05 19:00 | 19:00 | 9.1676 | 30
2021-09-05 19:30 | 19:30 | 9.0781 | 30
2021-09-05 20:00 | 20:00 | 8.7649 | 30
2021-09-05 20:30 | 20:30 | 7.9922 | 30
2021-09-05 21:00 | 21:00 | 7.4758 | 30
2021-09-05 21:30 | 21:30 | 7.1534 | 30
2021-09-05 22:00 | 22:00 | 6.6092 | 30
2021-09-05 22:30 | 22:30 | 6.6216 | 30
2021-09-05 23:00 | 23:00 | 6.108 | 30
2021-09-05 23:30 | 23:30 | 5.6808 | 30
2021-09-06 | 0:00 | 5.2601 | 30
2021-09-06 00:30 | 0:30 | 4.9771 | 30
2021-09-06 01:00 | 1:00 | 4.7534 | 30
2021-09-06 01:30 | 1:30 | 4.4925 | 30
2021-09-06 02:00 | 2:00 | 4.4547 | 30
2021-09-06 02:30 | 2:30 | 4.6978 | 30
2021-09-06 03:00 | 3:00 | 4.6468 | 30
2021-09-06 03:30 | 3:30 | 4.6602 | 30
2021-09-06 04:00 | 4:00 | 4.9167 | 30
2021-09-06 04:30 | 4:30 | 5.2789 | 30
2021-09-06 05:00 | 5:00 | 5.8265 | 30
2021-09-06 05:30 | 5:30 | 6.0641 | 30
2021-09-06 06:00 | 6:00 | 6.4575 | 30
2021-09-06 06:30 | 6:30 | 6.3961 | 30
2021-09-06 07:00 | 7:00 | 5.6898 | 30
2021-09-06 07:30 | 7:30 | 5.0091 | 30
2021-09-06 08:00 | 8:00 | 3.9416 | 30
2021-09-06 08:30 | 8:30 | 1.5211 | 30
2021-09-06 09:00 | 9:00 | 1.0974 | 30
2021-09-06 09:30 | 9:30 | 0.41893 | 30
2021-09-06 10:00 | 10:00 | 0.93867 | 30
2021-09-06 10:30 | 10:30 | 1.2552 | 30
2021-09-06 11:00 | 11:00 | 1.2512 | 30
2021-09-06 11:30 | 11:30 | 1.3724 | 30
2021-09-06 12:00 | 12:00 | 1.4897 | 30
2021-09-06 12:30 | 12:30 | 1.5307 | 30
2021-09-06 13:00 | 13:00 | 1.0773 | 30
2021-09-06 13:30 | 13:30 | 0.7158 | 30
2021-09-06 14:00 | 14:00 | 0.18503 | 30
2021-09-06 14:30 | 14:30 | 0.7145 | 30
2021-09-06 15:00 | 15:00 | 1.7346 | 30
2021-09-06 15:30 | 15:30 | 3.3719 | 30
2021-09-06 16:00 | 16:00 | 5.0111 | 30
2021-09-06 16:30 | 16:30 | 6.6977 | 30
2021-09-06 17:00 | 17:00 | 8.3877 | 30
2021-09-06 17:30 | 17:30 | 9.9656 | 30
2021-09-06 18:00 | 18:00 | 11.1792 | 30
2021-09-06 18:30 | 18:30 | 11.42 | 30
2021-09-06 19:00 | 19:00 | 10.9442 | 30
2021-09-06 19:30 | 19:30 | 10.3501 | 30
2021-09-06 20:00 | 20:00 | 10.0098 | 30
2021-09-06 20:30 | 20:30 | 9.5954 | 30
2021-09-06 21:00 | 21:00 | 8.7811 | 30
2021-09-06 21:30 | 21:30 | 7.8947 | 30
2021-09-06 22:00 | 22:00 | 7.4123 | 30
2021-09-06 22:30 | 22:30 | 7.5755 | 30
2021-09-06 23:00 | 23:00 | 7.3444 | 30
2021-09-06 23:30 | 23:30 | 6.7466 | 30
2021-09-07 | 0:00 | 6.1805 | 30
2021-09-07 00:30 | 0:30 | 5.9221 | 30
2021-09-07 01:00 | 1:00 | 5.6071 | 30
2021-09-07 01:30 | 1:30 | 5.333 | 30
2021-09-07 02:00 | 2:00 | 5.4694 | 30
2021-09-07 02:30 | 2:30 | 5.7341 | 30
2021-09-07 03:00 | 3:00 | 5.8093 | 30
2021-09-07 03:30 | 3:30 | 4.9813 | 30
2021-09-07 04:00 | 4:00 | 4.3638 | 30
2021-09-07 04:30 | 4:30 | 4.8075 | 30
2021-09-07 05:00 | 5:00 | 5.8506 | 30
2021-09-07 05:30 | 5:30 | 5.7924 | 30
2021-09-07 06:00 | 6:00 | 6.3909 | 30
2021-09-07 06:30 | 6:30 | 6.279 | 30
2021-09-07 07:00 | 7:00 | 5.7269 | 30
2021-09-07 07:30 | 7:30 | 4.1452 | 30
2021-09-07 08:00 | 8:00 | 2.2184 | 30
2021-09-07 08:30 | 8:30 | 1.0333 | 30
2021-09-07 09:00 | 9:00 | 1.3478 | 30
2021-09-07 09:30 | 9:30 | 2.5334 | 30
2021-09-07 10:00 | 10:00 | 3.1474 | 30
2021-09-07 10:30 | 10:30 | 3.7218 | 30
2021-09-07 11:00 | 11:00 | 4.1109 | 30
2021-09-07 11:30 | 11:30 | 4.2396 | 30
2021-09-07 12:00 | 12:00 | 4.1921 | 30
2021-09-07 12:30 | 12:30 | 4.0421 | 30
2021-09-07 13:00 | 13:00 | 3.8051 | 30
2021-09-07 13:30 | 13:30 | 3.0133 | 30
2021-09-07 14:00 | 14:00 | 1.95 | 30
2021-09-07 14:30 | 14:30 | 1.1916 | 30
2021-09-07 15:00 | 15:00 | 1.3822 | 30
2021-09-07 15:30 | 15:30 | 2.5842 | 30
2021-09-07 16:00 | 16:00 | 4.1773 | 30
2021-09-07 16:30 | 16:30 | 5.7453 | 30
2021-09-07 17:00 | 17:00 | 7.2858 | 30
2021-09-07 17:30 | 17:30 | 8.6952 | 30
2021-09-07 18:00 | 18:00 | 9.8497 | 30
2021-09-07 18:30 | 18:30 | 10.3905 | 30
2021-09-07 19:00 | 19:00 | 9.9172 | 30
2021-09-07 19:30 | 19:30 | 9.7392 | 30
2021-09-07 20:00 | 20:00 | 9.5441 | 30
2021-09-07 20:30 | 20:30 | 9.1499 | 30
2021-09-07 21:00 | 21:00 | 8.7744 | 30
2021-09-07 21:30 | 21:30 | 8.1633 | 30
2021-09-07 22:00 | 22:00 | 7.4762 | 30
2021-09-07 22:30 | 22:30 | 7.4941 | 30
2021-09-07 23:00 | 23:00 | 7.1228 | 30
2021-09-07 23:30 | 23:30 | 6.5686 | 30
2021-09-08 | 0:00 | 6.1061 | 30
2021-09-08 00:30 | 0:30 | 5.74 | 30
2021-09-08 01:00 | 1:00 | 5.5301 | 30
2021-09-08 01:30 | 1:30 | 5.3021 | 30
2021-09-08 02:00 | 2:00 | 5.1257 | 30
2021-09-08 02:30 | 2:30 | 5.409 | 30
2021-09-08 03:00 | 3:00 | 5.5159 | 30
2021-09-08 03:30 | 3:30 | 5.6125 | 30
2021-09-08 04:00 | 4:00 | 5.856 | 30
2021-09-08 04:30 | 4:30 | 5.768 | 30
2021-09-08 05:00 | 5:00 | 6.1227 | 30
2021-09-08 05:30 | 5:30 | 7.4508 | 30
2021-09-08 06:00 | 6:00 | 8.1204 | 30
2021-09-08 06:30 | 6:30 | 7.9864 | 30
2021-09-08 07:00 | 7:00 | 6.9949 | 30
2021-09-08 07:30 | 7:30 | 5.5386 | 30
2021-09-08 08:00 | 8:00 | 3.6314 | 30
2021-09-08 08:30 | 8:30 | 1.7765 | 30
2021-09-08 09:00 | 9:00 | 0.69398 | 30
2021-09-08 09:30 | 9:30 | 0.22219 | 30
2021-09-08 10:00 | 10:00 | 0.36705 | 30
2021-09-08 10:30 | 10:30 | 0.16962 | 30
2021-09-08 11:00 | 11:00 | 0.64594 | 30
2021-09-08 11:30 | 11:30 | 0.88495 | 30
2021-09-08 12:00 | 12:00 | 0.36329 | 30
2021-09-08 12:30 | 12:30 | 0.46953 | 30
2021-09-08 13:00 | 13:00 | 0.8463 | 30
2021-09-08 13:30 | 13:30 | 1.0348 | 30
2021-09-08 14:00 | 14:00 | 0.617 | 30
2021-09-08 14:30 | 14:30 | 1.7587 | 30
2021-09-08 15:00 | 15:00 | 2.6797 | 30
2021-09-08 15:30 | 15:30 | 3.96 | 30
2021-09-08 16:00 | 16:00 | 5.4844 | 30
2021-09-08 16:30 | 16:30 | 7.0851 | 30
2021-09-08 17:00 | 17:00 | 8.6443 | 30
2021-09-08 17:30 | 17:30 | 10.0523 | 30
2021-09-08 18:00 | 18:00 | 10.9164 | 30
2021-09-08 18:30 | 18:30 | 11.1623 | 30
2021-09-08 19:00 | 19:00 | 10.7926 | 30
2021-09-08 19:30 | 19:30 | 10.5242 | 30
2021-09-08 20:00 | 20:00 | 10.1583 | 30
2021-09-08 20:30 | 20:30 | 9.6788 | 30
2021-09-08 21:00 | 21:00 | 9.3567 | 30
2021-09-08 21:30 | 21:30 | 8.6733 | 30
2021-09-08 22:00 | 22:00 | 7.7478 | 30
2021-09-08 22:30 | 22:30 | 7.7695 | 30
2021-09-08 23:00 | 23:00 | 7.403 | 30
2021-09-08 23:30 | 23:30 | 6.8581 | 30
2021-09-09 | 0:00 | 6.3189 | 30
2021-09-09 00:30 | 0:30 | 5.9971 | 30
2021-09-09 01:00 | 1:00 | 5.7305 | 30
2021-09-09 01:30 | 1:30 | 5.6357 | 30
2021-09-09 02:00 | 2:00 | 5.4765 | 30
2021-09-09 02:30 | 2:30 | 5.43 | 30
2021-09-09 03:00 | 3:00 | 5.4001 | 30
2021-09-09 03:30 | 3:30 | 5.4641 | 30
2021-09-09 04:00 | 4:00 | 5.6616 | 30
2021-09-09 04:30 | 4:30 | 5.5007 | 30
2021-09-09 05:00 | 5:00 | 5.9429 | 30
2021-09-09 05:30 | 5:30 | 6.5036 | 30
2021-09-09 06:00 | 6:00 | 6.9963 | 30
2021-09-09 06:30 | 6:30 | 6.8093 | 30
2021-09-09 07:00 | 7:00 | 6.1012 | 30
2021-09-09 07:30 | 7:30 | 4.5477 | 30
2021-09-09 08:00 | 8:00 | 2.8831 | 30
2021-09-09 08:30 | 8:30 | 1.3334 | 30
2021-09-09 09:00 | 9:00 | 0.65567 | 30
2021-09-09 09:30 | 9:30 | 1.6976 | 30
2021-09-09 10:00 | 10:00 | 0.84569 | 30
2021-09-09 10:30 | 10:30 | 0.86233 | 30
2021-09-09 11:00 | 11:00 | 0.93163 | 30
2021-09-09 11:30 | 11:30 | 1.9182 | 30
2021-09-09 12:00 | 12:00 | 2.6987 | 30
2021-09-09 12:30 | 12:30 | 2.9171 | 30
2021-09-09 13:00 | 13:00 | 2.6605 | 30
2021-09-09 13:30 | 13:30 | 2.12 | 30
2021-09-09 14:00 | 14:00 | 1.4677 | 30
2021-09-09 14:30 | 14:30 | 0.74601 | 30
2021-09-09 15:00 | 15:00 | 1.1228 | 30
2021-09-09 15:30 | 15:30 | 2.9126 | 30
2021-09-09 16:00 | 16:00 | 5.293 | 30
2021-09-09 16:30 | 16:30 | 6.8116 | 30
2021-09-09 17:00 | 17:00 | 8.1065 | 30
2021-09-09 17:30 | 17:30 | 9.4016 | 30
2021-09-09 18:00 | 18:00 | 10.1664 | 30
2021-09-09 18:30 | 18:30 | 10.4202 | 30
2021-09-09 19:00 | 19:00 | 10.2423 | 30
2021-09-09 19:30 | 19:30 | 9.9992 | 30
2021-09-09 20:00 | 20:00 | 9.7689 | 30
2021-09-09 20:30 | 20:30 | 9.4102 | 30
2021-09-09 21:00 | 21:00 | 9.1216 | 30
2021-09-09 21:30 | 21:30 | 8.6669 | 30
2021-09-09 22:00 | 22:00 | 7.9532 | 30
2021-09-09 22:30 | 22:30 | 8.088 | 30
2021-09-09 23:00 | 23:00 | 8.0026 | 30
2021-09-09 23:30 | 23:30 | 7.3385 | 30
2021-09-10 | 0:00 | 6.8047 | 30
2021-09-10 00:30 | 0:30 | 5.3891 | 30
2021-09-10 01:00 | 1:00 | 5.1443 | 30
2021-09-10 01:30 | 1:30 | 4.8822 | 30
2021-09-10 02:00 | 2:00 | 5.0702 | 30
2021-09-10 02:30 | 2:30 | 5.6504 | 30
2021-09-10 03:00 | 3:00 | 5.7927 | 30
2021-09-10 03:30 | 3:30 | 5.7761 | 30
2021-09-10 04:00 | 4:00 | 6.005 | 30
2021-09-10 04:30 | 4:30 | 6.4377 | 30
2021-09-10 05:00 | 5:00 | 6.7027 | 30
2021-09-10 05:30 | 5:30 | 7.1321 | 30
2021-09-10 06:00 | 6:00 | 7.6759 | 30
2021-09-10 06:30 | 6:30 | 7.4438 | 30
2021-09-10 07:00 | 7:00 | 6.6301 | 30
2021-09-10 07:30 | 7:30 | 5.3152 | 30
2021-09-10 08:00 | 8:00 | 3.3981 | 30
2021-09-10 08:30 | 8:30 | 1.0341 | 30
2021-09-10 09:00 | 9:00 | 1.0346 | 30
2021-09-10 09:30 | 9:30 | 1.6497 | 30
2021-09-10 10:00 | 10:00 | 2.2483 | 30
2021-09-10 10:30 | 10:30 | 2.8106 | 30
2021-09-10 11:00 | 11:00 | 2.9998 | 30
2021-09-10 11:30 | 11:30 | 2.9749 | 30
2021-09-10 12:00 | 12:00 | 2.9143 | 30
2021-09-10 12:30 | 12:30 | 2.8087 | 30
2021-09-10 13:00 | 13:00 | 2.4396 | 30
2021-09-10 13:30 | 13:30 | 1.7315 | 30
2021-09-10 14:00 | 14:00 | 1.2382 | 30
2021-09-10 14:30 | 14:30 | 0.79893 | 30
2021-09-10 15:00 | 15:00 | 1.2662 | 30
2021-09-10 15:30 | 15:30 | 2.6991 | 30
2021-09-10 16:00 | 16:00 | 4.1497 | 30
2021-09-10 16:30 | 16:30 | 5.7535 | 30
2021-09-10 17:00 | 17:00 | 6.8224 | 30
2021-09-10 17:30 | 17:30 | 7.7996 | 30
2021-09-10 18:00 | 18:00 | 8.5143 | 30
2021-09-10 18:30 | 18:30 | 8.7045 | 30
2021-09-10 19:00 | 19:00 | 8.6117 | 30
2021-09-10 19:30 | 19:30 | 8.5911 | 30
2021-09-10 20:00 | 20:00 | 8.6297 | 30
2021-09-10 20:30 | 20:30 | 8.5666 | 30
2021-09-10 21:00 | 21:00 | 8.8269 | 30
2021-09-10 21:30 | 21:30 | 8.4362 | 30
2021-09-10 22:00 | 22:00 | 7.8838 | 30
2021-09-10 22:30 | 22:30 | 8.1556 | 30
2021-09-10 23:00 | 23:00 | 7.9524 | 30
2021-09-10 23:30 | 23:30 | 7.4022 | 30
2021-09-11 | 0:00 | 6.9441 | 30
2021-09-11 00:30 | 0:30 | 6.6401 | 30
2021-09-11 01:00 | 1:00 | 6.4029 | 30
2021-09-11 01:30 | 1:30 | 6.0945 | 30
2021-09-11 02:00 | 2:00 | 6.0139 | 30
2021-09-11 02:30 | 2:30 | 5.8736 | 30
2021-09-11 03:00 | 3:00 | 5.888 | 30
2021-09-11 03:30 | 3:30 | 5.9412 | 30
2021-09-11 04:00 | 4:00 | 5.9631 | 30
2021-09-11 04:30 | 4:30 | 6.1805 | 30
2021-09-11 05:00 | 5:00 | 6.4099 | 30
2021-09-11 05:30 | 5:30 | 6.5277 | 30
2021-09-11 06:00 | 6:00 | 6.8839 | 30
2021-09-11 06:30 | 6:30 | 6.3607 | 30
2021-09-11 07:00 | 7:00 | 5.7557 | 30
2021-09-11 07:30 | 7:30 | 4.8401 | 30
2021-09-11 08:00 | 8:00 | 3.6991 | 30
2021-09-11 08:30 | 8:30 | 2.5306 | 30
2021-09-11 09:00 | 9:00 | 1.3852 | 30
2021-09-11 09:30 | 9:30 | 0.43803 | 30
2021-09-11 10:00 | 10:00 | 0.30165 | 30
2021-09-11 10:30 | 10:30 | 0.78917 | 30
2021-09-11 11:00 | 11:00 | 1.2021 | 30
2021-09-11 11:30 | 11:30 | 1.3736 | 30
2021-09-11 12:00 | 12:00 | 1.304 | 30
2021-09-11 12:30 | 12:30 | 1.0964 | 30
2021-09-11 13:00 | 13:00 | 1.2438 | 30
2021-09-11 13:30 | 13:30 | 0.24474 | 30
2021-09-11 14:00 | 14:00 | 0.53556 | 30
2021-09-11 14:30 | 14:30 | 1.5938 | 30
2021-09-11 15:00 | 15:00 | 2.8549 | 30
2021-09-11 15:30 | 15:30 | 4.3836 | 30
2021-09-11 16:00 | 16:00 | 5.8228 | 30
2021-09-11 16:30 | 16:30 | 6.5443 | 30
2021-09-11 17:00 | 17:00 | 8.3027 | 30
2021-09-11 17:30 | 17:30 | 9.3798 | 30
2021-09-11 18:00 | 18:00 | 10.0213 | 30
2021-09-11 18:30 | 18:30 | 9.9094 | 30
2021-09-11 19:00 | 19:00 | 9.1412 | 30
2021-09-11 19:30 | 19:30 | 8.6435 | 30
2021-09-11 20:00 | 20:00 | 8.2454 | 30
2021-09-11 20:30 | 20:30 | 7.8878 | 30
2021-09-11 21:00 | 21:00 | 7.6236 | 30
2021-09-11 21:30 | 21:30 | 7.3938 | 30
2021-09-11 22:00 | 22:00 | 6.93 | 30
2021-09-11 22:30 | 22:30 | 7.0732 | 30
2021-09-11 23:00 | 23:00 | 6.8132 | 30
2021-09-11 23:30 | 23:30 | 6.3571 | 30
2021-09-12 | 0:00 | 5.7632 | 30
2021-09-12 00:30 | 0:30 | 5.392 | 30
2021-09-12 01:00 | 1:00 | 5.0149 | 30
2021-09-12 01:30 | 1:30 | 4.8374 | 30
2021-09-12 02:00 | 2:00 | 5.027 | 30
2021-09-12 02:30 | 2:30 | 5.1223 | 30
2021-09-12 03:00 | 3:00 | 5.1693 | 30
2021-09-12 03:30 | 3:30 | 5.5075 | 30
2021-09-12 04:00 | 4:00 | 5.6732 | 30
2021-09-12 04:30 | 4:30 | 5.7856 | 30
2021-09-12 05:00 | 5:00 | 5.876 | 30
2021-09-12 05:30 | 5:30 | 6.0374 | 30
2021-09-12 06:00 | 6:00 | 6.1179 | 30
2021-09-12 06:30 | 6:30 | 5.5365 | 30
2021-09-12 07:00 | 7:00 | 4.7586 | 30
2021-09-12 07:30 | 7:30 | 3.9556 | 30
2021-09-12 08:00 | 8:00 | 3.0304 | 30
2021-09-12 08:30 | 8:30 | 2.0875 | 30
2021-09-12 09:00 | 9:00 | 1.0989 | 30
2021-09-12 09:30 | 9:30 | 0.36308 | 30
2021-09-12 10:00 | 10:00 | 0.46617 | 30
2021-09-12 10:30 | 10:30 | 0.89828 | 30
2021-09-12 11:00 | 11:00 | 1.2303 | 30
2021-09-12 11:30 | 11:30 | 1.1661 | 30
2021-09-12 12:00 | 12:00 | 1.1672 | 30
2021-09-12 12:30 | 12:30 | 0.93961 | 30
2021-09-12 13:00 | 13:00 | 0.57029 | 30
2021-09-12 13:30 | 13:30 | 0.18199 | 30
2021-09-12 14:00 | 14:00 | 0.78906 | 30
2021-09-12 14:30 | 14:30 | 1.8262 | 30
2021-09-12 15:00 | 15:00 | 3.1935 | 30
2021-09-12 15:30 | 15:30 | 4.7895 | 30
2021-09-12 16:00 | 16:00 | 6.2624 | 30
2021-09-12 16:30 | 16:30 | 7.8465 | 30
2021-09-12 17:00 | 17:00 | 9.1019 | 30
2021-09-12 17:30 | 17:30 | 9.9817 | 30
2021-09-12 18:00 | 18:00 | 10.6443 | 30
2021-09-12 18:30 | 18:30 | 10.7427 | 30
2021-09-12 19:00 | 19:00 | 10.3778 | 30
2021-09-12 19:30 | 19:30 | 9.9545 | 30
2021-09-12 20:00 | 20:00 | 9.3317 | 30
2021-09-12 20:30 | 20:30 | 8.7569 | 30
2021-09-12 21:00 | 21:00 | 8.3343 | 30
2021-09-12 21:30 | 21:30 | 7.9385 | 30
2021-09-12 22:00 | 22:00 | 7.0784 | 30
2021-09-12 22:30 | 22:30 | 6.9077 | 30
2021-09-12 23:00 | 23:00 | 6.2872 | 30
2021-09-12 23:30 | 23:30 | 6.0868 | 30
2021-09-13 | 0:00 | 6.3215 | 30
2021-09-13 00:30 | 0:30 | 5.2406 | 30
2021-09-13 01:00 | 1:00 | 4.6366 | 30
2021-09-13 01:30 | 1:30 | 4.5304 | 30
2021-09-13 02:00 | 2:00 | 4.9505 | 30
2021-09-13 02:30 | 2:30 | 5.4332 | 30
2021-09-13 03:00 | 3:00 | 5.294 | 30
2021-09-13 03:30 | 3:30 | 5.3734 | 30
2021-09-13 04:00 | 4:00 | 5.4856 | 30
2021-09-13 04:30 | 4:30 | 5.621 | 30
2021-09-13 05:00 | 5:00 | 6.0504 | 30
2021-09-13 05:30 | 5:30 | 6.4247 | 30
2021-09-13 06:00 | 6:00 | 6.6118 | 30
2021-09-13 06:30 | 6:30 | 6.2179 | 30
2021-09-13 07:00 | 7:00 | 5.5019 | 30
2021-09-13 07:30 | 7:30 | 3.3835 | 30
2021-09-13 08:00 | 8:00 | 2.9552 | 30
2021-09-13 08:30 | 8:30 | 1.6039 | 30
2021-09-13 09:00 | 9:00 | 0.61275 | 30
2021-09-13 09:30 | 9:30 | 0.98941 | 30
2021-09-13 10:00 | 10:00 | 1.5133 | 30
2021-09-13 10:30 | 10:30 | 1.141 | 30
2021-09-13 11:00 | 11:00 | 1.4598 | 30
2021-09-13 11:30 | 11:30 | 1.2944 | 30
2021-09-13 12:00 | 12:00 | 0.57682 | 30
2021-09-13 12:30 | 12:30 | 2.6294 | 30
2021-09-13 13:00 | 13:00 | 3.0095 | 30
2021-09-13 13:30 | 13:30 | 4.4434 | 30
2021-09-13 14:00 | 14:00 | 5.1205 | 30
2021-09-13 14:30 | 14:30 | 6.7101 | 30
2021-09-13 15:00 | 15:00 | 4.9451 | 30
2021-09-13 15:30 | 15:30 | 6.6032 | 30
2021-09-13 16:00 | 16:00 | 6.4825 | 30
2021-09-13 16:30 | 16:30 | 8.1618 | 30
2021-09-13 17:00 | 17:00 | 9.1434 | 30
2021-09-13 17:30 | 17:30 | 10.2569 | 30
2021-09-13 18:00 | 18:00 | 11.1091 | 30
2021-09-13 18:30 | 18:30 | 11.1417 | 30
2021-09-13 19:00 | 19:00 | 10.8702 | 30
2021-09-13 19:30 | 19:30 | 10.203 | 30
2021-09-13 20:00 | 20:00 | 9.8216 | 30
2021-09-13 20:30 | 20:30 | 9.3592 | 30
2021-09-13 21:00 | 21:00 | 8.9515 | 30
2021-09-13 21:30 | 21:30 | 7.7544 | 30
2021-09-13 22:00 | 22:00 | 7.055 | 30
2021-09-13 22:30 | 22:30 | 7.0974 | 30
2021-09-13 23:00 | 23:00 | 6.7857 | 30
2021-09-13 23:30 | 23:30 | 5.9833 | 30
2021-09-14 | 0:00 | 5.5953 | 30
2021-09-14 00:30 | 0:30 | 5.3347 | 30
2021-09-14 01:00 | 1:00 | 5.157 | 30
2021-09-14 01:30 | 1:30 | 5.1677 | 30
2021-09-14 02:00 | 2:00 | 5.1846 | 30
2021-09-14 02:30 | 2:30 | 5.2201 | 30
2021-09-14 03:00 | 3:00 | 5.3307 | 30
2021-09-14 03:30 | 3:30 | 5.3478 | 30
2021-09-14 04:00 | 4:00 | 5.5954 | 30
2021-09-14 04:30 | 4:30 | 6.1182 | 30
2021-09-14 05:00 | 5:00 | 6.4376 | 30
2021-09-14 05:30 | 5:30 | 6.658 | 30
2021-09-14 06:00 | 6:00 | 6.9164 | 30
2021-09-14 06:30 | 6:30 | 6.5698 | 30
2021-09-14 07:00 | 7:00 | 5.8197 | 30
2021-09-14 07:30 | 7:30 | 4.5343 | 30
2021-09-14 08:00 | 8:00 | 2.8754 | 30
2021-09-14 08:30 | 8:30 | 1.4031 | 30
2021-09-14 09:00 | 9:00 | 0.25582 | 30
2021-09-14 09:30 | 9:30 | 0.72415 | 30
2021-09-14 10:00 | 10:00 | 1.3796 | 30
2021-09-14 10:30 | 10:30 | 1.7829 | 30
2021-09-14 11:00 | 11:00 | 1.9427 | 30
2021-09-14 11:30 | 11:30 | 2.1041 | 30
2021-09-14 12:00 | 12:00 | 2.0831 | 30
2021-09-14 12:30 | 12:30 | 1.9663 | 30
2021-09-14 13:00 | 13:00 | 1.7192 | 30
2021-09-14 13:30 | 13:30 | 1.1179 | 30
2021-09-14 14:00 | 14:00 | 0.41644 | 30
2021-09-14 14:30 | 14:30 | 0.50065 | 30
2021-09-14 15:00 | 15:00 | 1.7437 | 30
2021-09-14 15:30 | 15:30 | 2.5634 | 30
2021-09-14 16:00 | 16:00 | 4.4759 | 30
2021-09-14 16:30 | 16:30 | 6.1274 | 30
2021-09-14 17:00 | 17:00 | 7.56 | 30
2021-09-14 17:30 | 17:30 | 8.8726 | 30
2021-09-14 18:00 | 18:00 | 10.0432 | 30
2021-09-14 18:30 | 18:30 | 10.1684 | 30
2021-09-14 19:00 | 19:00 | 9.8347 | 30
2021-09-14 19:30 | 19:30 | 9.4631 | 30
2021-09-14 20:00 | 20:00 | 9.2435 | 30
2021-09-14 20:30 | 20:30 | 8.7253 | 30
2021-09-14 21:00 | 21:00 | 8.7814 | 30
2021-09-14 21:30 | 21:30 | 8.5293 | 30
2021-09-14 22:00 | 22:00 | 8.3107 | 30
2021-09-14 22:30 | 22:30 | 8.333 | 30
2021-09-14 23:00 | 23:00 | 8.051 | 30
2021-09-14 23:30 | 23:30 | 7.3943 | 30
2021-09-15 | 0:00 | 7.0027 | 30
2021-09-15 00:30 | 0:30 | 6.5818 | 30
2021-09-15 01:00 | 1:00 | 6.2765 | 30
2021-09-15 01:30 | 1:30 | 5.8155 | 30
2021-09-15 02:00 | 2:00 | 5.2245 | 30
2021-09-15 02:30 | 2:30 | 5.0171 | 30
2021-09-15 03:00 | 3:00 | 4.9216 | 30
2021-09-15 03:30 | 3:30 | 5.011 | 30
2021-09-15 04:00 | 4:00 | 5.1281 | 30
2021-09-15 04:30 | 4:30 | 5.4012 | 30
2021-09-15 05:00 | 5:00 | 5.6668 | 30
2021-09-15 05:30 | 5:30 | 6.0726 | 30
2021-09-15 06:00 | 6:00 | 6.4498 | 30
2021-09-15 06:30 | 6:30 | 5.9778 | 30
2021-09-15 07:00 | 7:00 | 4.9321 | 30
2021-09-15 07:30 | 7:30 | 3.6328 | 30
2021-09-15 08:00 | 8:00 | 2.1282 | 30
2021-09-15 08:30 | 8:30 | 0.78794 | 30
2021-09-15 09:00 | 9:00 | 1.0563 | 30
2021-09-15 09:30 | 9:30 | 1.8804 | 30
2021-09-15 10:00 | 10:00 | 2.5809 | 30
2021-09-15 10:30 | 10:30 | 2.9562 | 30
2021-09-15 11:00 | 11:00 | 3.1554 | 30
2021-09-15 11:30 | 11:30 | 3.1054 | 30
2021-09-15 12:00 | 12:00 | 2.8049 | 30
2021-09-15 12:30 | 12:30 | 1.7909 | 30
2021-09-15 13:00 | 13:00 | 2.2979 | 30
2021-09-15 13:30 | 13:30 | 2.0246 | 30
2021-09-15 14:00 | 14:00 | 1.9252 | 30
2021-09-15 14:30 | 14:30 | 1.1534 | 30
2021-09-15 15:00 | 15:00 | 0.94576 | 30
2021-09-15 15:30 | 15:30 | 2.2301 | 30
2021-09-15 16:00 | 16:00 | 3.8068 | 30
2021-09-15 16:30 | 16:30 | 5.3226 | 30
2021-09-15 17:00 | 17:00 | 6.8973 | 30
2021-09-15 17:30 | 17:30 | 8.2063 | 30
2021-09-15 18:00 | 18:00 | 9.2236 | 30
2021-09-15 18:30 | 18:30 | 9.3791 | 30
2021-09-15 19:00 | 19:00 | 9.0471 | 30
2021-09-15 19:30 | 19:30 | 8.7338 | 30
2021-09-15 20:00 | 20:00 | 8.364 | 30
2021-09-15 20:30 | 20:30 | 7.9748 | 30
2021-09-15 21:00 | 21:00 | 7.5822 | 30
2021-09-15 21:30 | 21:30 | 7.1785 | 30
2021-09-15 22:00 | 22:00 | 6.7386 | 30
2021-09-15 22:30 | 22:30 | 6.7603 | 30
2021-09-15 23:00 | 23:00 | 6.5752 | 30
2021-09-15 23:30 | 23:30 | 6.0255 | 30
2021-09-16 | 0:00 | 5.5148 | 30
2021-09-16 00:30 | 0:30 | 5.2166 | 30
2021-09-16 01:00 | 1:00 | 5.0665 | 30
2021-09-16 01:30 | 1:30 | 4.8712 | 30
2021-09-16 02:00 | 2:00 | 4.8136 | 30
2021-09-16 02:30 | 2:30 | 4.6824 | 30
2021-09-16 03:00 | 3:00 | 4.6418 | 30
2021-09-16 03:30 | 3:30 | 4.7192 | 30
2021-09-16 04:00 | 4:00 | 4.907 | 30
2021-09-16 04:30 | 4:30 | 5.1971 | 30
2021-09-16 05:00 | 5:00 | 5.747 | 30
2021-09-16 05:30 | 5:30 | 6.2677 | 30
2021-09-16 06:00 | 6:00 | 6.5882 | 30
2021-09-16 06:30 | 6:30 | 6.0548 | 30
2021-09-16 07:00 | 7:00 | 4.9521 | 30
2021-09-16 07:30 | 7:30 | 3.5973 | 30
2021-09-16 08:00 | 8:00 | 2.0358 | 30
2021-09-16 08:30 | 8:30 | 0.70713 | 30
2021-09-16 09:00 | 9:00 | 0.96711 | 30
2021-09-16 09:30 | 9:30 | 1.9003 | 30
2021-09-16 10:00 | 10:00 | 2.4616 | 30
2021-09-16 10:30 | 10:30 | 2.8201 | 30
2021-09-16 11:00 | 11:00 | 1.8023 | 30
2021-09-16 11:30 | 11:30 | 1.751 | 30
2021-09-16 12:00 | 12:00 | 1.7919 | 30
2021-09-16 12:30 | 12:30 | 1.7314 | 30
2021-09-16 13:00 | 13:00 | 1.0978 | 30
2021-09-16 13:30 | 13:30 | 0.92088 | 30
2021-09-16 14:00 | 14:00 | 0.794 | 30
2021-09-16 14:30 | 14:30 | 0.70164 | 30
2021-09-16 15:00 | 15:00 | 1.1145 | 30
2021-09-16 15:30 | 15:30 | 3.1986 | 30
2021-09-16 16:00 | 16:00 | 4.6401 | 30
2021-09-16 16:30 | 16:30 | 5.9299 | 30
2021-09-16 17:00 | 17:00 | 7.2124 | 30
2021-09-16 17:30 | 17:30 | 8.3287 | 30
2021-09-16 18:00 | 18:00 | 9.3208 | 30
2021-09-16 18:30 | 18:30 | 9.4522 | 30
2021-09-16 19:00 | 19:00 | 9.6085 | 30
2021-09-16 19:30 | 19:30 | 10.2376 | 30
2021-09-16 20:00 | 20:00 | 10.0106 | 30
2021-09-16 20:30 | 20:30 | 9.7199 | 30
2021-09-16 21:00 | 21:00 | 8.5444 | 30
2021-09-16 21:30 | 21:30 | 7.9786 | 30
2021-09-16 22:00 | 22:00 | 6.7019 | 30
2021-09-16 22:30 | 22:30 | 6.3011 | 30
2021-09-16 23:00 | 23:00 | 5.9637 | 30
2021-09-16 23:30 | 23:30 | 5.3602 | 30
2021-09-17 | 0:00 | 5.0138 | 30
2021-09-17 00:30 | 0:30 | 4.6562 | 30
2021-09-17 01:00 | 1:00 | 4.4895 | 30
2021-09-17 01:30 | 1:30 | 4.3215 | 30
2021-09-17 02:00 | 2:00 | 4.1994 | 30
2021-09-17 02:30 | 2:30 | 4.7111 | 30
2021-09-17 03:00 | 3:00 | 5.1864 | 30
2021-09-17 03:30 | 3:30 | 5.6798 | 30
2021-09-17 04:00 | 4:00 | 5.769 | 30
2021-09-17 04:30 | 4:30 | 6.1686 | 30
2021-09-17 05:00 | 5:00 | 6.5508 | 30
2021-09-17 05:30 | 5:30 | 6.8888 | 30
2021-09-17 06:00 | 6:00 | 7.0398 | 30
2021-09-17 06:30 | 6:30 | 6.6119 | 30
2021-09-17 07:00 | 7:00 | 5.8033 | 30
2021-09-17 07:30 | 7:30 | 4.6219 | 30
2021-09-17 08:00 | 8:00 | 2.8809 | 30
2021-09-17 08:30 | 8:30 | 1.4978 | 30
2021-09-17 09:00 | 9:00 | 0.38261 | 30
2021-09-17 09:30 | 9:30 | 0.41419 | 30
2021-09-17 10:00 | 10:00 | 0.50056 | 30
2021-09-17 10:30 | 10:30 | 0.21971 | 30
2021-09-17 11:00 | 11:00 | 0.56276 | 30
2021-09-17 11:30 | 11:30 | 0.53031 | 30
2021-09-17 12:00 | 12:00 | 0.74059 | 30
2021-09-17 12:30 | 12:30 | 0.83035 | 30
2021-09-17 13:00 | 13:00 | 1.0917 | 30
2021-09-17 13:30 | 13:30 | 0.85316 | 30
2021-09-17 14:00 | 14:00 | 0.3265 | 30
2021-09-17 14:30 | 14:30 | 1.2298 | 30
2021-09-17 15:00 | 15:00 | 2.4794 | 30
2021-09-17 15:30 | 15:30 | 3.9953 | 30
2021-09-17 16:00 | 16:00 | 5.3355 | 30
2021-09-17 16:30 | 16:30 | 6.6256 | 30
2021-09-17 17:00 | 17:00 | 7.8824 | 30
2021-09-17 17:30 | 17:30 | 8.7939 | 30
2021-09-17 18:00 | 18:00 | 9.7669 | 30
2021-09-17 18:30 | 18:30 | 9.9895 | 30
2021-09-17 19:00 | 19:00 | 9.9574 | 30
2021-09-17 19:30 | 19:30 | 9.8735 | 30
2021-09-17 20:00 | 20:00 | 9.5473 | 30
2021-09-17 20:30 | 20:30 | 9.3001 | 30
2021-09-17 21:00 | 21:00 | 9.1709 | 30
2021-09-17 21:30 | 21:30 | 8.8184 | 30
2021-09-17 22:00 | 22:00 | 8.2967 | 30
2021-09-17 22:30 | 22:30 | 8.4422 | 30
2021-09-17 23:00 | 23:00 | 8.0385 | 30
2021-09-17 23:30 | 23:30 | 7.4058 | 30
2021-09-18 | 0:00 | 6.9679 | 30
2021-09-18 00:30 | 0:30 | 6.6283 | 30
2021-09-18 01:00 | 1:00 | 6.3712 | 30
2021-09-18 01:30 | 1:30 | 6.1023 | 30
2021-09-18 02:00 | 2:00 | 5.9932 | 30
2021-09-18 02:30 | 2:30 | 5.8571 | 30
2021-09-18 03:00 | 3:00 | 5.8074 | 30
2021-09-18 03:30 | 3:30 | 5.8444 | 30
2021-09-18 04:00 | 4:00 | 5.9122 | 30
2021-09-18 04:30 | 4:30 | 6.0273 | 30
2021-09-18 05:00 | 5:00 | 6.1291 | 30
2021-09-18 05:30 | 5:30 | 6.1966 | 30
2021-09-18 06:00 | 6:00 | 6.358 | 30
2021-09-18 06:30 | 6:30 | 5.9207 | 30
2021-09-18 07:00 | 7:00 | 5.0816 | 30
2021-09-18 07:30 | 7:30 | 5.2752 | 30
2021-09-18 08:00 | 8:00 | 5.1998 | 30
2021-09-18 08:30 | 8:30 | 3.748 | 30
2021-09-18 09:00 | 9:00 | 1.3226 | 30
2021-09-18 09:30 | 9:30 | 1.4274 | 30
2021-09-18 10:00 | 10:00 | 2.1782 | 30
2021-09-18 10:30 | 10:30 | 2.2064 | 30
2021-09-18 11:00 | 11:00 | 1.1697 | 30
2021-09-18 11:30 | 11:30 | 0.44045 | 30
2021-09-18 12:00 | 12:00 | 0.37157 | 30
2021-09-18 12:30 | 12:30 | 0.67245 | 30
2021-09-18 13:00 | 13:00 | 0.8423 | 30
2021-09-18 13:30 | 13:30 | 0.81849 | 30
2021-09-18 14:00 | 14:00 | 1.2897 | 30
2021-09-18 14:30 | 14:30 | 1.4014 | 30
2021-09-18 15:00 | 15:00 | 2.0185 | 30
2021-09-18 15:30 | 15:30 | 3.0667 | 30
2021-09-18 16:00 | 16:00 | 4.6771 | 30
2021-09-18 16:30 | 16:30 | 6.2746 | 30
2021-09-18 17:00 | 17:00 | 7.6334 | 30
2021-09-18 17:30 | 17:30 | 8.4973 | 30
2021-09-18 18:00 | 18:00 | 9.0258 | 30
2021-09-18 18:30 | 18:30 | 9.0355 | 30
2021-09-18 19:00 | 19:00 | 8.8571 | 30
2021-09-18 19:30 | 19:30 | 8.6372 | 30
2021-09-18 20:00 | 20:00 | 8.2499 | 30
2021-09-18 20:30 | 20:30 | 7.9376 | 30
2021-09-18 21:00 | 21:00 | 7.7319 | 30
2021-09-18 21:30 | 21:30 | 7.3268 | 30
2021-09-18 22:00 | 22:00 | 6.8416 | 30
2021-09-18 22:30 | 22:30 | 6.9922 | 30
2021-09-18 23:00 | 23:00 | 6.7697 | 30
2021-09-18 23:30 | 23:30 | 6.3652 | 30
2021-09-19 | 0:00 | 5.926 | 30
2021-09-19 00:30 | 0:30 | 5.5299 | 30
2021-09-19 01:00 | 1:00 | 5.2917 | 30
2021-09-19 01:30 | 1:30 | 5.216 | 30
2021-09-19 02:00 | 2:00 | 5.1255 | 30
2021-09-19 02:30 | 2:30 | 5.1526 | 30
2021-09-19 03:00 | 3:00 | 5.1039 | 30
2021-09-19 03:30 | 3:30 | 5.1294 | 30
2021-09-19 04:00 | 4:00 | 5.1045 | 30
2021-09-19 04:30 | 4:30 | 5.3372 | 30
2021-09-19 05:00 | 5:00 | 5.5355 | 30
2021-09-19 05:30 | 5:30 | 5.486 | 30
2021-09-19 06:00 | 6:00 | 5.4398 | 30
2021-09-19 06:30 | 6:30 | 4.8775 | 30
2021-09-19 07:00 | 7:00 | 4.2985 | 30
2021-09-19 07:30 | 7:30 | 3.5392 | 30
2021-09-19 08:00 | 8:00 | 2.6378 | 30
2021-09-19 08:30 | 8:30 | 1.6737 | 30
2021-09-19 09:00 | 9:00 | 0.89911 | 30
2021-09-19 09:30 | 9:30 | 0.29496 | 30
2021-09-19 10:00 | 10:00 | 0.59034 | 30
2021-09-19 10:30 | 10:30 | 0.96593 | 30
2021-09-19 11:00 | 11:00 | 1.115 | 30
2021-09-19 11:30 | 11:30 | 1.0922 | 30
2021-09-19 12:00 | 12:00 | 1.134 | 30
2021-09-19 12:30 | 12:30 | 0.76515 | 30
2021-09-19 13:00 | 13:00 | 0.77069 | 30
2021-09-19 13:30 | 13:30 | 0.41863 | 30
2021-09-19 14:00 | 14:00 | 0.6471 | 30
2021-09-19 14:30 | 14:30 | 1.8892 | 30
2021-09-19 15:00 | 15:00 | 3.4852 | 30
2021-09-19 15:30 | 15:30 | 5.048 | 30
2021-09-19 16:00 | 16:00 | 6.355 | 30
2021-09-19 16:30 | 16:30 | 7.6864 | 30
2021-09-19 17:00 | 17:00 | 8.7967 | 30
2021-09-19 17:30 | 17:30 | 9.6821 | 30
2021-09-19 18:00 | 18:00 | 10.2323 | 30
2021-09-19 18:30 | 18:30 | 10.295 | 30
2021-09-19 19:00 | 19:00 | 9.9957 | 30
2021-09-19 19:30 | 19:30 | 9.4153 | 30
2021-09-19 20:00 | 20:00 | 9.373 | 30
2021-09-19 20:30 | 20:30 | 8.8936 | 30
2021-09-19 21:00 | 21:00 | 8.5235 | 30
2021-09-19 21:30 | 21:30 | 7.9712 | 30
2021-09-19 22:00 | 22:00 | 7.1875 | 30
2021-09-19 22:30 | 22:30 | 7.0643 | 30
2021-09-19 23:00 | 23:00 | 6.7588 | 30
2021-09-19 23:30 | 23:30 | 6.2304 | 30
2021-09-20 | 0:00 | 5.1691 | 30
2021-09-20 00:30 | 0:30 | 4.5676 | 30
2021-09-20 01:00 | 1:00 | 4.3208 | 30
2021-09-20 01:30 | 1:30 | 4.3925 | 30
2021-09-20 02:00 | 2:00 | 4.375 | 30
2021-09-20 02:30 | 2:30 | 5.0914 | 30
2021-09-20 03:00 | 3:00 | 4.808 | 30
2021-09-20 03:30 | 3:30 | 4.7007 | 30
2021-09-20 04:00 | 4:00 | 4.7673 | 30
2021-09-20 04:30 | 4:30 | 4.9425 | 30
2021-09-20 05:00 | 5:00 | 5.1958 | 30
2021-09-20 05:30 | 5:30 | 5.3152 | 30
2021-09-20 06:00 | 6:00 | 5.4476 | 30
2021-09-20 06:30 | 6:30 | 5.0624 | 30
2021-09-20 07:00 | 7:00 | 4.4612 | 30
2021-09-20 07:30 | 7:30 | 3.0224 | 30
2021-09-20 08:00 | 8:00 | 1.9883 | 30
2021-09-20 08:30 | 8:30 | 0.74287 | 30
2021-09-20 09:00 | 9:00 | 0.82464 | 30
2021-09-20 09:30 | 9:30 | 1.5796 | 30
2021-09-20 10:00 | 10:00 | 2.3021 | 30
2021-09-20 10:30 | 10:30 | 2.7061 | 30
2021-09-20 11:00 | 11:00 | 2.8106 | 30
2021-09-20 11:30 | 11:30 | 2.726 | 30
2021-09-20 12:00 | 12:00 | 2.7738 | 30
2021-09-20 12:30 | 12:30 | 2.6584 | 30
2021-09-20 13:00 | 13:00 | 2.2131 | 30
2021-09-20 13:30 | 13:30 | 1.9127 | 30
2021-09-20 14:00 | 14:00 | 1.1349 | 30
2021-09-20 14:30 | 14:30 | 0.76066 | 30
2021-09-20 15:00 | 15:00 | 1.5271 | 30
2021-09-20 15:30 | 15:30 | 2.8842 | 30
2021-09-20 16:00 | 16:00 | 4.3892 | 30
2021-09-20 16:30 | 16:30 | 5.8783 | 30
2021-09-20 17:00 | 17:00 | 7.1341 | 30
2021-09-20 17:30 | 17:30 | 7.8528 | 30
2021-09-20 18:00 | 18:00 | 8.6092 | 30
2021-09-20 18:30 | 18:30 | 8.6818 | 30
2021-09-20 19:00 | 19:00 | 8.2736 | 30
2021-09-20 19:30 | 19:30 | 7.932 | 30
2021-09-20 20:00 | 20:00 | 7.5753 | 30
2021-09-20 20:30 | 20:30 | 7.3523 | 30
2021-09-20 21:00 | 21:00 | 6.9451 | 30
2021-09-20 21:30 | 21:30 | 6.4961 | 30
2021-09-20 22:00 | 22:00 | 5.9732 | 30
2021-09-20 22:30 | 22:30 | 6.0791 | 30
2021-09-20 23:00 | 23:00 | 5.6219 | 30
2021-09-20 23:30 | 23:30 | 5.0823 | 30
2021-09-21 | 0:00 | 4.7105 | 30
2021-09-21 00:30 | 0:30 | 4.5111 | 30
2021-09-21 01:00 | 1:00 | 4.3618 | 30
2021-09-21 01:30 | 1:30 | 3.9223 | 30
2021-09-21 02:00 | 2:00 | 3.8606 | 30
2021-09-21 02:30 | 2:30 | 4.0473 | 30
2021-09-21 03:00 | 3:00 | 4.0034 | 30
2021-09-21 03:30 | 3:30 | 4.0442 | 30
2021-09-21 04:00 | 4:00 | 4.1078 | 30
2021-09-21 04:30 | 4:30 | 4.2552 | 30
2021-09-21 05:00 | 5:00 | 4.5404 | 30
2021-09-21 05:30 | 5:30 | 4.772 | 30
2021-09-21 06:00 | 6:00 | 4.6917 | 30
2021-09-21 06:30 | 6:30 | 3.5623 | 30
2021-09-21 07:00 | 7:00 | 2.9044 | 30
2021-09-21 07:30 | 7:30 | 2.1801 | 30
2021-09-21 08:00 | 8:00 | 0.85501 | 30
2021-09-21 08:30 | 8:30 | 1.0868 | 30
2021-09-21 09:00 | 9:00 | 1.7863 | 30
2021-09-21 09:30 | 9:30 | 2.6488 | 30
2021-09-21 10:00 | 10:00 | 2.8902 | 30
2021-09-21 10:30 | 10:30 | 2.8242 | 30
2021-09-21 11:00 | 11:00 | 0.84776 | 30
2021-09-21 11:30 | 11:30 | 3.1983 | 30
2021-09-21 12:00 | 12:00 | 3.7759 | 30
2021-09-21 12:30 | 12:30 | 3.6519 | 30
2021-09-21 13:00 | 13:00 | 3.2571 | 30
2021-09-21 13:30 | 13:30 | 2.9759 | 30
2021-09-21 14:00 | 14:00 | 2.0699 | 30
2021-09-21 14:30 | 14:30 | 1.4233 | 30
2021-09-21 15:00 | 15:00 | 1.248 | 30
2021-09-21 15:30 | 15:30 | 1.9345 | 30
2021-09-21 16:00 | 16:00 | 3.5099 | 30
2021-09-21 16:30 | 16:30 | 5.0632 | 30
2021-09-21 17:00 | 17:00 | 6.7581 | 30
2021-09-21 17:30 | 17:30 | 8.0895 | 30
2021-09-21 18:00 | 18:00 | 9.3134 | 30
2021-09-21 18:30 | 18:30 | 10.3638 | 30
2021-09-21 19:00 | 19:00 | 10.1066 | 30
2021-09-21 19:30 | 19:30 | 9.7102 | 30
2021-09-21 20:00 | 20:00 | 9.2541 | 30
2021-09-21 20:30 | 20:30 | 8.6468 | 30
2021-09-21 21:00 | 21:00 | 8.2964 | 30
2021-09-21 21:30 | 21:30 | 7.7941 | 30
2021-09-21 22:00 | 22:00 | 7.2389 | 30
2021-09-21 22:30 | 22:30 | 7.8103 | 30
2021-09-21 23:00 | 23:00 | 8.2809 | 30
2021-09-21 23:30 | 23:30 | 7.6858 | 30
2021-09-22 | 0:00 | 6.4716 | 30
2021-09-22 00:30 | 0:30 | 5.3025 | 30
2021-09-22 01:00 | 1:00 | 5.3428 | 30
2021-09-22 01:30 | 1:30 | 5.2419 | 30
2021-09-22 02:00 | 2:00 | 5.2085 | 30
2021-09-22 02:30 | 2:30 | 5.9883 | 30
2021-09-22 03:00 | 3:00 | 6.0201 | 30
2021-09-22 03:30 | 3:30 | 5.9249 | 30
2021-09-22 04:00 | 4:00 | 6.0379 | 30
2021-09-22 04:30 | 4:30 | 6.2741 | 30
2021-09-22 05:00 | 5:00 | 6.1409 | 30
2021-09-22 05:30 | 5:30 | 6.0944 | 30
2021-09-22 06:00 | 6:00 | 6.0033 | 30
2021-09-22 06:30 | 6:30 | 5.1128 | 30
2021-09-22 07:00 | 7:00 | 3.9412 | 30
2021-09-22 07:30 | 7:30 | 2.5937 | 30
2021-09-22 08:00 | 8:00 | 1.3131 | 30
2021-09-22 08:30 | 8:30 | 0.97354 | 30
2021-09-22 09:00 | 9:00 | 1.778 | 30
2021-09-22 09:30 | 9:30 | 2.7659 | 30
2021-09-22 10:00 | 10:00 | 3.3731 | 30
2021-09-22 10:30 | 10:30 | 3.432 | 30
2021-09-22 11:00 | 11:00 | 3.9288 | 30
2021-09-22 11:30 | 11:30 | 3.7575 | 30
2021-09-22 12:00 | 12:00 | 3.97 | 30
2021-09-22 12:30 | 12:30 | 3.6948 | 30
2021-09-22 13:00 | 13:00 | 2.0629 | 30
2021-09-22 13:30 | 13:30 | 0.8158 | 30
2021-09-22 14:00 | 14:00 | 1.24 | 30
2021-09-22 14:30 | 14:30 | 1.6399 | 30
2021-09-22 15:00 | 15:00 | 1.1528 | 30
2021-09-22 15:30 | 15:30 | 1.4991 | 30
2021-09-22 16:00 | 16:00 | 3.1378 | 30
2021-09-22 16:30 | 16:30 | 4.6655 | 30
2021-09-22 17:00 | 17:00 | 6.2342 | 30
2021-09-22 17:30 | 17:30 | 7.4449 | 30
2021-09-22 18:00 | 18:00 | 8.4893 | 30
2021-09-22 18:30 | 18:30 | 8.8318 | 30
2021-09-22 19:00 | 19:00 | 8.5096 | 30
2021-09-22 19:30 | 19:30 | 8.4134 | 30
2021-09-22 20:00 | 20:00 | 8.5512 | 30
2021-09-22 20:30 | 20:30 | 8.2326 | 30
2021-09-22 21:00 | 21:00 | 7.9427 | 30
2021-09-22 21:30 | 21:30 | 7.9271 | 30
2021-09-22 22:00 | 22:00 | 7.3291 | 30
2021-09-22 22:30 | 22:30 | 7.4768 | 30
2021-09-22 23:00 | 23:00 | 7.1948 | 30
2021-09-22 23:30 | 23:30 | 6.3757 | 30
2021-09-23 | 0:00 | 5.7238 | 30
2021-09-23 00:30 | 0:30 | 5.3602 | 30
2021-09-23 01:00 | 1:00 | 5.1659 | 30
2021-09-23 01:30 | 1:30 | 5.0441 | 30
2021-09-23 02:00 | 2:00 | 5.0773 | 30
2021-09-23 02:30 | 2:30 | 5.3313 | 30
2021-09-23 03:00 | 3:00 | 5.0933 | 30
2021-09-23 03:30 | 3:30 | 5.0675 | 30
2021-09-23 04:00 | 4:00 | 6.0648 | 30
2021-09-23 04:30 | 4:30 | 6.2537 | 30
2021-09-23 05:00 | 5:00 | 6.7081 | 30
2021-09-23 05:30 | 5:30 | 7.3 | 30
2021-09-23 06:00 | 6:00 | 7.2362 | 30
2021-09-23 06:30 | 6:30 | 6.5406 | 30
2021-09-23 07:00 | 7:00 | 3.8307 | 30
2021-09-23 07:30 | 7:30 | 2.1765 | 30
2021-09-23 08:00 | 8:00 | 1.114 | 30
2021-09-23 08:30 | 8:30 | 1.2304 | 30
2021-09-23 09:00 | 9:00 | 2.0533 | 30
2021-09-23 09:30 | 9:30 | 2.9218 | 30
2021-09-23 10:00 | 10:00 | 3.3985 | 30
2021-09-23 10:30 | 10:30 | 3.6396 | 30
2021-09-23 11:00 | 11:00 | 3.8181 | 30
2021-09-23 11:30 | 11:30 | 3.728 | 30
2021-09-23 12:00 | 12:00 | 3.656 | 30
2021-09-23 12:30 | 12:30 | 3.5081 | 30
2021-09-23 13:00 | 13:00 | 3.2315 | 30
2021-09-23 13:30 | 13:30 | 2.7753 | 30
2021-09-23 14:00 | 14:00 | 1.9789 | 30
2021-09-23 14:30 | 14:30 | 1.3304 | 30
2021-09-23 15:00 | 15:00 | 0.98418 | 30
2021-09-23 15:30 | 15:30 | 1.8685 | 30
2021-09-23 16:00 | 16:00 | 3.4418 | 30
2021-09-23 16:30 | 16:30 | 4.8539 | 30
2021-09-23 17:00 | 17:00 | 6.1967 | 30
2021-09-23 17:30 | 17:30 | 7.354 | 30
2021-09-23 18:00 | 18:00 | 9.323 | 30
2021-09-23 18:30 | 18:30 | 9.2749 | 30
2021-09-23 19:00 | 19:00 | 9.9007 | 30
2021-09-23 19:30 | 19:30 | 9.612 | 30
2021-09-23 20:00 | 20:00 | 9.3912 | 30
2021-09-23 20:30 | 20:30 | 9.1387 | 30
2021-09-23 21:00 | 21:00 | 8.4453 | 30
2021-09-23 21:30 | 21:30 | 7.037 | 30
2021-09-23 22:00 | 22:00 | 6.5021 | 30
2021-09-23 22:30 | 22:30 | 6.5605 | 30
2021-09-23 23:00 | 23:00 | 6.321 | 30
2021-09-23 23:30 | 23:30 | 5.6982 | 30
2021-09-24 | 0:00 | 5.198 | 30
2021-09-24 00:30 | 0:30 | 4.8513 | 30
2021-09-24 01:00 | 1:00 | 4.3165 | 30
2021-09-24 01:30 | 1:30 | 4.2038 | 30
2021-09-24 02:00 | 2:00 | 4.13 | 30
2021-09-24 02:30 | 2:30 | 4.506 | 30
2021-09-24 03:00 | 3:00 | 4.5844 | 30
2021-09-24 03:30 | 3:30 | 4.348 | 30
2021-09-24 04:00 | 4:00 | 4.2796 | 30
2021-09-24 04:30 | 4:30 | 4.5787 | 30
2021-09-24 05:00 | 5:00 | 4.8839 | 30
2021-09-24 05:30 | 5:30 | 5.0958 | 30
2021-09-24 06:00 | 6:00 | 4.953 | 30
2021-09-24 06:30 | 6:30 | 4.234 | 30
2021-09-24 07:00 | 7:00 | 3.2881 | 30
2021-09-24 07:30 | 7:30 | 2.0927 | 30
2021-09-24 08:00 | 8:00 | 1.0696 | 30
2021-09-24 08:30 | 8:30 | 1.1003 | 30
2021-09-24 09:00 | 9:00 | 2.0664 | 30
2021-09-24 09:30 | 9:30 | 2.876 | 30
2021-09-24 10:00 | 10:00 | 3.4063 | 30
2021-09-24 10:30 | 10:30 | 3.5642 | 30
2021-09-24 11:00 | 11:00 | 3.8 | 30
2021-09-24 11:30 | 11:30 | 3.7244 | 30
2021-09-24 12:00 | 12:00 | 3.6556 | 30
2021-09-24 12:30 | 12:30 | 3.5377 | 30
2021-09-24 13:00 | 13:00 | 3.1487 | 30
2021-09-24 13:30 | 13:30 | 2.6006 | 30
2021-09-24 14:00 | 14:00 | 1.7727 | 30
2021-09-24 14:30 | 14:30 | 0.84501 | 30
2021-09-24 15:00 | 15:00 | 1.0221 | 30
2021-09-24 15:30 | 15:30 | 2.1727 | 30
2021-09-24 16:00 | 16:00 | 3.6674 | 30
2021-09-24 16:30 | 16:30 | 5.4306 | 30
2021-09-24 17:00 | 17:00 | 6.6381 | 30
2021-09-24 17:30 | 17:30 | 7.6319 | 30
2021-09-24 18:00 | 18:00 | 8.534 | 30
2021-09-24 18:30 | 18:30 | 8.6582 | 30
2021-09-24 19:00 | 19:00 | 8.5225 | 30
2021-09-24 19:30 | 19:30 | 8.1456 | 30
2021-09-24 20:00 | 20:00 | 7.9871 | 30
2021-09-24 20:30 | 20:30 | 7.633 | 30
2021-09-24 21:00 | 21:00 | 6.8796 | 30
2021-09-24 21:30 | 21:30 | 6.5424 | 30
2021-09-24 22:00 | 22:00 | 6.3605 | 30
2021-09-24 22:30 | 22:30 | 6.0651 | 30
2021-09-24 23:00 | 23:00 | 5.9131 | 30
2021-09-24 23:30 | 23:30 | 5.3203 | 30
2021-09-25 | 0:00 | 4.7997 | 30
2021-09-25 00:30 | 0:30 | 4.4638 | 30
2021-09-25 01:00 | 1:00 | 4.1671 | 30
2021-09-25 01:30 | 1:30 | 3.9825 | 30
2021-09-25 02:00 | 2:00 | 4.1362 | 30
2021-09-25 02:30 | 2:30 | 4.5267 | 30
2021-09-25 03:00 | 3:00 | 4.8231 | 30
2021-09-25 03:30 | 3:30 | 4.4993 | 30
2021-09-25 04:00 | 4:00 | 4.4395 | 30
2021-09-25 04:30 | 4:30 | 4.4961 | 30
2021-09-25 05:00 | 5:00 | 4.5308 | 30
2021-09-25 05:30 | 5:30 | 4.4292 | 30
2021-09-25 06:00 | 6:00 | 4.0123 | 30
2021-09-25 06:30 | 6:30 | 3.2686 | 30
2021-09-25 07:00 | 7:00 | 2.8006 | 30
2021-09-25 07:30 | 7:30 | 1.7948 | 30
2021-09-25 08:00 | 8:00 | 1.3964 | 30
2021-09-25 08:30 | 8:30 | 1.4736 | 30
2021-09-25 09:00 | 9:00 | 1.5844 | 30
2021-09-25 09:30 | 9:30 | 1.8938 | 30
2021-09-25 10:00 | 10:00 | 2.7522 | 30
2021-09-25 10:30 | 10:30 | 2.6282 | 30
2021-09-25 11:00 | 11:00 | 1.9157 | 30
2021-09-25 11:30 | 11:30 | 3.1981 | 30
2021-09-25 12:00 | 12:00 | 2.9888 | 30
2021-09-25 12:30 | 12:30 | 1.3468 | 30
2021-09-25 13:00 | 13:00 | 1.9618 | 30
2021-09-25 13:30 | 13:30 | 2.0172 | 30
2021-09-25 14:00 | 14:00 | 1.0957 | 30
2021-09-25 14:30 | 14:30 | 1.1239 | 30
2021-09-25 15:00 | 15:00 | 2.9052 | 30
2021-09-25 15:30 | 15:30 | 5.202 | 30
2021-09-25 16:00 | 16:00 | 5.7166 | 30
2021-09-25 16:30 | 16:30 | 5.6875 | 30
2021-09-25 17:00 | 17:00 | 6.4396 | 30
2021-09-25 17:30 | 17:30 | 7.087 | 30
2021-09-25 18:00 | 18:00 | 7.7054 | 30
2021-09-25 18:30 | 18:30 | 7.8368 | 30
2021-09-25 19:00 | 19:00 | 7.4427 | 30
2021-09-25 19:30 | 19:30 | 7.3206 | 30
2021-09-25 20:00 | 20:00 | 7.5108 | 30
2021-09-25 20:30 | 20:30 | 7.3787 | 30
2021-09-25 21:00 | 21:00 | 7.3192 | 30
2021-09-25 21:30 | 21:30 | 6.8745 | 30
2021-09-25 22:00 | 22:00 | 6.5584 | 30
2021-09-25 22:30 | 22:30 | 6.7848 | 30
2021-09-25 23:00 | 23:00 | 6.6526 | 30
2021-09-25 23:30 | 23:30 | 5.3003 | 30
2021-09-26 | 0:00 | 5.0859 | 30
2021-09-26 00:30 | 0:30 | 5.1737 | 30
2021-09-26 01:00 | 1:00 | 5.7522 | 30
2021-09-26 01:30 | 1:30 | 5.5955 | 30
2021-09-26 02:00 | 2:00 | 5.5057 | 30
2021-09-26 02:30 | 2:30 | 5.3942 | 30
2021-09-26 03:00 | 3:00 | 5.3576 | 30
2021-09-26 03:30 | 3:30 | 5.3762 | 30
2021-09-26 04:00 | 4:00 | 4.597 | 30
2021-09-26 04:30 | 4:30 | 4.1898 | 30
2021-09-26 05:00 | 5:00 | 4.2378 | 30
2021-09-26 05:30 | 5:30 | 4.1971 | 30
2021-09-26 06:00 | 6:00 | 3.8224 | 30
2021-09-26 06:30 | 6:30 | 3.6941 | 30
2021-09-26 07:00 | 7:00 | 2.9929 | 30
2021-09-26 07:30 | 7:30 | 2.42 | 30
2021-09-26 08:00 | 8:00 | 1.9438 | 30
2021-09-26 08:30 | 8:30 | 2.1775 | 30
2021-09-26 09:00 | 9:00 | 1.3065 | 30
2021-09-26 09:30 | 9:30 | 1.2267 | 30
2021-09-26 10:00 | 10:00 | 1.3665 | 30
2021-09-26 10:30 | 10:30 | 1.1324 | 30
2021-09-26 11:00 | 11:00 | 1.0293 | 30
2021-09-26 11:30 | 11:30 | 1.2672 | 30
2021-09-26 12:00 | 12:00 | 1.4911 | 30
2021-09-26 12:30 | 12:30 | 1.5001 | 30
2021-09-26 13:00 | 13:00 | 0.99884 | 30
2021-09-26 13:30 | 13:30 | 1.1276 | 30
2021-09-26 14:00 | 14:00 | 1.8797 | 30
2021-09-26 14:30 | 14:30 | 1.9328 | 30
2021-09-26 15:00 | 15:00 | 3.7344 | 30
2021-09-26 15:30 | 15:30 | 4.7337 | 30
2021-09-26 16:00 | 16:00 | 6.0076 | 30
2021-09-26 16:30 | 16:30 | 6.726 | 30
2021-09-26 17:00 | 17:00 | 7.4364 | 30
2021-09-26 17:30 | 17:30 | 8.1618 | 30
2021-09-26 18:00 | 18:00 | 8.6189 | 30
2021-09-26 18:30 | 18:30 | 8.4844 | 30
2021-09-26 19:00 | 19:00 | 7.8696 | 30
2021-09-26 19:30 | 19:30 | 7.4856 | 30
2021-09-26 20:00 | 20:00 | 7.1726 | 30
2021-09-26 20:30 | 20:30 | 6.839 | 30
2021-09-26 21:00 | 21:00 | 6.5728 | 30
2021-09-26 21:30 | 21:30 | 6.1722 | 30
2021-09-26 22:00 | 22:00 | 5.7705 | 30
2021-09-26 22:30 | 22:30 | 5.9878 | 30
2021-09-26 23:00 | 23:00 | 5.8068 | 30
2021-09-26 23:30 | 23:30 | 5.282 | 30
2021-09-27 | 0:00 | 4.6636 | 30
2021-09-27 00:30 | 0:30 | 4.3103 | 30
2021-09-27 01:00 | 1:00 | 4.0758 | 30
2021-09-27 01:30 | 1:30 | 3.8954 | 30
2021-09-27 02:00 | 2:00 | 3.8632 | 30
2021-09-27 02:30 | 2:30 | 3.7784 | 30
2021-09-27 03:00 | 3:00 | 4.282 | 30
2021-09-27 03:30 | 3:30 | 4.6257 | 30
2021-09-27 04:00 | 4:00 | 5.2926 | 30
2021-09-27 04:30 | 4:30 | 5.5956 | 30
2021-09-27 05:00 | 5:00 | 5.9494 | 30
2021-09-27 05:30 | 5:30 | 6.1771 | 30
2021-09-27 06:00 | 6:00 | 6.2137 | 30
2021-09-27 06:30 | 6:30 | 6.1039 | 30
2021-09-27 07:00 | 7:00 | 5.9823 | 30
2021-09-27 07:30 | 7:30 | 5.1093 | 30
2021-09-27 08:00 | 8:00 | 3.4673 | 30
2021-09-27 08:30 | 8:30 | 3.3408 | 30
2021-09-27 09:00 | 9:00 | 3.6831 | 30
2021-09-27 09:30 | 9:30 | 1.8665 | 30
2021-09-27 10:00 | 10:00 | 2.2576 | 30
2021-09-27 10:30 | 10:30 | 3.8329 | 30
2021-09-27 11:00 | 11:00 | 4.1445 | 30
2021-09-27 11:30 | 11:30 | 1.0043 | 30
2021-09-27 12:00 | 12:00 | 1.7153 | 30
2021-09-27 12:30 | 12:30 | 1.9181 | 30
2021-09-27 13:00 | 13:00 | 1.4832 | 30
2021-09-27 13:30 | 13:30 | 2.4669 | 30
2021-09-27 14:00 | 14:00 | 2.9338 | 30
2021-09-27 14:30 | 14:30 | 3.388 | 30
2021-09-27 15:00 | 15:00 | 3.9519 | 30
2021-09-27 15:30 | 15:30 | 5.1788 | 30
2021-09-27 16:00 | 16:00 | 5.8941 | 30
2021-09-27 16:30 | 16:30 | 6.5134 | 30
2021-09-27 17:00 | 17:00 | 7.6832 | 30
2021-09-27 17:30 | 17:30 | 8.4699 | 30
2021-09-27 18:00 | 18:00 | 9.2295 | 30
2021-09-27 18:30 | 18:30 | 9.3205 | 30
2021-09-27 19:00 | 19:00 | 8.8496 | 30
2021-09-27 19:30 | 19:30 | 8.5132 | 30
2021-09-27 20:00 | 20:00 | 8.2672 | 30
2021-09-27 20:30 | 20:30 | 7.9912 | 30
2021-09-27 21:00 | 21:00 | 8.0216 | 30
2021-09-27 21:30 | 21:30 | 8.3311 | 30
2021-09-27 22:00 | 22:00 | 7.7876 | 30
2021-09-27 22:30 | 22:30 | 7.8337 | 30
2021-09-27 23:00 | 23:00 | 7.5178 | 30
2021-09-27 23:30 | 23:30 | 6.7381 | 30
2021-09-28 | 0:00 | 6.2557 | 30
2021-09-28 00:30 | 0:30 | 5.9182 | 30
2021-09-28 01:00 | 1:00 | 5.4536 | 30
2021-09-28 01:30 | 1:30 | 4.7253 | 30
2021-09-28 02:00 | 2:00 | 4.5811 | 30
2021-09-28 02:30 | 2:30 | 4.9183 | 30
2021-09-28 03:00 | 3:00 | 5.0177 | 30
2021-09-28 03:30 | 3:30 | 4.7452 | 30
2021-09-28 04:00 | 4:00 | 4.5763 | 30
2021-09-28 04:30 | 4:30 | 4.7593 | 30
2021-09-28 05:00 | 5:00 | 5.0299 | 30
2021-09-28 05:30 | 5:30 | 5.228 | 30
2021-09-28 06:00 | 6:00 | 5.4679 | 30
2021-09-28 06:30 | 6:30 | 5.0833 | 30
2021-09-28 07:00 | 7:00 | 4.8548 | 30
2021-09-28 07:30 | 7:30 | 3.9543 | 30
2021-09-28 08:00 | 8:00 | 3.2383 | 30
2021-09-28 08:30 | 8:30 | 3.3075 | 30
2021-09-28 09:00 | 9:00 | 1.1878 | 30
2021-09-28 09:30 | 9:30 | 1.7214 | 30
2021-09-28 10:00 | 10:00 | 1.2044 | 30
2021-09-28 10:30 | 10:30 | 1.4038 | 30
2021-09-28 11:00 | 11:00 | 2.8344 | 30
2021-09-28 11:30 | 11:30 | 3.5852 | 30
2021-09-28 12:00 | 12:00 | 2.4913 | 30
2021-09-28 12:30 | 12:30 | 3.1949 | 30
2021-09-28 13:00 | 13:00 | 4.4878 | 30
2021-09-28 13:30 | 13:30 | 5.3688 | 30
2021-09-28 14:00 | 14:00 | 5.278 | 30
2021-09-28 14:30 | 14:30 | 4.706 | 30
2021-09-28 15:00 | 15:00 | 4.5981 | 30
2021-09-28 15:30 | 15:30 | 4.6963 | 30
2021-09-28 16:00 | 16:00 | 4.9608 | 30
2021-09-28 16:30 | 16:30 | 5.9711 | 30
2021-09-28 17:00 | 17:00 | 6.9806 | 30
2021-09-28 17:30 | 17:30 | 8.4071 | 30
2021-09-28 18:00 | 18:00 | 10.558 | 30
2021-09-28 18:30 | 18:30 | 10.7458 | 30
2021-09-28 19:00 | 19:00 | 10.381 | 30
2021-09-28 19:30 | 19:30 | 9.9988 | 30
2021-09-28 20:00 | 20:00 | 9.7544 | 30
2021-09-28 20:30 | 20:30 | 9.3302 | 30
2021-09-28 21:00 | 21:00 | 8.9974 | 30
2021-09-28 21:30 | 21:30 | 8.7317 | 30
2021-09-28 22:00 | 22:00 | 7.9255 | 30
2021-09-28 22:30 | 22:30 | 7.9947 | 30
2021-09-28 23:00 | 23:00 | 7.7314 | 30
2021-09-28 23:30 | 23:30 | 7.1212 | 30
2021-09-29 | 0:00 | 6.1977 | 30
2021-09-29 00:30 | 0:30 | 4.9406 | 30
2021-09-29 01:00 | 1:00 | 4.5918 | 30
2021-09-29 01:30 | 1:30 | 4.3837 | 30
2021-09-29 02:00 | 2:00 | 4.6758 | 30
2021-09-29 02:30 | 2:30 | 4.8912 | 30
2021-09-29 03:00 | 3:00 | 5.2635 | 30
2021-09-29 03:30 | 3:30 | 5.293 | 30
2021-09-29 04:00 | 4:00 | 5.2173 | 30
2021-09-29 04:30 | 4:30 | 5.3003 | 30
2021-09-29 05:00 | 5:00 | 5.5172 | 30
2021-09-29 05:30 | 5:30 | 5.4544 | 30
2021-09-29 06:00 | 6:00 | 5.2859 | 30
2021-09-29 06:30 | 6:30 | 4.9631 | 30
2021-09-29 07:00 | 7:00 | 4.7067 | 30
2021-09-29 07:30 | 7:30 | 3.9698 | 30
2021-09-29 08:00 | 8:00 | 3.648 | 30
2021-09-29 08:30 | 8:30 | 3.6755 | 30
2021-09-29 09:00 | 9:00 | 4.2667 | 30
2021-09-29 09:30 | 9:30 | 4.9213 | 30
2021-09-29 10:00 | 10:00 | 5.1329 | 30
2021-09-29 10:30 | 10:30 | 4.6413 | 30
2021-09-29 11:00 | 11:00 | 4.091 | 30
2021-09-29 11:30 | 11:30 | 3.6705 | 30
2021-09-29 12:00 | 12:00 | 3.0548 | 30
2021-09-29 12:30 | 12:30 | 2.241 | 30
2021-09-29 13:00 | 13:00 | 2.8821 | 30
2021-09-29 13:30 | 13:30 | 3.6503 | 30
2021-09-29 14:00 | 14:00 | 2.9487 | 30
2021-09-29 14:30 | 14:30 | 3.9533 | 30
2021-09-29 15:00 | 15:00 | 5.083 | 30
2021-09-29 15:30 | 15:30 | 5.3038 | 30
2021-09-29 16:00 | 16:00 | 6.0425 | 30
2021-09-29 16:30 | 16:30 | 6.9586 | 30
2021-09-29 17:00 | 17:00 | 7.7198 | 30
2021-09-29 17:30 | 17:30 | 8.402 | 30
2021-09-29 18:00 | 18:00 | 8.8989 | 30
2021-09-29 18:30 | 18:30 | 9.5972 | 30
2021-09-29 19:00 | 19:00 | 9.5245 | 30
2021-09-29 19:30 | 19:30 | 9.2564 | 30
2021-09-29 20:00 | 20:00 | 9.0631 | 30
2021-09-29 20:30 | 20:30 | 8.6247 | 30
2021-09-29 21:00 | 21:00 | 8.223 | 30
2021-09-29 21:30 | 21:30 | 7.6808 | 30
2021-09-29 22:00 | 22:00 | 7.1265 | 30
2021-09-29 22:30 | 22:30 | 7.1681 | 30
2021-09-29 23:00 | 23:00 | 7.009 | 30
2021-09-29 23:30 | 23:30 | 6.3568 | 30
2021-09-30 | 0:00 | 5.8581 | 30
2021-09-30 00:30 | 0:30 | 5.4179 | 30
2021-09-30 01:00 | 1:00 | 5.1895 | 30
2021-09-30 01:30 | 1:30 | 5.0102 | 30
2021-09-30 02:00 | 2:00 | 5.1185 | 30
2021-09-30 02:30 | 2:30 | 5.1327 | 30
2021-09-30 03:00 | 3:00 | 4.9431 | 30
2021-09-30 03:30 | 3:30 | 4.744 | 30
2021-09-30 04:00 | 4:00 | 4.5328 | 30
2021-09-30 04:30 | 4:30 | 4.683 | 30
2021-09-30 05:00 | 5:00 | 4.957 | 30
2021-09-30 05:30 | 5:30 | 5.0872 | 30
2021-09-30 06:00 | 6:00 | 5.04 | 30
2021-09-30 06:30 | 6:30 | 4.9185 | 30
2021-09-30 07:00 | 7:00 | 5.6765 | 30
2021-09-30 07:30 | 7:30 | 5.9259 | 30
2021-09-30 08:00 | 8:00 | 5.3431 | 30
2021-09-30 08:30 | 8:30 | 5.7515 | 30
2021-09-30 09:00 | 9:00 | 5.1454 | 30
2021-09-30 09:30 | 9:30 | 1.2941 | 30
2021-09-30 10:00 | 10:00 | 2.4043 | 30
2021-09-30 10:30 | 10:30 | 1.417 | 30
2021-09-30 11:00 | 11:00 | 2.3701 | 30
2021-09-30 11:30 | 11:30 | 1.4096 | 30
2021-09-30 12:00 | 12:00 | 1.2405 | 30
2021-09-30 12:30 | 12:30 | 3.265 | 30
2021-09-30 13:00 | 13:00 | 3.918 | 30
2021-09-30 13:30 | 13:30 | 4.1733 | 30
2021-09-30 14:00 | 14:00 | 3.1202 | 30
2021-09-30 14:30 | 14:30 | 4.2191 | 30
2021-09-30 15:00 | 15:00 | 4.809 | 30
2021-09-30 15:30 | 15:30 | 4.8062 | 30
2021-09-30 16:00 | 16:00 | 5.6364 | 30
2021-09-30 16:30 | 16:30 | 6.8069 | 30
2021-09-30 17:00 | 17:00 | 7.7076 | 30
2021-09-30 17:30 | 17:30 | 7.6635 | 30
2021-09-30 18:00 | 18:00 | 7.8102 | 30
2021-09-30 18:30 | 18:30 | 8.4004 | 30
2021-09-30 19:00 | 19:00 | 8.4039 | 30
2021-09-30 19:30 | 19:30 | 8.1043 | 30
2021-09-30 20:00 | 20:00 | 7.7675 | 30
2021-09-30 20:30 | 20:30 | 8.1259 | 30
2021-09-30 21:00 | 21:00 | 8.3202 | 30
2021-09-30 21:30 | 21:30 | 7.653 | 30
2021-09-30 22:00 | 22:00 | 6.7848 | 30
2021-09-30 22:30 | 22:30 | 7.0448 | 30
2021-09-30 23:00 | 23:00 | 6.8274 | 30
2021-09-30 23:30 | 23:30 | 5.9337 | 30
2021-10-01 | 0:00 | 5.0325 | 30
2021-10-01 00:30 | 0:30 | 4.7487 | 30
2021-10-01 01:00 | 1:00 | 4.4311 | 30
2021-10-01 01:30 | 1:30 | 4.2103 | 30
2021-10-01 02:00 | 2:00 | 3.9595 | 30
2021-10-01 02:30 | 2:30 | 3.8299 | 30
2021-10-01 03:00 | 3:00 | 3.8357 | 30
2021-10-01 03:30 | 3:30 | 3.865 | 30
2021-10-01 04:00 | 4:00 | 3.9078 | 30
2021-10-01 04:30 | 4:30 | 4.1052 | 30
2021-10-01 05:00 | 5:00 | 4.3534 | 30
2021-10-01 05:30 | 5:30 | 4.5448 | 30
2021-10-01 06:00 | 6:00 | 3.9787 | 30
2021-10-01 06:30 | 6:30 | 4.3888 | 30
2021-10-01 07:00 | 7:00 | 4.3837 | 30
2021-10-01 07:30 | 7:30 | 3.6032 | 30
2021-10-01 08:00 | 8:00 | 5.2532 | 30
2021-10-01 08:30 | 8:30 | 5.1126 | 30
2021-10-01 09:00 | 9:00 | 3.6372 | 30
2021-10-01 09:30 | 9:30 | 3.0661 | 30
2021-10-01 10:00 | 10:00 | 2.3171 | 30
2021-10-01 10:30 | 10:30 | 3.0933 | 30
2021-10-01 11:00 | 11:00 | 2.2039 | 30
2021-10-01 11:30 | 11:30 | 1.5033 | 30
2021-10-01 12:00 | 12:00 | 2.1932 | 30
2021-10-01 12:30 | 12:30 | 2.405 | 30
2021-10-01 13:00 | 13:00 | 0.83685 | 30
2021-10-01 13:30 | 13:30 | 1.5984 | 30
2021-10-01 14:00 | 14:00 | 1.2809 | 30
2021-10-01 14:30 | 14:30 | 0.74264 | 30
2021-10-01 15:00 | 15:00 | 1.7153 | 30
2021-10-01 15:30 | 15:30 | 3.1898 | 30
2021-10-01 16:00 | 16:00 | 3.8905 | 30
2021-10-01 16:30 | 16:30 | 5.6797 | 30
2021-10-01 17:00 | 17:00 | 6.7796 | 30
2021-10-01 17:30 | 17:30 | 7.6103 | 30
2021-10-01 18:00 | 18:00 | 8.6353 | 30
2021-10-01 18:30 | 18:30 | 7.7041 | 30
2021-10-01 19:00 | 19:00 | 6.5579 | 30
2021-10-01 19:30 | 19:30 | 6.4268 | 30
2021-10-01 20:00 | 20:00 | 6.8231 | 30
2021-10-01 20:30 | 20:30 | 7.4884 | 30
2021-10-01 21:00 | 21:00 | 7.9332 | 30
2021-10-01 21:30 | 21:30 | 7.6513 | 30
2021-10-01 22:00 | 22:00 | 7.3749 | 30
2021-10-01 22:30 | 22:30 | 7.3205 | 30
2021-10-01 23:00 | 23:00 | 7.4838 | 30
2021-10-01 23:30 | 23:30 | 7.1632 | 30
2021-10-02 | 0:00 | 6.7255 | 30
2021-10-02 00:30 | 0:30 | 6.4172 | 30
2021-10-02 01:00 | 1:00 | 5.6518 | 30
2021-10-02 01:30 | 1:30 | 4.7614 | 30
2021-10-02 02:00 | 2:00 | 4.638 | 30
2021-10-02 02:30 | 2:30 | 4.6282 | 30
2021-10-02 03:00 | 3:00 | 4.5358 | 30
2021-10-02 03:30 | 3:30 | 4.4714 | 30
2021-10-02 04:00 | 4:00 | 4.4543 | 30
2021-10-02 04:30 | 4:30 | 4.4667 | 30
2021-10-02 05:00 | 5:00 | 4.6791 | 30
2021-10-02 05:30 | 5:30 | 4.8178 | 30
2021-10-02 06:00 | 6:00 | 4.5407 | 30
2021-10-02 06:30 | 6:30 | 3.9769 | 30
2021-10-02 07:00 | 7:00 | 3.3743 | 30
2021-10-02 07:30 | 7:30 | 2.3347 | 30
2021-10-02 08:00 | 8:00 | 1.14 | 30
2021-10-02 08:30 | 8:30 | 0.86465 | 30
2021-10-02 09:00 | 9:00 | 1.4247 | 30
2021-10-02 09:30 | 9:30 | 1.8144 | 30
2021-10-02 10:00 | 10:00 | 2.3397 | 30
2021-10-02 10:30 | 10:30 | 2.7458 | 30
2021-10-02 11:00 | 11:00 | 3.0213 | 30
2021-10-02 11:30 | 11:30 | 1.7561 | 30
2021-10-02 12:00 | 12:00 | 1.1907 | 30
2021-10-02 12:30 | 12:30 | 1.3187 | 30
2021-10-02 13:00 | 13:00 | 1.3735 | 30
2021-10-02 13:30 | 13:30 | 1.4116 | 30
2021-10-02 14:00 | 14:00 | 1.2904 | 30
2021-10-02 14:30 | 14:30 | 1.1603 | 30
2021-10-02 15:00 | 15:00 | 1.2563 | 30
2021-10-02 15:30 | 15:30 | 2.3302 | 30
2021-10-02 16:00 | 16:00 | 3.3903 | 30
2021-10-02 16:30 | 16:30 | 4.8697 | 30
2021-10-02 17:00 | 17:00 | 5.9039 | 30
2021-10-02 17:30 | 17:30 | 6.9514 | 30
2021-10-02 18:00 | 18:00 | 7.7653 | 30
2021-10-02 18:30 | 18:30 | 7.939 | 30
2021-10-02 19:00 | 19:00 | 7.4128 | 30
2021-10-02 19:30 | 19:30 | 7.1386 | 30
2021-10-02 20:00 | 20:00 | 6.8724 | 30
2021-10-02 20:30 | 20:30 | 6.4734 | 30
2021-10-02 21:00 | 21:00 | 6.349 | 30
2021-10-02 21:30 | 21:30 | 6.2811 | 30
2021-10-02 22:00 | 22:00 | 5.908 | 30
2021-10-02 22:30 | 22:30 | 6.0608 | 30
2021-10-02 23:00 | 23:00 | 5.9499 | 30
2021-10-02 23:30 | 23:30 | 5.5485 | 30
2021-10-03 | 0:00 | 4.9416 | 30
2021-10-03 00:30 | 0:30 | 4.5936 | 30
2021-10-03 01:00 | 1:00 | 5.4633 | 30
2021-10-03 01:30 | 1:30 | 5.7809 | 30
2021-10-03 02:00 | 2:00 | 5.7047 | 30
2021-10-03 02:30 | 2:30 | 5.6679 | 30
2021-10-03 03:00 | 3:00 | 3.9817 | 30
2021-10-03 03:30 | 3:30 | 4.8901 | 30
2021-10-03 04:00 | 4:00 | 5.5678 | 30
2021-10-03 04:30 | 4:30 | 5.6159 | 30
2021-10-03 05:00 | 5:00 | 5.7115 | 30
2021-10-03 05:30 | 5:30 | 4.435 | 30
2021-10-03 06:00 | 6:00 | 3.893 | 30
2021-10-03 06:30 | 6:30 | 3.1581 | 30
2021-10-03 07:00 | 7:00 | 2.4129 | 30
2021-10-03 07:30 | 7:30 | 1.5034 | 30
2021-10-03 08:00 | 8:00 | 0.94289 | 30
2021-10-03 08:30 | 8:30 | 0.98387 | 30
2021-10-03 09:00 | 9:00 | 1.579 | 30
2021-10-03 09:30 | 9:30 | 2.0278 | 30
2021-10-03 10:00 | 10:00 | 2.3867 | 30
2021-10-03 10:30 | 10:30 | 2.89 | 30
2021-10-03 11:00 | 11:00 | 3.0529 | 30
2021-10-03 11:30 | 11:30 | 3.1289 | 30
2021-10-03 12:00 | 12:00 | 3.0656 | 30
2021-10-03 12:30 | 12:30 | 2.9643 | 30
2021-10-03 13:00 | 13:00 | 2.6398 | 30
2021-10-03 13:30 | 13:30 | 2.0864 | 30
2021-10-03 14:00 | 14:00 | 1.2965 | 30
2021-10-03 14:30 | 14:30 | 0.77975 | 30
2021-10-03 15:00 | 15:00 | 1.6416 | 30
2021-10-03 15:30 | 15:30 | 3.1457 | 30
2021-10-03 16:00 | 16:00 | 4.9896 | 30
2021-10-03 16:30 | 16:30 | 6.4826 | 30
2021-10-03 17:00 | 17:00 | 7.0474 | 30
2021-10-03 17:30 | 17:30 | 7.9817 | 30
2021-10-03 18:00 | 18:00 | 9.5237 | 30
2021-10-03 18:30 | 18:30 | 9.5859 | 30
2021-10-03 19:00 | 19:00 | 9.0776 | 30
2021-10-03 19:30 | 19:30 | 8.8497 | 30
2021-10-03 20:00 | 20:00 | 8.455 | 30
2021-10-03 20:30 | 20:30 | 8.1009 | 30
2021-10-03 21:00 | 21:00 | 7.5743 | 30
2021-10-03 21:30 | 21:30 | 7.2776 | 30
2021-10-03 22:00 | 22:00 | 6.918 | 30
2021-10-03 22:30 | 22:30 | 7.1037 | 30
2021-10-03 23:00 | 23:00 | 6.8332 | 30
2021-10-03 23:30 | 23:30 | 6.2433 | 30
2021-10-04 | 0:00 | 5.2514 | 30
2021-10-04 00:30 | 0:30 | 4.5513 | 30
2021-10-04 01:00 | 1:00 | 4.3473 | 30
2021-10-04 01:30 | 1:30 | 4.1386 | 30
2021-10-04 02:00 | 2:00 | 4.028 | 30
2021-10-04 02:30 | 2:30 | 4.0209 | 30
2021-10-04 03:00 | 3:00 | 4.4106 | 30
2021-10-04 03:30 | 3:30 | 4.7853 | 30
2021-10-04 04:00 | 4:00 | 4.747 | 30
2021-10-04 04:30 | 4:30 | 4.7006 | 30
2021-10-04 05:00 | 5:00 | 4.8045 | 30
2021-10-04 05:30 | 5:30 | 4.2807 | 30
2021-10-04 06:00 | 6:00 | 3.92 | 30
2021-10-04 06:30 | 6:30 | 2.6051 | 30
2021-10-04 07:00 | 7:00 | 1.9112 | 30
2021-10-04 07:30 | 7:30 | 1.2609 | 30
2021-10-04 08:00 | 8:00 | 1.0851 | 30
2021-10-04 08:30 | 8:30 | 1.3053 | 30
2021-10-04 09:00 | 9:00 | 1.7271 | 30
2021-10-04 09:30 | 9:30 | 2.0753 | 30
2021-10-04 10:00 | 10:00 | 2.4907 | 30
2021-10-04 10:30 | 10:30 | 2.4742 | 30
2021-10-04 11:00 | 11:00 | 2.4746 | 30
2021-10-04 11:30 | 11:30 | 2.2131 | 30
2021-10-04 12:00 | 12:00 | 1.6884 | 30
2021-10-04 12:30 | 12:30 | 0.98643 | 30
2021-10-04 13:00 | 13:00 | 0.28045 | 30
2021-10-04 13:30 | 13:30 | 1.0763 | 30
2021-10-04 14:00 | 14:00 | 2.214 | 30
2021-10-04 14:30 | 14:30 | 3.5114 | 30
2021-10-04 15:00 | 15:00 | 4.839 | 30
2021-10-04 15:30 | 15:30 | 6.398 | 30
2021-10-04 16:00 | 16:00 | 7.8643 | 30
2021-10-04 16:30 | 16:30 | 9.0048 | 30
2021-10-04 17:00 | 17:00 | 10.7554 | 30
2021-10-04 17:30 | 17:30 | 11.0582 | 30
2021-10-04 18:00 | 18:00 | 11.5421 | 30
2021-10-04 18:30 | 18:30 | 11.5788 | 30
2021-10-04 19:00 | 19:00 | 10.9378 | 30
2021-10-04 19:30 | 19:30 | 10.0755 | 30
2021-10-04 20:00 | 20:00 | 9.4654 | 30
2021-10-04 20:30 | 20:30 | 8.8768 | 30
2021-10-04 21:00 | 21:00 | 8.3793 | 30
2021-10-04 21:30 | 21:30 | 7.7606 | 30
2021-10-04 22:00 | 22:00 | 7.0078 | 30
2021-10-04 22:30 | 22:30 | 7.1131 | 30
2021-10-04 23:00 | 23:00 | 6.7739 | 30
2021-10-04 23:30 | 23:30 | 6.1311 | 30
2021-10-05 | 0:00 | 5.6051 | 30
2021-10-05 00:30 | 0:30 | 5.3253 | 30
2021-10-05 01:00 | 1:00 | 5.1596 | 30
2021-10-05 01:30 | 1:30 | 4.9801 | 30
2021-10-05 02:00 | 2:00 | 5.1256 | 30
2021-10-05 02:30 | 2:30 | 5.258 | 30
2021-10-05 03:00 | 3:00 | 5.2058 | 30
2021-10-05 03:30 | 3:30 | 5.1896 | 30
2021-10-05 04:00 | 4:00 | 5.4754 | 30
2021-10-05 04:30 | 4:30 | 4.7233 | 30
2021-10-05 05:00 | 5:00 | 5.0332 | 30
2021-10-05 05:30 | 5:30 | 5.17 | 30
2021-10-05 06:00 | 6:00 | 4.7708 | 30
2021-10-05 06:30 | 6:30 | 4.1496 | 30
2021-10-05 07:00 | 7:00 | 3.4969 | 30
2021-10-05 07:30 | 7:30 | 2.2475 | 30
2021-10-05 08:00 | 8:00 | 0.86205 | 30
2021-10-05 08:30 | 8:30 | 0.62089 | 30
2021-10-05 09:00 | 9:00 | 1.2661 | 30
2021-10-05 09:30 | 9:30 | 1.909 | 30
2021-10-05 10:00 | 10:00 | 2.3729 | 30
2021-10-05 10:30 | 10:30 | 2.4419 | 30
2021-10-05 11:00 | 11:00 | 3.052 | 30
2021-10-05 11:30 | 11:30 | 2.9619 | 30
2021-10-05 12:00 | 12:00 | 2.7916 | 30
2021-10-05 12:30 | 12:30 | 2.6475 | 30
2021-10-05 13:00 | 13:00 | 2.3784 | 30
2021-10-05 13:30 | 13:30 | 1.924 | 30
2021-10-05 14:00 | 14:00 | 0.99919 | 30
2021-10-05 14:30 | 14:30 | 0.55652 | 30
2021-10-05 15:00 | 15:00 | 1.4843 | 30
2021-10-05 15:30 | 15:30 | 3.127 | 30
2021-10-05 16:00 | 16:00 | 4.8447 | 30
2021-10-05 16:30 | 16:30 | 6.3102 | 30
2021-10-05 17:00 | 17:00 | 7.3998 | 30
2021-10-05 17:30 | 17:30 | 8.3401 | 30
2021-10-05 18:00 | 18:00 | 9.2044 | 30
2021-10-05 18:30 | 18:30 | 9.5333 | 30
2021-10-05 19:00 | 19:00 | 8.9371 | 30
2021-10-05 19:30 | 19:30 | 8.5325 | 30
2021-10-05 20:00 | 20:00 | 8.051 | 30
2021-10-05 20:30 | 20:30 | 7.5532 | 30
2021-10-05 21:00 | 21:00 | 7.1025 | 30
2021-10-05 21:30 | 21:30 | 6.5554 | 30
2021-10-05 22:00 | 22:00 | 5.8579 | 30
2021-10-05 22:30 | 22:30 | 5.8945 | 30
2021-10-05 23:00 | 23:00 | 5.6556 | 30
2021-10-05 23:30 | 23:30 | 5.0254 | 30
2021-10-06 | 0:00 | 4.5634 | 30
2021-10-06 00:30 | 0:30 | 4.3338 | 30
2021-10-06 01:00 | 1:00 | 4.0932 | 30
2021-10-06 01:30 | 1:30 | 4.0183 | 30
2021-10-06 02:00 | 2:00 | 3.9719 | 30
2021-10-06 02:30 | 2:30 | 4.1905 | 30
2021-10-06 03:00 | 3:00 | 4.5127 | 30
2021-10-06 03:30 | 3:30 | 4.605 | 30
2021-10-06 04:00 | 4:00 | 5.6094 | 30
2021-10-06 04:30 | 4:30 | 5.9163 | 30
2021-10-06 05:00 | 5:00 | 6.1203 | 30
2021-10-06 05:30 | 5:30 | 6.2578 | 30
2021-10-06 06:00 | 6:00 | 5.818 | 30
2021-10-06 06:30 | 6:30 | 5.0829 | 30
2021-10-06 07:00 | 7:00 | 4.1909 | 30
2021-10-06 07:30 | 7:30 | 2.7875 | 30
2021-10-06 08:00 | 8:00 | 1.3059 | 30
2021-10-06 08:30 | 8:30 | 0.29105 | 30
2021-10-06 09:00 | 9:00 | 1.3775 | 30
2021-10-06 09:30 | 9:30 | 3.081 | 30
2021-10-06 10:00 | 10:00 | 3.541 | 30
2021-10-06 10:30 | 10:30 | 3.709 | 30
2021-10-06 11:00 | 11:00 | 3.9237 | 30
2021-10-06 11:30 | 11:30 | 3.8282 | 30
2021-10-06 12:00 | 12:00 | 3.5897 | 30
2021-10-06 12:30 | 12:30 | 3.3745 | 30
2021-10-06 13:00 | 13:00 | 2.9733 | 30
2021-10-06 13:30 | 13:30 | 2.8765 | 30
2021-10-06 14:00 | 14:00 | 2.0302 | 30
2021-10-06 14:30 | 14:30 | 1.1446 | 30
2021-10-06 15:00 | 15:00 | 0.82139 | 30
2021-10-06 15:30 | 15:30 | 2.3683 | 30
2021-10-06 16:00 | 16:00 | 4.1461 | 30
2021-10-06 16:30 | 16:30 | 5.8 | 30
2021-10-06 17:00 | 17:00 | 7.227 | 30
2021-10-06 17:30 | 17:30 | 8.7162 | 30
2021-10-06 18:00 | 18:00 | 8.4094 | 30
2021-10-06 18:30 | 18:30 | 10.3478 | 30
2021-10-06 19:00 | 19:00 | 10.2041 | 30
2021-10-06 19:30 | 19:30 | 9.8144 | 30
2021-10-06 20:00 | 20:00 | 9.609 | 30
2021-10-06 20:30 | 20:30 | 9.1222 | 30
2021-10-06 21:00 | 21:00 | 8.6636 | 30
2021-10-06 21:30 | 21:30 | 8.0885 | 30
2021-10-06 22:00 | 22:00 | 7.4892 | 30
2021-10-06 22:30 | 22:30 | 7.4874 | 30
2021-10-06 23:00 | 23:00 | 7.306 | 30
2021-10-06 23:30 | 23:30 | 6.8054 | 30
2021-10-07 | 0:00 | 6.3402 | 30
2021-10-07 00:30 | 0:30 | 5.8985 | 30
2021-10-07 01:00 | 1:00 | 5.7873 | 30
2021-10-07 01:30 | 1:30 | 5.5921 | 30
2021-10-07 02:00 | 2:00 | 5.475 | 30
2021-10-07 02:30 | 2:30 | 5.552 | 30
2021-10-07 03:00 | 3:00 | 5.3559 | 30
2021-10-07 03:30 | 3:30 | 4.3381 | 30
2021-10-07 04:00 | 4:00 | 4.2437 | 30
2021-10-07 04:30 | 4:30 | 4.4449 | 30
2021-10-07 05:00 | 5:00 | 4.7555 | 30
2021-10-07 05:30 | 5:30 | 4.8061 | 30
2021-10-07 06:00 | 6:00 | 4.4431 | 30
2021-10-07 06:30 | 6:30 | 3.7584 | 30
2021-10-07 07:00 | 7:00 | 2.9128 | 30
2021-10-07 07:30 | 7:30 | 1.9163 | 30
2021-10-07 08:00 | 8:00 | 1.2653 | 30
2021-10-07 08:30 | 8:30 | 1.6533 | 30
2021-10-07 09:00 | 9:00 | 2.5136 | 30
2021-10-07 09:30 | 9:30 | 3.0918 | 30
2021-10-07 10:00 | 10:00 | 3.5986 | 30
2021-10-07 10:30 | 10:30 | 3.9826 | 30
2021-10-07 11:00 | 11:00 | 4.0206 | 30
2021-10-07 11:30 | 11:30 | 3.7779 | 30
2021-10-07 12:00 | 12:00 | 3.8688 | 30
2021-10-07 12:30 | 12:30 | 3.6488 | 30
2021-10-07 13:00 | 13:00 | 3.1448 | 30
2021-10-07 13:30 | 13:30 | 2.3229 | 30
2021-10-07 14:00 | 14:00 | 2.6773 | 30
2021-10-07 14:30 | 14:30 | 3.742 | 30
2021-10-07 15:00 | 15:00 | 4.4112 | 30
2021-10-07 15:30 | 15:30 | 4.7327 | 30
2021-10-07 16:00 | 16:00 | 5.2728 | 30
2021-10-07 16:30 | 16:30 | 5.9834 | 30
2021-10-07 17:00 | 17:00 | 7.0552 | 30
2021-10-07 17:30 | 17:30 | 8.2095 | 30
2021-10-07 18:00 | 18:00 | 8.9846 | 30
2021-10-07 18:30 | 18:30 | 9.3058 | 30
2021-10-07 19:00 | 19:00 | 8.928 | 30
2021-10-07 19:30 | 19:30 | 9.0519 | 30
2021-10-07 20:00 | 20:00 | 8.9304 | 30
2021-10-07 20:30 | 20:30 | 7.7043 | 30
2021-10-07 21:00 | 21:00 | 8.312 | 30
2021-10-07 21:30 | 21:30 | 7.494 | 30
2021-10-07 22:00 | 22:00 | 6.9391 | 30
2021-10-07 22:30 | 22:30 | 7.1317 | 30
2021-10-07 23:00 | 23:00 | 6.849 | 30
2021-10-07 23:30 | 23:30 | 6.2051 | 30
2021-10-08 | 0:00 | 4.9906 | 30
2021-10-08 00:30 | 0:30 | 4.55 | 30
2021-10-08 01:00 | 1:00 | 4.3617 | 30
2021-10-08 01:30 | 1:30 | 4.2392 | 30
2021-10-08 02:00 | 2:00 | 4.1997 | 30
2021-10-08 02:30 | 2:30 | 4.1662 | 30
2021-10-08 03:00 | 3:00 | 4.2473 | 30
2021-10-08 03:30 | 3:30 | 4.153 | 30
2021-10-08 04:00 | 4:00 | 4.261 | 30
2021-10-08 04:30 | 4:30 | 4.3406 | 30
2021-10-08 05:00 | 5:00 | 4.6065 | 30
2021-10-08 05:30 | 5:30 | 4.6962 | 30
2021-10-08 06:00 | 6:00 | 4.304 | 30
2021-10-08 06:30 | 6:30 | 3.7781 | 30
2021-10-08 07:00 | 7:00 | 3.044 | 30
2021-10-08 07:30 | 7:30 | 1.8952 | 30
2021-10-08 08:00 | 8:00 | 0.87453 | 30
2021-10-08 08:30 | 8:30 | 1.0342 | 30
2021-10-08 09:00 | 9:00 | 1.7969 | 30
2021-10-08 09:30 | 9:30 | 2.2694 | 30
2021-10-08 10:00 | 10:00 | 2.8149 | 30
2021-10-08 10:30 | 10:30 | 2.9714 | 30
2021-10-08 11:00 | 11:00 | 2.9436 | 30
2021-10-08 11:30 | 11:30 | 2.9474 | 30
2021-10-08 12:00 | 12:00 | 2.5551 | 30
2021-10-08 12:30 | 12:30 | 2.0724 | 30
2021-10-08 13:00 | 13:00 | 2.1795 | 30
2021-10-08 13:30 | 13:30 | 1.6548 | 30
2021-10-08 14:00 | 14:00 | 0.33087 | 30
2021-10-08 14:30 | 14:30 | 0.72153 | 30
2021-10-08 15:00 | 15:00 | 1.9972 | 30
2021-10-08 15:30 | 15:30 | 3.5469 | 30
2021-10-08 16:00 | 16:00 | 5.0617 | 30
2021-10-08 16:30 | 16:30 | 6.5061 | 30
2021-10-08 17:00 | 17:00 | 7.6207 | 30
2021-10-08 17:30 | 17:30 | 8.429 | 30
2021-10-08 18:00 | 18:00 | 8.6722 | 30
2021-10-08 18:30 | 18:30 | 9.2817 | 30
2021-10-08 19:00 | 19:00 | 9.2797 | 30
2021-10-08 19:30 | 19:30 | 9.4692 | 30
2021-10-08 20:00 | 20:00 | 9.2085 | 30
2021-10-08 20:30 | 20:30 | 8.8632 | 30
2021-10-08 21:00 | 21:00 | 8.6524 | 30
2021-10-08 21:30 | 21:30 | 8.3147 | 30
2021-10-08 22:00 | 22:00 | 7.7609 | 30
2021-10-08 22:30 | 22:30 | 7.9113 | 30
2021-10-08 23:00 | 23:00 | 7.6384 | 30
2021-10-08 23:30 | 23:30 | 7.0334 | 30
2021-10-09 | 0:00 | 6.5576 | 30
2021-10-09 00:30 | 0:30 | 6.2588 | 30
2021-10-09 01:00 | 1:00 | 5.8921 | 30
2021-10-09 01:30 | 1:30 | 5.6992 | 30
2021-10-09 02:00 | 2:00 | 5.5286 | 30
2021-10-09 02:30 | 2:30 | 5.4993 | 30
2021-10-09 03:00 | 3:00 | 5.3996 | 30
2021-10-09 03:30 | 3:30 | 5.1262 | 30
2021-10-09 04:00 | 4:00 | 5.1922 | 30
2021-10-09 04:30 | 4:30 | 4.9026 | 30
2021-10-09 05:00 | 5:00 | 4.4059 | 30
2021-10-09 05:30 | 5:30 | 4.059 | 30
2021-10-09 06:00 | 6:00 | 3.456 | 30
2021-10-09 06:30 | 6:30 | 2.791 | 30
2021-10-09 07:00 | 7:00 | 2.0921 | 30
2021-10-09 07:30 | 7:30 | 1.4271 | 30
2021-10-09 08:00 | 8:00 | 0.92999 | 30
2021-10-09 08:30 | 8:30 | 1.3685 | 30
2021-10-09 09:00 | 9:00 | 0.95876 | 30
2021-10-09 09:30 | 9:30 | 0.77042 | 30
2021-10-09 10:00 | 10:00 | 0.9942 | 30
2021-10-09 10:30 | 10:30 | 1.2435 | 30
2021-10-09 11:00 | 11:00 | 1.4357 | 30
2021-10-09 11:30 | 11:30 | 1.5624 | 30
2021-10-09 12:00 | 12:00 | 1.6131 | 30
2021-10-09 12:30 | 12:30 | 1.7715 | 30
2021-10-09 13:00 | 13:00 | 1.7592 | 30
2021-10-09 13:30 | 13:30 | 1.4269 | 30
2021-10-09 14:00 | 14:00 | 0.80123 | 30
2021-10-09 14:30 | 14:30 | 0.8694 | 30
2021-10-09 15:00 | 15:00 | 2.1692 | 30
2021-10-09 15:30 | 15:30 | 3.6305 | 30
2021-10-09 16:00 | 16:00 | 5.039 | 30
2021-10-09 16:30 | 16:30 | 6.341 | 30
2021-10-09 17:00 | 17:00 | 7.3975 | 30
2021-10-09 17:30 | 17:30 | 8.1156 | 30
2021-10-09 18:00 | 18:00 | 8.5539 | 30
2021-10-09 18:30 | 18:30 | 8.7941 | 30
2021-10-09 19:00 | 19:00 | 8.3268 | 30
2021-10-09 19:30 | 19:30 | 7.9722 | 30
2021-10-09 20:00 | 20:00 | 7.5868 | 30
2021-10-09 20:30 | 20:30 | 7.3215 | 30
2021-10-09 21:00 | 21:00 | 7.076 | 30
2021-10-09 21:30 | 21:30 | 6.8142 | 30
2021-10-09 22:00 | 22:00 | 6.6391 | 30
2021-10-09 22:30 | 22:30 | 6.8188 | 30
2021-10-09 23:00 | 23:00 | 6.6641 | 30
2021-10-09 23:30 | 23:30 | 6.0027 | 30
2021-10-10 | 0:00 | 5.2409 | 30
2021-10-10 00:30 | 0:30 | 4.9589 | 30
2021-10-10 01:00 | 1:00 | 4.6657 | 30
2021-10-10 01:30 | 1:30 | 4.5333 | 30
2021-10-10 02:00 | 2:00 | 4.4149 | 30
2021-10-10 02:30 | 2:30 | 4.3326 | 30
2021-10-10 03:00 | 3:00 | 4.315 | 30
2021-10-10 03:30 | 3:30 | 4.2549 | 30
2021-10-10 04:00 | 4:00 | 4.6483 | 30
2021-10-10 04:30 | 4:30 | 4.8037 | 30
2021-10-10 05:00 | 5:00 | 4.9246 | 30
2021-10-10 05:30 | 5:30 | 5.2483 | 30
2021-10-10 06:00 | 6:00 | 4.7229 | 30
2021-10-10 06:30 | 6:30 | 4.4667 | 30
2021-10-10 07:00 | 7:00 | 3.68 | 30
2021-10-10 07:30 | 7:30 | 2.8769 | 30
2021-10-10 08:00 | 8:00 | 2.3396 | 30
2021-10-10 08:30 | 8:30 | 1.9403 | 30
2021-10-10 09:00 | 9:00 | 0.91013 | 30
2021-10-10 09:30 | 9:30 | 0.094402 | 30
2021-10-10 10:00 | 10:00 | 0.29371 | 30
2021-10-10 10:30 | 10:30 | 1.5845 | 30
2021-10-10 11:00 | 11:00 | 1.6001 | 30
2021-10-10 11:30 | 11:30 | 1.45 | 30
2021-10-10 12:00 | 12:00 | 1.2977 | 30
2021-10-10 12:30 | 12:30 | 0.97809 | 30
2021-10-10 13:00 | 13:00 | 0.45077 | 30
2021-10-10 13:30 | 13:30 | 0.52587 | 30
2021-10-10 14:00 | 14:00 | 1.9207 | 30
2021-10-10 14:30 | 14:30 | 3.992 | 30
2021-10-10 15:00 | 15:00 | 5.2974 | 30
2021-10-10 15:30 | 15:30 | 6.1205 | 30
2021-10-10 16:00 | 16:00 | 6.3826 | 30
2021-10-10 16:30 | 16:30 | 9.3687 | 30
2021-10-10 17:00 | 17:00 | 10.3496 | 30
2021-10-10 17:30 | 17:30 | 11.1144 | 30
2021-10-10 18:00 | 18:00 | 11.5902 | 30
2021-10-10 18:30 | 18:30 | 11.5481 | 30
2021-10-10 19:00 | 19:00 | 10.9493 | 30
2021-10-10 19:30 | 19:30 | 10.3496 | 30
2021-10-10 20:00 | 20:00 | 9.1964 | 30
2021-10-10 20:30 | 20:30 | 8.6192 | 30
2021-10-10 21:00 | 21:00 | 8.1055 | 30
2021-10-10 21:30 | 21:30 | 7.5945 | 30
2021-10-10 22:00 | 22:00 | 7.0211 | 30
2021-10-10 22:30 | 22:30 | 7.05 | 30
2021-10-10 23:00 | 23:00 | 6.6355 | 30
2021-10-10 23:30 | 23:30 | 5.6141 | 30
2021-10-11 | 0:00 | 5.0335 | 30
2021-10-11 00:30 | 0:30 | 4.8183 | 30
2021-10-11 01:00 | 1:00 | 4.5886 | 30
2021-10-11 01:30 | 1:30 | 4.4143 | 30
2021-10-11 02:00 | 2:00 | 4.2865 | 30
2021-10-11 02:30 | 2:30 | 4.2736 | 30
2021-10-11 03:00 | 3:00 | 4.2515 | 30
2021-10-11 03:30 | 3:30 | 4.2778 | 30
2021-10-11 04:00 | 4:00 | 4.302 | 30
2021-10-11 04:30 | 4:30 | 4.5114 | 30
2021-10-11 05:00 | 5:00 | 4.9338 | 30
2021-10-11 05:30 | 5:30 | 5.3478 | 30
2021-10-11 06:00 | 6:00 | 4.9235 | 30
2021-10-11 06:30 | 6:30 | 3.8895 | 30
2021-10-11 07:00 | 7:00 | 2.8921 | 30
2021-10-11 07:30 | 7:30 | 2.5906 | 30
2021-10-11 08:00 | 8:00 | 1.9047 | 30
2021-10-11 08:30 | 8:30 | 1.004 | 30
2021-10-11 09:00 | 9:00 | 1.0993 | 30
2021-10-11 09:30 | 9:30 | 1.1898 | 30
2021-10-11 10:00 | 10:00 | 0.89438 | 30
2021-10-11 10:30 | 10:30 | 1.8994 | 30
2021-10-11 11:00 | 11:00 | 2.1493 | 30
2021-10-11 11:30 | 11:30 | 1.0403 | 30
2021-10-11 12:00 | 12:00 | 0.7898 | 30
2021-10-11 12:30 | 12:30 | 1.4685 | 30
2021-10-11 13:00 | 13:00 | 2.519 | 30
2021-10-11 13:30 | 13:30 | 2.0008 | 30
2021-10-11 14:00 | 14:00 | 4.0661 | 30
2021-10-11 14:30 | 14:30 | 4.0661 | 30
2021-10-11 15:00 | 15:00 | 4.3897 | 30
2021-10-11 15:30 | 15:30 | 5.7553 | 30
2021-10-11 16:00 | 16:00 | 6.3555 | 30
2021-10-11 16:30 | 16:30 | 7.8699 | 30
2021-10-11 17:00 | 17:00 | 8.7682 | 30
2021-10-11 17:30 | 17:30 | 9.7735 | 30
2021-10-11 18:00 | 18:00 | 10.9042 | 30
2021-10-11 18:30 | 18:30 | 11.2758 | 30
2021-10-11 19:00 | 19:00 | 10.7829 | 30
2021-10-11 19:30 | 19:30 | 10.2038 | 30
2021-10-11 20:00 | 20:00 | 9.317 | 30
2021-10-11 20:30 | 20:30 | 8.9605 | 30
2021-10-11 21:00 | 21:00 | 8.9756 | 30
2021-10-11 21:30 | 21:30 | 8.3596 | 30
2021-10-11 22:00 | 22:00 | 7.62 | 30
2021-10-11 22:30 | 22:30 | 7.7437 | 30
2021-10-11 23:00 | 23:00 | 7.4128 | 30
2021-10-11 23:30 | 23:30 | 6.764 | 30
2021-10-12 | 0:00 | 5.7508 | 30
2021-10-12 00:30 | 0:30 | 5.456 | 30
2021-10-12 01:00 | 1:00 | 5.2325 | 30
2021-10-12 01:30 | 1:30 | 4.6368 | 30
2021-10-12 02:00 | 2:00 | 4.4859 | 30
2021-10-12 02:30 | 2:30 | 4.4643 | 30
2021-10-12 03:00 | 3:00 | 4.4873 | 30
2021-10-12 03:30 | 3:30 | 4.4994 | 30
2021-10-12 04:00 | 4:00 | 4.5073 | 30
2021-10-12 04:30 | 4:30 | 4.6318 | 30
2021-10-12 05:00 | 5:00 | 4.997 | 30
2021-10-12 05:30 | 5:30 | 5.117 | 30
2021-10-12 06:00 | 6:00 | 5.4426 | 30
2021-10-12 06:30 | 6:30 | 5.5493 | 30
2021-10-12 07:00 | 7:00 | 5.8006 | 30
2021-10-12 07:30 | 7:30 | 5.884 | 30
2021-10-12 08:00 | 8:00 | 5.0938 | 30
2021-10-12 08:30 | 8:30 | 4.4999 | 30
2021-10-12 09:00 | 9:00 | 4.2853 | 30
2021-10-12 09:30 | 9:30 | 4.7358 | 30
2021-10-12 10:00 | 10:00 | 4.4239 | 30
2021-10-12 10:30 | 10:30 | 3.6878 | 30
2021-10-12 11:00 | 11:00 | 1.1599 | 30
2021-10-12 11:30 | 11:30 | 3.282 | 30
2021-10-12 12:00 | 12:00 | 2.9193 | 30
2021-10-12 12:30 | 12:30 | 1.7532 | 30
2021-10-12 13:00 | 13:00 | 2.5844 | 30
2021-10-12 13:30 | 13:30 | 3.4779 | 30
2021-10-12 14:00 | 14:00 | 4.2905 | 30
2021-10-12 14:30 | 14:30 | 4.5663 | 30
2021-10-12 15:00 | 15:00 | 4.7415 | 30
2021-10-12 15:30 | 15:30 | 4.6614 | 30
2021-10-12 16:00 | 16:00 | 3.9445 | 30
2021-10-12 16:30 | 16:30 | 4.662 | 30
2021-10-12 17:00 | 17:00 | 6.5238 | 30
2021-10-12 17:30 | 17:30 | 7.9968 | 30
2021-10-12 18:00 | 18:00 | 9.1576 | 30
2021-10-12 18:30 | 18:30 | 9.8031 | 30
2021-10-12 19:00 | 19:00 | 9.5994 | 30
2021-10-12 19:30 | 19:30 | 9.7238 | 30
2021-10-12 20:00 | 20:00 | 9.4416 | 30
2021-10-12 20:30 | 20:30 | 9.1422 | 30
2021-10-12 21:00 | 21:00 | 8.99 | 30
2021-10-12 21:30 | 21:30 | 8.2124 | 30
2021-10-12 22:00 | 22:00 | 7.4893 | 30
2021-10-12 22:30 | 22:30 | 7.6626 | 30
2021-10-12 23:00 | 23:00 | 7.2703 | 30
2021-10-12 23:30 | 23:30 | 6.7349 | 30
2021-10-13 | 0:00 | 6.2209 | 30
2021-10-13 00:30 | 0:30 | 4.6463 | 30
2021-10-13 01:00 | 1:00 | 4.3078 | 30
2021-10-13 01:30 | 1:30 | 4.1436 | 30
2021-10-13 02:00 | 2:00 | 4.1057 | 30
2021-10-13 02:30 | 2:30 | 4.0347 | 30
2021-10-13 03:00 | 3:00 | 4.9446 | 30
2021-10-13 03:30 | 3:30 | 5.5449 | 30
2021-10-13 04:00 | 4:00 | 5.6366 | 30
2021-10-13 04:30 | 4:30 | 5.8964 | 30
2021-10-13 05:00 | 5:00 | 6.1475 | 30
2021-10-13 05:30 | 5:30 | 6.108 | 30
2021-10-13 06:00 | 6:00 | 6.3807 | 30
2021-10-13 06:30 | 6:30 | 5.2499 | 30
2021-10-13 07:00 | 7:00 | 5.4537 | 30
2021-10-13 07:30 | 7:30 | 5.2516 | 30
2021-10-13 08:00 | 8:00 | 4.906 | 30
2021-10-13 08:30 | 8:30 | 4.3504 | 30
2021-10-13 09:00 | 9:00 | 2.7073 | 30
2021-10-13 09:30 | 9:30 | 1.4172 | 30
2021-10-13 10:00 | 10:00 | 1.2953 | 30
2021-10-13 10:30 | 10:30 | 1.4616 | 30
2021-10-13 11:00 | 11:00 | 1.4753 | 30
2021-10-13 11:30 | 11:30 | 0.89097 | 30
2021-10-13 12:00 | 12:00 | 0.94519 | 30
2021-10-13 12:30 | 12:30 | 1.5182 | 30
2021-10-13 13:00 | 13:00 | 1.1837 | 30
2021-10-13 13:30 | 13:30 | 1.5474 | 30
2021-10-13 14:00 | 14:00 | 1.4732 | 30
2021-10-13 14:30 | 14:30 | 0.88657 | 30
2021-10-13 15:00 | 15:00 | 1.5147 | 30
2021-10-13 15:30 | 15:30 | 3.3614 | 30
2021-10-13 16:00 | 16:00 | 5.2122 | 30
2021-10-13 16:30 | 16:30 | 6.9994 | 30
2021-10-13 17:00 | 17:00 | 7.2786 | 30
2021-10-13 17:30 | 17:30 | 8.1616 | 30
2021-10-13 18:00 | 18:00 | 9.5421 | 30
2021-10-13 18:30 | 18:30 | 10.3428 | 30
2021-10-13 19:00 | 19:00 | 9.9489 | 30
2021-10-13 19:30 | 19:30 | 9.6361 | 30
2021-10-13 20:00 | 20:00 | 9.2954 | 30
2021-10-13 20:30 | 20:30 | 8.7377 | 30
2021-10-13 21:00 | 21:00 | 8.4983 | 30
2021-10-13 21:30 | 21:30 | 7.8921 | 30
2021-10-13 22:00 | 22:00 | 7.2746 | 30
2021-10-13 22:30 | 22:30 | 7.435 | 30
2021-10-13 23:00 | 23:00 | 7.1928 | 30
2021-10-13 23:30 | 23:30 | 6.4933 | 30
2021-10-14 | 0:00 | 6.0434 | 30
2021-10-14 00:30 | 0:30 | 5.792 | 30
2021-10-14 01:00 | 1:00 | 5.4758 | 30
2021-10-14 01:30 | 1:30 | 5.3387 | 30
2021-10-14 02:00 | 2:00 | 5.2786 | 30
2021-10-14 02:30 | 2:30 | 5.2388 | 30
2021-10-14 03:00 | 3:00 | 5.2371 | 30
2021-10-14 03:30 | 3:30 | 4.507 | 30
2021-10-14 04:00 | 4:00 | 4.4489 | 30
2021-10-14 04:30 | 4:30 | 4.5864 | 30
2021-10-14 05:00 | 5:00 | 5.4482 | 30
2021-10-14 05:30 | 5:30 | 5.7199 | 30
2021-10-14 06:00 | 6:00 | 6.1781 | 30
2021-10-14 06:30 | 6:30 | 6.6102 | 30
2021-10-14 07:00 | 7:00 | 6.8394 | 30
2021-10-14 07:30 | 7:30 | 6.6518 | 30
2021-10-14 08:00 | 8:00 | 6.5802 | 30
2021-10-14 08:30 | 8:30 | 5.0083 | 30
2021-10-14 09:00 | 9:00 | 4.9461 | 30
2021-10-14 09:30 | 9:30 | 4.4597 | 30
2021-10-14 10:00 | 10:00 | 1.2404 | 30
2021-10-14 10:30 | 10:30 | 2.7498 | 30
2021-10-14 11:00 | 11:00 | 3.4458 | 30
2021-10-14 11:30 | 11:30 | 1.9445 | 30
2021-10-14 12:00 | 12:00 | 0.62311 | 30
2021-10-14 12:30 | 12:30 | 1.7073 | 30
2021-10-14 13:00 | 13:00 | 0.8532 | 30
2021-10-14 13:30 | 13:30 | 0.60626 | 30
2021-10-14 14:00 | 14:00 | 1.1867 | 30
2021-10-14 14:30 | 14:30 | 1.6634 | 30
2021-10-14 15:00 | 15:00 | 2.6541 | 30
2021-10-14 15:30 | 15:30 | 2.8195 | 30
2021-10-14 16:00 | 16:00 | 4.2434 | 30
2021-10-14 16:30 | 16:30 | 4.9213 | 30
2021-10-14 17:00 | 17:00 | 7.0849 | 30
2021-10-14 17:30 | 17:30 | 8.4014 | 30
2021-10-14 18:00 | 18:00 | 9.0367 | 30
2021-10-14 18:30 | 18:30 | 9.3715 | 30
2021-10-14 19:00 | 19:00 | 9.184 | 30
2021-10-14 19:30 | 19:30 | 8.9369 | 30
2021-10-14 20:00 | 20:00 | 8.4665 | 30
2021-10-14 20:30 | 20:30 | 8.0773 | 30
2021-10-14 21:00 | 21:00 | 7.852 | 30
2021-10-14 21:30 | 21:30 | 7.3369 | 30
2021-10-14 22:00 | 22:00 | 6.7579 | 30
2021-10-14 22:30 | 22:30 | 7.1905 | 30
2021-10-14 23:00 | 23:00 | 6.8377 | 30
2021-10-14 23:30 | 23:30 | 5.8724 | 30
2021-10-15 | 0:00 | 5.4423 | 30
2021-10-15 00:30 | 0:30 | 4.9703 | 30
2021-10-15 01:00 | 1:00 | 4.7056 | 30
2021-10-15 01:30 | 1:30 | 4.5662 | 30
2021-10-15 02:00 | 2:00 | 4.639 | 30
2021-10-15 02:30 | 2:30 | 5.4884 | 30
2021-10-15 03:00 | 3:00 | 5.3451 | 30
2021-10-15 03:30 | 3:30 | 5.222 | 30
2021-10-15 04:00 | 4:00 | 5.3254 | 30
2021-10-15 04:30 | 4:30 | 5.5583 | 30
2021-10-15 05:00 | 5:00 | 5.7523 | 30
2021-10-15 05:30 | 5:30 | 5.7049 | 30
2021-10-15 06:00 | 6:00 | 5.5562 | 30
2021-10-15 06:30 | 6:30 | 5.3235 | 30
2021-10-15 07:00 | 7:00 | 4.6898 | 30
2021-10-15 07:30 | 7:30 | 3.7222 | 30
2021-10-15 08:00 | 8:00 | 6.817 | 30
2021-10-15 08:30 | 8:30 | 3.4879 | 30
2021-10-15 09:00 | 9:00 | 4.4114 | 30
2021-10-15 09:30 | 9:30 | 0.90099 | 30
2021-10-15 10:00 | 10:00 | 1.173 | 30
2021-10-15 10:30 | 10:30 | 1.2524 | 30
2021-10-15 11:00 | 11:00 | 1.4346 | 30
2021-10-15 11:30 | 11:30 | 1.7425 | 30
2021-10-15 12:00 | 12:00 | 1.7822 | 30
2021-10-15 12:30 | 12:30 | 2.1342 | 30
2021-10-15 13:00 | 13:00 | 2.5486 | 30
2021-10-15 13:30 | 13:30 | 1.92 | 30
2021-10-15 14:00 | 14:00 | 1.192 | 30
2021-10-15 14:30 | 14:30 | 0.53332 | 30
2021-10-15 15:00 | 15:00 | 1.3308 | 30
2021-10-15 15:30 | 15:30 | 2.7946 | 30
2021-10-15 16:00 | 16:00 | 4.6157 | 30
2021-10-15 16:30 | 16:30 | 6.0526 | 30
2021-10-15 17:00 | 17:00 | 7.0798 | 30
2021-10-15 17:30 | 17:30 | 7.6912 | 30
2021-10-15 18:00 | 18:00 | 8.3445 | 30
2021-10-15 18:30 | 18:30 | 8.811 | 30
2021-10-15 19:00 | 19:00 | 8.4697 | 30
2021-10-15 19:30 | 19:30 | 8.1591 | 30
2021-10-15 20:00 | 20:00 | 7.8207 | 30
2021-10-15 20:30 | 20:30 | 7.4491 | 30
2021-10-15 21:00 | 21:00 | 7.1271 | 30
2021-10-15 21:30 | 21:30 | 6.7463 | 30
2021-10-15 22:00 | 22:00 | 6.1884 | 30
2021-10-15 22:30 | 22:30 | 6.3673 | 30
2021-10-15 23:00 | 23:00 | 6.4801 | 30
2021-10-15 23:30 | 23:30 | 5.888 | 30
2021-10-16 | 0:00 | 5.4534 | 30
2021-10-16 00:30 | 0:30 | 5.3259 | 30
2021-10-16 01:00 | 1:00 | 5.1726 | 30
2021-10-16 01:30 | 1:30 | 4.9759 | 30
2021-10-16 02:00 | 2:00 | 4.9643 | 30
2021-10-16 02:30 | 2:30 | 5.5195 | 30
2021-10-16 03:00 | 3:00 | 5.4462 | 30
2021-10-16 03:30 | 3:30 | 5.4696 | 30
2021-10-16 04:00 | 4:00 | 5.496 | 30
2021-10-16 04:30 | 4:30 | 5.3392 | 30
2021-10-16 05:00 | 5:00 | 5.2284 | 30
2021-10-16 05:30 | 5:30 | 4.6318 | 30
2021-10-16 06:00 | 6:00 | 3.9652 | 30
2021-10-16 06:30 | 6:30 | 3.106 | 30
2021-10-16 07:00 | 7:00 | 2.2688 | 30
2021-10-16 07:30 | 7:30 | 1.3704 | 30
2021-10-16 08:00 | 8:00 | 0.6821 | 30
2021-10-16 08:30 | 8:30 | 0.95194 | 30
2021-10-16 09:00 | 9:00 | 1.5897 | 30
2021-10-16 09:30 | 9:30 | 2.0798 | 30
2021-10-16 10:00 | 10:00 | 2.5186 | 30
2021-10-16 10:30 | 10:30 | 2.7483 | 30
2021-10-16 11:00 | 11:00 | 2.9217 | 30
2021-10-16 11:30 | 11:30 | 3.3296 | 30
2021-10-16 12:00 | 12:00 | 3.1827 | 30
2021-10-16 12:30 | 12:30 | 3.0348 | 30
2021-10-16 13:00 | 13:00 | 2.7319 | 30
2021-10-16 13:30 | 13:30 | 2.2265 | 30
2021-10-16 14:00 | 14:00 | 1.3871 | 30
2021-10-16 14:30 | 14:30 | 0.81287 | 30
2021-10-16 15:00 | 15:00 | 1.1799 | 30
2021-10-16 15:30 | 15:30 | 2.5848 | 30
2021-10-16 16:00 | 16:00 | 4.1787 | 30
2021-10-16 16:30 | 16:30 | 5.615 | 30
2021-10-16 17:00 | 17:00 | 6.7632 | 30
2021-10-16 17:30 | 17:30 | 7.6132 | 30
2021-10-16 18:00 | 18:00 | 8.2108 | 30
2021-10-16 18:30 | 18:30 | 8.5538 | 30
2021-10-16 19:00 | 19:00 | 8.2675 | 30
2021-10-16 19:30 | 19:30 | 7.8893 | 30
2021-10-16 20:00 | 20:00 | 7.6523 | 30
2021-10-16 20:30 | 20:30 | 7.2888 | 30
2021-10-16 21:00 | 21:00 | 7.0176 | 30
2021-10-16 21:30 | 21:30 | 6.7145 | 30
2021-10-16 22:00 | 22:00 | 6.1285 | 30
2021-10-16 22:30 | 22:30 | 6.2419 | 30
2021-10-16 23:00 | 23:00 | 6.1027 | 30
2021-10-16 23:30 | 23:30 | 5.5823 | 30
2021-10-17 | 0:00 | 5.0686 | 30
2021-10-17 00:30 | 0:30 | 4.6905 | 30
2021-10-17 01:00 | 1:00 | 4.5382 | 30
2021-10-17 01:30 | 1:30 | 4.3748 | 30
2021-10-17 02:00 | 2:00 | 4.2309 | 30
2021-10-17 02:30 | 2:30 | 4.2103 | 30
2021-10-17 03:00 | 3:00 | 4.212 | 30
2021-10-17 03:30 | 3:30 | 4.0901 | 30
2021-10-17 04:00 | 4:00 | 4.0869 | 30
2021-10-17 04:30 | 4:30 | 4.2244 | 30
2021-10-17 05:00 | 5:00 | 4.1097 | 30
2021-10-17 05:30 | 5:30 | 3.8554 | 30
2021-10-17 06:00 | 6:00 | 3.0662 | 30
2021-10-17 06:30 | 6:30 | 2.2973 | 30
2021-10-17 07:00 | 7:00 | 1.5737 | 30
2021-10-17 07:30 | 7:30 | 1.1626 | 30
2021-10-17 08:00 | 8:00 | 1.4648 | 30
2021-10-17 08:30 | 8:30 | 1.8127 | 30
2021-10-17 09:00 | 9:00 | 2.2545 | 30
2021-10-17 09:30 | 9:30 | 2.7769 | 30
2021-10-17 10:00 | 10:00 | 3.0551 | 30
2021-10-17 10:30 | 10:30 | 3.2923 | 30
2021-10-17 11:00 | 11:00 | 3.3845 | 30
2021-10-17 11:30 | 11:30 | 3.4087 | 30
2021-10-17 12:00 | 12:00 | 3.3773 | 30
2021-10-17 12:30 | 12:30 | 3.1698 | 30
2021-10-17 13:00 | 13:00 | 2.6884 | 30
2021-10-17 13:30 | 13:30 | 2.1091 | 30
2021-10-17 14:00 | 14:00 | 1.2213 | 30
2021-10-17 14:30 | 14:30 | 0.73636 | 30
2021-10-17 15:00 | 15:00 | 1.4547 | 30
2021-10-17 15:30 | 15:30 | 2.9764 | 30
2021-10-17 16:00 | 16:00 | 4.7204 | 30
2021-10-17 16:30 | 16:30 | 6.286 | 30
2021-10-17 17:00 | 17:00 | 7.6242 | 30
2021-10-17 17:30 | 17:30 | 8.2136 | 30
2021-10-17 18:00 | 18:00 | 8.9587 | 30
2021-10-17 18:30 | 18:30 | 9.2223 | 30
2021-10-17 19:00 | 19:00 | 8.8733 | 30
2021-10-17 19:30 | 19:30 | 8.2651 | 30
2021-10-17 20:00 | 20:00 | 8.9195 | 30
2021-10-17 20:30 | 20:30 | 8.6585 | 30
2021-10-17 21:00 | 21:00 | 8.2215 | 30
2021-10-17 21:30 | 21:30 | 8.0216 | 30
2021-10-17 22:00 | 22:00 | 7.3273 | 30
2021-10-17 22:30 | 22:30 | 7.5047 | 30
2021-10-17 23:00 | 23:00 | 7.2073 | 30
2021-10-17 23:30 | 23:30 | 6.6573 | 30
2021-10-18 | 0:00 | 6.1203 | 30
2021-10-18 00:30 | 0:30 | 5.8175 | 30
2021-10-18 01:00 | 1:00 | 5.6574 | 30
2021-10-18 01:30 | 1:30 | 5.474 | 30
2021-10-18 02:00 | 2:00 | 5.4257 | 30
2021-10-18 02:30 | 2:30 | 5.3548 | 30
2021-10-18 03:00 | 3:00 | 5.3638 | 30
2021-10-18 03:30 | 3:30 | 5.172 | 30
2021-10-18 04:00 | 4:00 | 5.136 | 30
2021-10-18 04:30 | 4:30 | 5.321 | 30
2021-10-18 05:00 | 5:00 | 5.5768 | 30
2021-10-18 05:30 | 5:30 | 5.8214 | 30
2021-10-18 06:00 | 6:00 | 5.2866 | 30
2021-10-18 06:30 | 6:30 | 4.937 | 30
2021-10-18 07:00 | 7:00 | 4.1192 | 30
2021-10-18 07:30 | 7:30 | 2.8928 | 30
2021-10-18 08:00 | 8:00 | 1.561 | 30
2021-10-18 08:30 | 8:30 | 1.561 | 30
2021-10-18 09:00 | 9:00 | 1.561 | 30
2021-10-18 09:30 | 9:30 | 1.561 | 30
2021-10-18 10:00 | 10:00 | 1.561 | 30
2021-10-18 10:30 | 10:30 | 1.561 | 30
2021-10-18 11:00 | 11:00 | 1.4856 | 30
2021-10-18 11:30 | 11:30 | 0.96442 | 30
2021-10-18 12:00 | 12:00 | 1.7262 | 30
2021-10-18 12:30 | 12:30 | 1.913 | 30
2021-10-18 13:00 | 13:00 | 1.9169 | 30
2021-10-18 13:30 | 13:30 | 3.5664 | 30
2021-10-18 14:00 | 14:00 | 4.5342 | 30
2021-10-18 14:30 | 14:30 | 5.7834 | 30
2021-10-18 15:00 | 15:00 | 6.4294 | 30
2021-10-18 15:30 | 15:30 | 7.2218 | 30
2021-10-18 16:00 | 16:00 | 7.425 | 30
2021-10-18 16:30 | 16:30 | 7.6935 | 30
2021-10-18 17:00 | 17:00 | 8.3333 | 30
2021-10-18 17:30 | 17:30 | 8.8358 | 30
2021-10-18 18:00 | 18:00 | 9.1696 | 30
2021-10-18 18:30 | 18:30 | 8.8916 | 30
2021-10-18 19:00 | 19:00 | 8.4785 | 30
2021-10-18 19:30 | 19:30 | 8.1637 | 30
2021-10-18 20:00 | 20:00 | 7.966 | 30
2021-10-18 20:30 | 20:30 | 7.6535 | 30
2021-10-18 21:00 | 21:00 | 7.4998 | 30
2021-10-18 21:30 | 21:30 | 7.1693 | 30
2021-10-18 22:00 | 22:00 | 6.6795 | 30
2021-10-18 22:30 | 22:30 | 6.6653 | 30
2021-10-18 23:00 | 23:00 | 6.4755 | 30
2021-10-18 23:30 | 23:30 | 5.9258 | 30
2021-10-19 | 0:00 | 5.4417 | 30
2021-10-19 00:30 | 0:30 | 5.2026 | 30
2021-10-19 01:00 | 1:00 | 5.5878 | 30
2021-10-19 01:30 | 1:30 | 5.6145 | 30
2021-10-19 02:00 | 2:00 | 5.5872 | 30
2021-10-19 02:30 | 2:30 | 5.5481 | 30
2021-10-19 03:00 | 3:00 | 5.5645 | 30
2021-10-19 03:30 | 3:30 | 5.6212 | 30
2021-10-19 04:00 | 4:00 | 5.7524 | 30
2021-10-19 04:30 | 4:30 | 5.9304 | 30
2021-10-19 05:00 | 5:00 | 6.1237 | 30
2021-10-19 05:30 | 5:30 | 6.0023 | 30
2021-10-19 06:00 | 6:00 | 5.8892 | 30
2021-10-19 06:30 | 6:30 | 5.4082 | 30
2021-10-19 07:00 | 7:00 | 4.5572 | 30
2021-10-19 07:30 | 7:30 | 4.4045 | 30
2021-10-19 08:00 | 8:00 | 4.4045 | 30
2021-10-19 08:30 | 8:30 | 0.59319 | 30
2021-10-19 09:00 | 9:00 | 1.6775 | 30
2021-10-19 09:30 | 9:30 | 2.5481 | 30
2021-10-19 10:00 | 10:00 | 2.8216 | 30
2021-10-19 10:30 | 10:30 | 3.5614 | 30
2021-10-19 11:00 | 11:00 | 3.9254 | 30
2021-10-19 11:30 | 11:30 | 3.9835 | 30
2021-10-19 12:00 | 12:00 | 3.8614 | 30
2021-10-19 12:30 | 12:30 | 3.6533 | 30
2021-10-19 13:00 | 13:00 | 3.2763 | 30
2021-10-19 13:30 | 13:30 | 2.2912 | 30
2021-10-19 14:00 | 14:00 | 1.6832 | 30
2021-10-19 14:30 | 14:30 | 0.76743 | 30
2021-10-19 15:00 | 15:00 | 1.0758 | 30
2021-10-19 15:30 | 15:30 | 2.667 | 30
2021-10-19 16:00 | 16:00 | 4.2574 | 30
2021-10-19 16:30 | 16:30 | 6.8754 | 30
2021-10-19 17:00 | 17:00 | 7.6663 | 30
2021-10-19 17:30 | 17:30 | 8.1657 | 30
2021-10-19 18:00 | 18:00 | 9.2578 | 30
2021-10-19 18:30 | 18:30 | 9.9742 | 30
2021-10-19 19:00 | 19:00 | 9.7815 | 30
2021-10-19 19:30 | 19:30 | 9.3932 | 30
2021-10-19 20:00 | 20:00 | 9.3458 | 30
2021-10-19 20:30 | 20:30 | 9.186 | 30
2021-10-19 21:00 | 21:00 | 8.839 | 30
2021-10-19 21:30 | 21:30 | 8.2451 | 30
2021-10-19 22:00 | 22:00 | 7.5711 | 30
2021-10-19 22:30 | 22:30 | 7.4262 | 30
2021-10-19 23:00 | 23:00 | 7.1307 | 30
2021-10-19 23:30 | 23:30 | 6.8472 | 30
2021-10-20 | 0:00 | 6.5536 | 30
2021-10-20 00:30 | 0:30 | 6.26 | 30
2021-10-20 01:00 | 1:00 | 5.9679 | 30
2021-10-20 01:30 | 1:30 | 5.6795 | 30
2021-10-20 02:00 | 2:00 | 5.6361 | 30
2021-10-20 02:30 | 2:30 | 5.1776 | 30
2021-10-20 03:00 | 3:00 | 3.7894 | 30
2021-10-20 03:30 | 3:30 | 4.5705 | 30
2021-10-20 04:00 | 4:00 | 4.8441 | 30
2021-10-20 04:30 | 4:30 | 5.075 | 30
2021-10-20 05:00 | 5:00 | 5.2241 | 30
2021-10-20 05:30 | 5:30 | 4.9929 | 30
2021-10-20 06:00 | 6:00 | 4.5936 | 30
2021-10-20 06:30 | 6:30 | 3.8721 | 30
2021-10-20 07:00 | 7:00 | 3.2804 | 30
2021-10-20 07:30 | 7:30 | 2.6272 | 30
2021-10-20 08:00 | 8:00 | 1.2391 | 30
2021-10-20 08:30 | 8:30 | 0.32543 | 30
2021-10-20 09:00 | 9:00 | 0.63376 | 30
2021-10-20 09:30 | 9:30 | 1.3164 | 30
2021-10-20 10:00 | 10:00 | 1.513 | 30
2021-10-20 10:30 | 10:30 | 1.605 | 30
2021-10-20 11:00 | 11:00 | 3.2102 | 30
2021-10-20 11:30 | 11:30 | 3.4069 | 30
2021-10-20 12:00 | 12:00 | 2.9281 | 30
2021-10-20 12:30 | 12:30 | 2.5362 | 30
2021-10-20 13:00 | 13:00 | 2.564 | 30
2021-10-20 13:30 | 13:30 | 1.925 | 30
2021-10-20 14:00 | 14:00 | 1.9905 | 30
2021-10-20 14:30 | 14:30 | 4.8259 | 30
2021-10-20 15:00 | 15:00 | 4.7375 | 30
2021-10-20 15:30 | 15:30 | 5.5043 | 30
2021-10-20 16:00 | 16:00 | 5.9902 | 30
2021-10-20 16:30 | 16:30 | 6.4271 | 30
2021-10-20 17:00 | 17:00 | 7.7153 | 30
2021-10-20 17:30 | 17:30 | 8.4178 | 30
2021-10-20 18:00 | 18:00 | 9.0577 | 30
2021-10-20 18:30 | 18:30 | 9.3359 | 30
2021-10-20 19:00 | 19:00 | 9.216 | 30
2021-10-20 19:30 | 19:30 | 8.9385 | 30
2021-10-20 20:00 | 20:00 | 8.6455 | 30
2021-10-20 20:30 | 20:30 | 8.24 | 30
2021-10-20 21:00 | 21:00 | 7.9572 | 30
2021-10-20 21:30 | 21:30 | 7.3927 | 30
2021-10-20 22:00 | 22:00 | 6.538 | 30
2021-10-20 22:30 | 22:30 | 6.432 | 30
2021-10-20 23:00 | 23:00 | 5.9081 | 30
2021-10-20 23:30 | 23:30 | 5.409 | 30
2021-10-21 | 0:00 | 5.1734 | 30
2021-10-21 00:30 | 0:30 | 4.8459 | 30
2021-10-21 01:00 | 1:00 | 4.7708 | 30
2021-10-21 01:30 | 1:30 | 4.6853 | 30
2021-10-21 02:00 | 2:00 | 4.5549 | 30
2021-10-21 02:30 | 2:30 | 4.5473 | 30
2021-10-21 03:00 | 3:00 | 4.5048 | 30
2021-10-21 03:30 | 3:30 | 4.4514 | 30
2021-10-21 04:00 | 4:00 | 4.3541 | 30
2021-10-21 04:30 | 4:30 | 4.5407 | 30
2021-10-21 05:00 | 5:00 | 4.7419 | 30
2021-10-21 05:30 | 5:30 | 4.9595 | 30
2021-10-21 06:00 | 6:00 | 4.4118 | 30
2021-10-21 06:30 | 6:30 | 4.5096 | 30
2021-10-21 07:00 | 7:00 | 3.5917 | 30
2021-10-21 07:30 | 7:30 | 2.1668 | 30
2021-10-21 08:00 | 8:00 | 1.8806 | 30
2021-10-21 08:30 | 8:30 | 1.796 | 30
2021-10-21 09:00 | 9:00 | 3.1834 | 30
2021-10-21 09:30 | 9:30 | 3.7274 | 30
2021-10-21 10:00 | 10:00 | 3.5085 | 30
2021-10-21 10:30 | 10:30 | 2.4264 | 30
2021-10-21 11:00 | 11:00 | 1.6048 | 30
2021-10-21 11:30 | 11:30 | 2.1628 | 30
2021-10-21 12:00 | 12:00 | 1.4166 | 30
2021-10-21 12:30 | 12:30 | 1.783 | 30
2021-10-21 13:00 | 13:00 | 1.5189 | 30
2021-10-21 13:30 | 13:30 | 1.7639 | 30
2021-10-21 14:00 | 14:00 | 0.98661 | 30
2021-10-21 14:30 | 14:30 | 2.6113 | 30
2021-10-21 15:00 | 15:00 | 3.6222 | 30
2021-10-21 15:30 | 15:30 | 4.7487 | 30
2021-10-21 16:00 | 16:00 | 5.7679 | 30
2021-10-21 16:30 | 16:30 | 6.8517 | 30
2021-10-21 17:00 | 17:00 | 7.8458 | 30
2021-10-21 17:30 | 17:30 | 8.5385 | 30
2021-10-21 18:00 | 18:00 | 8.6543 | 30
2021-10-21 18:30 | 18:30 | 9.1342 | 30
2021-10-21 19:00 | 19:00 | 9.0341 | 30
2021-10-21 19:30 | 19:30 | 9.2124 | 30
2021-10-21 20:00 | 20:00 | 8.8368 | 30
2021-10-21 20:30 | 20:30 | 8.0636 | 30
2021-10-21 21:00 | 21:00 | 7.3302 | 30
2021-10-21 21:30 | 21:30 | 6.9509 | 30
2021-10-21 22:00 | 22:00 | 6.7241 | 30
2021-10-21 22:30 | 22:30 | 7.3 | 30
2021-10-21 23:00 | 23:00 | 6.9582 | 30
2021-10-21 23:30 | 23:30 | 6.5637 | 30
2021-10-22 | 0:00 | 5.6009 | 30
2021-10-22 00:30 | 0:30 | 4.4509 | 30
2021-10-22 01:00 | 1:00 | 4.4861 | 30
2021-10-22 01:30 | 1:30 | 4.3679 | 30
2021-10-22 02:00 | 2:00 | 4.4149 | 30
2021-10-22 02:30 | 2:30 | 4.5111 | 30
2021-10-22 03:00 | 3:00 | 4.2943 | 30
2021-10-22 03:30 | 3:30 | 4.33 | 30
2021-10-22 04:00 | 4:00 | 4.3873 | 30
2021-10-22 04:30 | 4:30 | 4.5865 | 30
2021-10-22 05:00 | 5:00 | 4.7686 | 30
2021-10-22 05:30 | 5:30 | 4.7495 | 30
2021-10-22 06:00 | 6:00 | 4.6067 | 30
2021-10-22 06:30 | 6:30 | 4.474 | 30
2021-10-22 07:00 | 7:00 | 3.8598 | 30
2021-10-22 07:30 | 7:30 | 2.8721 | 30
2021-10-22 08:00 | 8:00 | 2.0975 | 30
2021-10-22 08:30 | 8:30 | 1.9973 | 30
2021-10-22 09:00 | 9:00 | 1.5023 | 30
2021-10-22 09:30 | 9:30 | 1.6271 | 30
2021-10-22 10:00 | 10:00 | 1.0677 | 30
2021-10-22 10:30 | 10:30 | 3.1835 | 30
2021-10-22 11:00 | 11:00 | 1.0674 | 30
2021-10-22 11:30 | 11:30 | 0.91324 | 30
2021-10-22 12:00 | 12:00 | 1.5467 | 30
2021-10-22 12:30 | 12:30 | 1.4478 | 30
2021-10-22 13:00 | 13:00 | 1.4543 | 30
2021-10-22 13:30 | 13:30 | 1.0017 | 30
2021-10-22 14:00 | 14:00 | 0.77673 | 30
2021-10-22 14:30 | 14:30 | 0.72735 | 30
2021-10-22 15:00 | 15:00 | 1.8542 | 30
2021-10-22 15:30 | 15:30 | 3.579 | 30
2021-10-22 16:00 | 16:00 | 5.3999 | 30
2021-10-22 16:30 | 16:30 | 6.6694 | 30
2021-10-22 17:00 | 17:00 | 6.6742 | 30
2021-10-22 17:30 | 17:30 | 7.3319 | 30
2021-10-22 18:00 | 18:00 | 8.0518 | 30
2021-10-22 18:30 | 18:30 | 8.5112 | 30
2021-10-22 19:00 | 19:00 | 8.6153 | 30
2021-10-22 19:30 | 19:30 | 8.4918 | 30
2021-10-22 20:00 | 20:00 | 8.3161 | 30
2021-10-22 20:30 | 20:30 | 7.9098 | 30
2021-10-22 21:00 | 21:00 | 7.7556 | 30
2021-10-22 21:30 | 21:30 | 7.4802 | 30
2021-10-22 22:00 | 22:00 | 7.4058 | 30
2021-10-22 22:30 | 22:30 | 7.3264 | 30
2021-10-22 23:00 | 23:00 | 6.8306 | 30
2021-10-22 23:30 | 23:30 | 6.2554 | 30
2021-10-23 | 0:00 | 5.8421 | 30
2021-10-23 00:30 | 0:30 | 5.571 | 30
2021-10-23 01:00 | 1:00 | 5.3241 | 30
2021-10-23 01:30 | 1:30 | 5.2512 | 30
2021-10-23 02:00 | 2:00 | 5.2299 | 30
2021-10-23 02:30 | 2:30 | 5.1938 | 30
2021-10-23 03:00 | 3:00 | 5.5528 | 30
2021-10-23 03:30 | 3:30 | 5.4684 | 30
2021-10-23 04:00 | 4:00 | 5.3475 | 30
2021-10-23 04:30 | 4:30 | 5.5604 | 30
2021-10-23 05:00 | 5:00 | 5.6083 | 30
2021-10-23 05:30 | 5:30 | 5.5715 | 30
2021-10-23 06:00 | 6:00 | 5.7093 | 30
2021-10-23 06:30 | 6:30 | 5.5556 | 30
2021-10-23 07:00 | 7:00 | 5.5808 | 30
2021-10-23 07:30 | 7:30 | 4.6861 | 30
2021-10-23 08:00 | 8:00 | 3.6267 | 30
2021-10-23 08:30 | 8:30 | 3.7817 | 30
2021-10-23 09:00 | 9:00 | 2.3778 | 30
2021-10-23 09:30 | 9:30 | 2.8948 | 30
2021-10-23 10:00 | 10:00 | 1.1928 | 30
2021-10-23 10:30 | 10:30 | 0.3399 | 30
2021-10-23 11:00 | 11:00 | 0.43447 | 30
2021-10-23 11:30 | 11:30 | 0.22674 | 30
2021-10-23 12:00 | 12:00 | 0.18345 | 30
2021-10-23 12:30 | 12:30 | 0.46559 | 30
2021-10-23 13:00 | 13:00 | 1.4654 | 30
2021-10-23 13:30 | 13:30 | 2.1995 | 30
2021-10-23 14:00 | 14:00 | 3.7249 | 30
2021-10-23 14:30 | 14:30 | 4.5162 | 30
2021-10-23 15:00 | 15:00 | 5.7022 | 30
2021-10-23 15:30 | 15:30 | 7.0811 | 30
2021-10-23 16:00 | 16:00 | 7.8931 | 30
2021-10-23 16:30 | 16:30 | 8.3597 | 30
2021-10-23 17:00 | 17:00 | 9.7648 | 30
2021-10-23 17:30 | 17:30 | 9.6375 | 30
2021-10-23 18:00 | 18:00 | 9.6394 | 30
2021-10-23 18:30 | 18:30 | 9.699 | 30
2021-10-23 19:00 | 19:00 | 9.4902 | 30
2021-10-23 19:30 | 19:30 | 8.9979 | 30
2021-10-23 20:00 | 20:00 | 8.6355 | 30
2021-10-23 20:30 | 20:30 | 8.1022 | 30
2021-10-23 21:00 | 21:00 | 7.7839 | 30
2021-10-23 21:30 | 21:30 | 7.3464 | 30
2021-10-23 22:00 | 22:00 | 6.9012 | 30
2021-10-23 22:30 | 22:30 | 6.8482 | 30
2021-10-23 23:00 | 23:00 | 6.4491 | 30
2021-10-23 23:30 | 23:30 | 5.8967 | 30
2021-10-24 | 0:00 | 5.5595 | 30
2021-10-24 00:30 | 0:30 | 5.2896 | 30
2021-10-24 01:00 | 1:00 | 4.8149 | 30
2021-10-24 01:30 | 1:30 | 4.6369 | 30
2021-10-24 02:00 | 2:00 | 4.4679 | 30
2021-10-24 02:30 | 2:30 | 4.337 | 30
2021-10-24 03:00 | 3:00 | 4.4088 | 30
2021-10-24 03:30 | 3:30 | 4.4331 | 30
2021-10-24 04:00 | 4:00 | 4.4033 | 30
2021-10-24 04:30 | 4:30 | 4.3505 | 30
2021-10-24 05:00 | 5:00 | 4.2262 | 30
2021-10-24 05:30 | 5:30 | 3.9762 | 30
2021-10-24 06:00 | 6:00 | 3.4143 | 30
2021-10-24 06:30 | 6:30 | 3.0286 | 30
2021-10-24 07:00 | 7:00 | 3.0354 | 30
2021-10-24 07:30 | 7:30 | 1.5079 | 30
2021-10-24 08:00 | 8:00 | 1.0009 | 30
2021-10-24 08:30 | 8:30 | 0.93532 | 30
2021-10-24 09:00 | 9:00 | 0.58748 | 30
2021-10-24 09:30 | 9:30 | 0.71951 | 30
2021-10-24 10:00 | 10:00 | 2.172 | 30
2021-10-24 10:30 | 10:30 | 2.2197 | 30
2021-10-24 11:00 | 11:00 | 1.1943 | 30
2021-10-24 11:30 | 11:30 | 2.3767 | 30
2021-10-24 12:00 | 12:00 | 3.1303 | 30
2021-10-24 12:30 | 12:30 | 4.4485 | 30
2021-10-24 13:00 | 13:00 | 4.134 | 30
2021-10-24 13:30 | 13:30 | 4.7386 | 30
2021-10-24 14:00 | 14:00 | 6.9529 | 30
2021-10-24 14:30 | 14:30 | 8.3609 | 30
2021-10-24 15:00 | 15:00 | 10.1725 | 30
2021-10-24 15:30 | 15:30 | 10.6831 | 30
2021-10-24 16:00 | 16:00 | 10.8404 | 30
2021-10-24 16:30 | 16:30 | 10.9958 | 30
2021-10-24 17:00 | 17:00 | 11.9959 | 30
2021-10-24 17:30 | 17:30 | 13.1208 | 30
2021-10-24 18:00 | 18:00 | 12.9725 | 30
2021-10-24 18:30 | 18:30 | 13.0632 | 30
2021-10-24 19:00 | 19:00 | 12.3511 | 30
2021-10-24 19:30 | 19:30 | 11.624 | 30
2021-10-24 20:00 | 20:00 | 10.9594 | 30
2021-10-24 20:30 | 20:30 | 10.3281 | 30
2021-10-24 21:00 | 21:00 | 9.6672 | 30
2021-10-24 21:30 | 21:30 | 8.9117 | 30
2021-10-24 22:00 | 22:00 | 8.2416 | 30
2021-10-24 22:30 | 22:30 | 7.8114 | 30
2021-10-24 23:00 | 23:00 | 7.5288 | 30
2021-10-24 23:30 | 23:30 | 6.9349 | 30
2021-10-25 | 0:00 | 6.5125 | 30
2021-10-25 00:30 | 0:30 | 5.8125 | 30
2021-10-25 01:00 | 1:00 | 5.1375 | 30
2021-10-25 01:30 | 1:30 | 5.034 | 30
2021-10-25 02:00 | 2:00 | 4.8742 | 30
2021-10-25 02:30 | 2:30 | 4.7743 | 30
2021-10-25 03:00 | 3:00 | 5.2403 | 30
2021-10-25 03:30 | 3:30 | 4.7544 | 30
2021-10-25 04:00 | 4:00 | 4.8351 | 30
2021-10-25 04:30 | 4:30 | 4.9036 | 30
2021-10-25 05:00 | 5:00 | 5.0431 | 30
2021-10-25 05:30 | 5:30 | 4.4682 | 30
2021-10-25 06:00 | 6:00 | 4.447 | 30
2021-10-25 06:30 | 6:30 | 3.4933 | 30
2021-10-25 07:00 | 7:00 | 4.4807 | 30
2021-10-25 07:30 | 7:30 | 3.8303 | 30
2021-10-25 08:00 | 8:00 | 2.008 | 30
2021-10-25 08:30 | 8:30 | 1.437 | 30
2021-10-25 09:00 | 9:00 | 0.74772 | 30
2021-10-25 09:30 | 9:30 | 1.3001 | 30
2021-10-25 10:00 | 10:00 | 1.2993 | 30
2021-10-25 10:30 | 10:30 | 2.6724 | 30
2021-10-25 11:00 | 11:00 | 2.6748 | 30
2021-10-25 11:30 | 11:30 | 4.0027 | 30
2021-10-25 12:00 | 12:00 | 2.9728 | 30
2021-10-25 12:30 | 12:30 | 6.0047 | 30
2021-10-25 13:00 | 13:00 | 5.3326 | 30
2021-10-25 13:30 | 13:30 | 4.4467 | 30
2021-10-25 14:00 | 14:00 | 2.8049 | 30
2021-10-25 14:30 | 14:30 | 2.207 | 30
2021-10-25 15:00 | 15:00 | 4.2106 | 30
2021-10-25 15:30 | 15:30 | 6.8345 | 30
2021-10-25 16:00 | 16:00 | 6.835 | 30
2021-10-25 16:30 | 16:30 | 8.1124 | 30
2021-10-25 17:00 | 17:00 | 9.3433 | 30
2021-10-25 17:30 | 17:30 | 9.76 | 30
2021-10-25 18:00 | 18:00 | 10.1452 | 30
2021-10-25 18:30 | 18:30 | 9.6366 | 30
2021-10-25 19:00 | 19:00 | 9.2321 | 30
2021-10-25 19:30 | 19:30 | 8.8916 | 30
2021-10-25 20:00 | 20:00 | 8.353 | 30
2021-10-25 20:30 | 20:30 | 7.478 | 30
2021-10-25 21:00 | 21:00 | 8.4836 | 30
2021-10-25 21:30 | 21:30 | 8.3395 | 30
2021-10-25 22:00 | 22:00 | 7.7656 | 30
2021-10-25 22:30 | 22:30 | 6.6972 | 30
2021-10-25 23:00 | 23:00 | 5.5787 | 30
2021-10-25 23:30 | 23:30 | 5.0558 | 30
2021-10-26 | 0:00 | 4.8058 | 30
2021-10-26 00:30 | 0:30 | 4.605 | 30
2021-10-26 01:00 | 1:00 | 4.7148 | 30
2021-10-26 01:30 | 1:30 | 4.7507 | 30
2021-10-26 02:00 | 2:00 | 5.3804 | 30
2021-10-26 02:30 | 2:30 | 5.5947 | 30
2021-10-26 03:00 | 3:00 | 5.5358 | 30
2021-10-26 03:30 | 3:30 | 5.5252 | 30
2021-10-26 04:00 | 4:00 | 5.6485 | 30
2021-10-26 04:30 | 4:30 | 5.8663 | 30
2021-10-26 05:00 | 5:00 | 5.841 | 30
2021-10-26 05:30 | 5:30 | 5.142 | 30
2021-10-26 06:00 | 6:00 | 4.7699 | 30
2021-10-26 06:30 | 6:30 | 4.2274 | 30
2021-10-26 07:00 | 7:00 | 4.46 | 30
2021-10-26 07:30 | 7:30 | 4.4693 | 30
2021-10-26 08:00 | 8:00 | 4.4021 | 30
2021-10-26 08:30 | 8:30 | 4.3168 | 30
2021-10-26 09:00 | 9:00 | 1.5938 | 30
2021-10-26 09:30 | 9:30 | 1.3146 | 30
2021-10-26 10:00 | 10:00 | 0.81376 | 30
2021-10-26 10:30 | 10:30 | 0.87942 | 30
2021-10-26 11:00 | 11:00 | 2.5444 | 30
2021-10-26 11:30 | 11:30 | 2.6097 | 30
2021-10-26 12:00 | 12:00 | 1.4805 | 30
2021-10-26 12:30 | 12:30 | 0.89274 | 30
2021-10-26 13:00 | 13:00 | 0.61651 | 30
2021-10-26 13:30 | 13:30 | 2.6711 | 30
2021-10-26 14:00 | 14:00 | 4.5039 | 30
2021-10-26 14:30 | 14:30 | 1.6023 | 30
2021-10-26 15:00 | 15:00 | 3.2672 | 30
2021-10-26 15:30 | 15:30 | 4.8677 | 30
2021-10-26 16:00 | 16:00 | 6.705 | 30
2021-10-26 16:30 | 16:30 | 7.1019 | 30
2021-10-26 17:00 | 17:00 | 7.5603 | 30
2021-10-26 17:30 | 17:30 | 8.4945 | 30
2021-10-26 18:00 | 18:00 | 10.7041 | 30
2021-10-26 18:30 | 18:30 | 11.0623 | 30
2021-10-26 19:00 | 19:00 | 10.6755 | 30
2021-10-26 19:30 | 19:30 | 10.3782 | 30
2021-10-26 20:00 | 20:00 | 9.7907 | 30
2021-10-26 20:30 | 20:30 | 9.4177 | 30
2021-10-26 21:00 | 21:00 | 9.1305 | 30
2021-10-26 21:30 | 21:30 | 8.513 | 30
2021-10-26 22:00 | 22:00 | 7.8614 | 30
2021-10-26 22:30 | 22:30 | 7.7452 | 30
2021-10-26 23:00 | 23:00 | 7.2881 | 30
2021-10-26 23:30 | 23:30 | 6.794 | 30
2021-10-27 | 0:00 | 6.4573 | 30
2021-10-27 00:30 | 0:30 | 6.2575 | 30
2021-10-27 01:00 | 1:00 | 5.218 | 30
2021-10-27 01:30 | 1:30 | 4.8268 | 30
2021-10-27 02:00 | 2:00 | 4.7597 | 30
2021-10-27 02:30 | 2:30 | 4.7269 | 30
2021-10-27 03:00 | 3:00 | 4.7089 | 30
2021-10-27 03:30 | 3:30 | 4.7206 | 30
2021-10-27 04:00 | 4:00 | 4.8059 | 30
2021-10-27 04:30 | 4:30 | 4.9025 | 30
2021-10-27 05:00 | 5:00 | 4.7997 | 30
2021-10-27 05:30 | 5:30 | 4.2023 | 30
2021-10-27 06:00 | 6:00 | 4.0585 | 30
2021-10-27 06:30 | 6:30 | 3.6604 | 30
2021-10-27 07:00 | 7:00 | 3.4322 | 30
2021-10-27 07:30 | 7:30 | 1.8555 | 30
2021-10-27 08:00 | 8:00 | 0.77547 | 30
2021-10-27 08:30 | 8:30 | 0.76753 | 30
2021-10-27 09:00 | 9:00 | 1.1679 | 30
2021-10-27 09:30 | 9:30 | 0.52809 | 30
2021-10-27 10:00 | 10:00 | 0.77654 | 30
2021-10-27 10:30 | 10:30 | 0.58623 | 30
2021-10-27 11:00 | 11:00 | 0.66037 | 30
2021-10-27 11:30 | 11:30 | 1.0652 | 30
2021-10-27 12:00 | 12:00 | 1.5451 | 30
2021-10-27 12:30 | 12:30 | 0.79617 | 30
2021-10-27 13:00 | 13:00 | 0.88657 | 30
2021-10-27 13:30 | 13:30 | 1.2901 | 30
2021-10-27 14:00 | 14:00 | 1.7435 | 30
2021-10-27 14:30 | 14:30 | 3.3211 | 30
2021-10-27 15:00 | 15:00 | 3.7213 | 30
2021-10-27 15:30 | 15:30 | 5.1105 | 30
2021-10-27 16:00 | 16:00 | 7.651 | 30
2021-10-27 16:30 | 16:30 | 8.9274 | 30
2021-10-27 17:00 | 17:00 | 9.7627 | 30
2021-10-27 17:30 | 17:30 | 10.6121 | 30
2021-10-27 18:00 | 18:00 | 11.2339 | 30
2021-10-27 18:30 | 18:30 | 11.5156 | 30
2021-10-27 19:00 | 19:00 | 11.0735 | 30
2021-10-27 19:30 | 19:30 | 10.4047 | 30
2021-10-27 20:00 | 20:00 | 10.3276 | 30
2021-10-27 20:30 | 20:30 | 9.7007 | 30
2021-10-27 21:00 | 21:00 | 9.2501 | 30
2021-10-27 21:30 | 21:30 | 8.7031 | 30
2021-10-27 22:00 | 22:00 | 7.4694 | 30
2021-10-27 22:30 | 22:30 | 6.5844 | 30
2021-10-27 23:00 | 23:00 | 6.5078 | 30
2021-10-27 23:30 | 23:30 | 6.194 | 30
2021-10-28 | 0:00 | 5.6788 | 30
2021-10-28 00:30 | 0:30 | 5.5774 | 30
2021-10-28 01:00 | 1:00 | 5.4835 | 30
2021-10-28 01:30 | 1:30 | 5.2992 | 30
2021-10-28 02:00 | 2:00 | 5.1797 | 30
2021-10-28 02:30 | 2:30 | 4.3178 | 30
2021-10-28 03:00 | 3:00 | 4.5659 | 30
2021-10-28 03:30 | 3:30 | 5.32 | 30
2021-10-28 04:00 | 4:00 | 4.72 | 30
2021-10-28 04:30 | 4:30 | 4.7988 | 30
2021-10-28 05:00 | 5:00 | 4.9124 | 30
2021-10-28 05:30 | 5:30 | 5.0037 | 30
2021-10-28 06:00 | 6:00 | 4.8697 | 30
2021-10-28 06:30 | 6:30 | 4.8138 | 30
2021-10-28 07:00 | 7:00 | 4.1471 | 30
2021-10-28 07:30 | 7:30 | 3.266 | 30
2021-10-28 08:00 | 8:00 | 3.1841 | 30
2021-10-28 08:30 | 8:30 | 1.8209 | 30
2021-10-28 09:00 | 9:00 | 0.49966 | 30
2021-10-28 09:30 | 9:30 | 0.53403 | 30
2021-10-28 10:00 | 10:00 | 0.57471 | 30
2021-10-28 10:30 | 10:30 | 0.509 | 30
2021-10-28 11:00 | 11:00 | 0.47956 | 30
2021-10-28 11:30 | 11:30 | 0.53344 | 30
2021-10-28 12:00 | 12:00 | 0.40838 | 30
2021-10-28 12:30 | 12:30 | 0.70512 | 30
2021-10-28 13:00 | 13:00 | 1.2748 | 30
2021-10-28 13:30 | 13:30 | 2.0401 | 30
2021-10-28 14:00 | 14:00 | 2.9775 | 30
2021-10-28 14:30 | 14:30 | 4.0771 | 30
2021-10-28 15:00 | 15:00 | 5.4842 | 30
2021-10-28 15:30 | 15:30 | 7.5126 | 30
2021-10-28 16:00 | 16:00 | 9.7407 | 30
2021-10-28 16:30 | 16:30 | 9.963 | 30
2021-10-28 17:00 | 17:00 | 10.3138 | 30
2021-10-28 17:30 | 17:30 | 10.7044 | 30
2021-10-28 18:00 | 18:00 | 11.1672 | 30
2021-10-28 18:30 | 18:30 | 11.1948 | 30
2021-10-28 19:00 | 19:00 | 10.7585 | 30
2021-10-28 19:30 | 19:30 | 10.2592 | 30
2021-10-28 20:00 | 20:00 | 10.0437 | 30
2021-10-28 20:30 | 20:30 | 9.5754 | 30
2021-10-28 21:00 | 21:00 | 9.1041 | 30
2021-10-28 21:30 | 21:30 | 8.1959 | 30
2021-10-28 22:00 | 22:00 | 7.3991 | 30
2021-10-28 22:30 | 22:30 | 6.7429 | 30
2021-10-28 23:00 | 23:00 | 6.6829 | 30
2021-10-28 23:30 | 23:30 | 6.3551 | 30
2021-10-29 | 0:00 | 5.8687 | 30
2021-10-29 00:30 | 0:30 | 5.6397 | 30
2021-10-29 01:00 | 1:00 | 5.5138 | 30
2021-10-29 01:30 | 1:30 | 5.296 | 30
2021-10-29 02:00 | 2:00 | 5.3183 | 30
2021-10-29 02:30 | 2:30 | 5.2265 | 30
2021-10-29 03:00 | 3:00 | 5.1734 | 30
2021-10-29 03:30 | 3:30 | 5.0786 | 30
2021-10-29 04:00 | 4:00 | 4.9869 | 30
2021-10-29 04:30 | 4:30 | 5.1769 | 30
2021-10-29 05:00 | 5:00 | 6.2743 | 30
2021-10-29 05:30 | 5:30 | 6.23 | 30
2021-10-29 06:00 | 6:00 | 6.2506 | 30
2021-10-29 06:30 | 6:30 | 6.5506 | 30
2021-10-29 07:00 | 7:00 | 4.3631 | 30
2021-10-29 07:30 | 7:30 | 4.4112 | 30
2021-10-29 08:00 | 8:00 | 5.6266 | 30
2021-10-29 08:30 | 8:30 | 5.0255 | 30
2021-10-29 09:00 | 9:00 | 3.4173 | 30
2021-10-29 09:30 | 9:30 | 4.5346 | 30
2021-10-29 10:00 | 10:00 | 3.1115 | 30
2021-10-29 10:30 | 10:30 | 2.871 | 30
2021-10-29 11:00 | 11:00 | 3.1496 | 30
2021-10-29 11:30 | 11:30 | 4.0039 | 30
2021-10-29 12:00 | 12:00 | 4.6101 | 30
2021-10-29 12:30 | 12:30 | 2.4354 | 30
2021-10-29 13:00 | 13:00 | 2.732 | 30
2021-10-29 13:30 | 13:30 | 3.669 | 30
2021-10-29 14:00 | 14:00 | 5.7174 | 30
2021-10-29 14:30 | 14:30 | 6.4434 | 30
2021-10-29 15:00 | 15:00 | 6.6025 | 30
2021-10-29 15:30 | 15:30 | 6.7171 | 30
2021-10-29 16:00 | 16:00 | 6.9673 | 30
2021-10-29 16:30 | 16:30 | 7.1329 | 30
2021-10-29 17:00 | 17:00 | 7.2872 | 30
2021-10-29 17:30 | 17:30 | 7.745 | 30
2021-10-29 18:00 | 18:00 | 8.1992 | 30
2021-10-29 18:30 | 18:30 | 8.62 | 30
2021-10-29 19:00 | 19:00 | 8.8667 | 30
2021-10-29 19:30 | 19:30 | 8.478 | 30
2021-10-29 20:00 | 20:00 | 8.4838 | 30
2021-10-29 20:30 | 20:30 | 8.2399 | 30
2021-10-29 21:00 | 21:00 | 7.8756 | 30
2021-10-29 21:30 | 21:30 | 7.242 | 30
2021-10-29 22:00 | 22:00 | 6.7323 | 30
2021-10-29 22:30 | 22:30 | 6.3243 | 30
2021-10-29 23:00 | 23:00 | 6.3035 | 30
2021-10-29 23:30 | 23:30 | 5.9973 | 30
2021-10-30 | 0:00 | 5.6135 | 30
2021-10-30 00:30 | 0:30 | 5.4349 | 30
2021-10-30 01:00 | 1:00 | 5.4259 | 30
2021-10-30 01:30 | 1:30 | 4.708 | 30
2021-10-30 02:00 | 2:00 | 4.2929 | 30
2021-10-30 02:30 | 2:30 | 4.4737 | 30
2021-10-30 03:00 | 3:00 | 5.0102 | 30
2021-10-30 03:30 | 3:30 | 5.5694 | 30
2021-10-30 04:00 | 4:00 | 5.779 | 30
2021-10-30 04:30 | 4:30 | 5.7688 | 30
2021-10-30 05:00 | 5:00 | 5.7913 | 30
2021-10-30 05:30 | 5:30 | 5.4363 | 30
2021-10-30 06:00 | 6:00 | 5.1579 | 30
2021-10-30 06:30 | 6:30 | 4.7911 | 30
2021-10-30 07:00 | 7:00 | 3.4663 | 30
2021-10-30 07:30 | 7:30 | 2.6649 | 30
2021-10-30 08:00 | 8:00 | 1.8367 | 30
2021-10-30 08:30 | 8:30 | 0.7401 | 30
2021-10-30 09:00 | 9:00 | 0.61047 | 30
2021-10-30 09:30 | 9:30 | 1.1452 | 30
2021-10-30 10:00 | 10:00 | 0.47034 | 30
2021-10-30 10:30 | 10:30 | 0.36812 | 30
2021-10-30 11:00 | 11:00 | 0.35791 | 30
2021-10-30 11:30 | 11:30 | 0.32552 | 30
2021-10-30 12:00 | 12:00 | 0.707 | 30
2021-10-30 12:30 | 12:30 | 1.5961 | 30
2021-10-30 13:00 | 13:00 | 3.6689 | 30
2021-10-30 13:30 | 13:30 | 4.8073 | 30
2021-10-30 14:00 | 14:00 | 6.0793 | 30
2021-10-30 14:30 | 14:30 | 6.5378 | 30
2021-10-30 15:00 | 15:00 | 6.9098 | 30
2021-10-30 15:30 | 15:30 | 6.8821 | 30
2021-10-30 16:00 | 16:00 | 8.2884 | 30
2021-10-30 16:30 | 16:30 | 8.4451 | 30
2021-10-30 17:00 | 17:00 | 8.4519 | 30
2021-10-30 17:30 | 17:30 | 9.1838 | 30
2021-10-30 18:00 | 18:00 | 9.3529 | 30
2021-10-30 18:30 | 18:30 | 9.5135 | 30
2021-10-30 19:00 | 19:00 | 9.0661 | 30
2021-10-30 19:30 | 19:30 | 8.5458 | 30
2021-10-30 20:00 | 20:00 | 8.1399 | 30
2021-10-30 20:30 | 20:30 | 7.7386 | 30
2021-10-30 21:00 | 21:00 | 7.3581 | 30
2021-10-30 21:30 | 21:30 | 6.9715 | 30
2021-10-30 22:00 | 22:00 | 6.4347 | 30
2021-10-30 22:30 | 22:30 | 5.968 | 30
2021-10-30 23:00 | 23:00 | 6.0338 | 30
2021-10-30 23:30 | 23:30 | 5.7203 | 30
2021-10-31 | 0:00 | 5.3112 | 30
2021-10-31 00:30 | 0:30 | 5.1051 | 30
2021-10-31 01:00 | 1:00 | 5.1066 | 30
2021-10-31 01:30 | 1:30 | 4.8723 | 30
2021-10-31 02:00 | 2:00 | 4.7759 | 30
2021-10-31 02:30 | 2:30 | 4.3364 | 30
2021-10-31 03:00 | 3:00 | 4.3174 | 30
2021-10-31 03:30 | 3:30 | 4.3807 | 30
2021-10-31 04:00 | 4:00 | 4.4231 | 30
2021-10-31 04:30 | 4:30 | 4.375 | 30
2021-10-31 05:00 | 5:00 | 4.2909 | 30
2021-10-31 05:30 | 5:30 | 3.7171 | 30
2021-10-31 06:00 | 6:00 | 3.0687 | 30
2021-10-31 06:30 | 6:30 | 2.2781 | 30
2021-10-31 07:00 | 7:00 | 1.6584 | 30
2021-10-31 07:30 | 7:30 | 1.8286 | 30
2021-10-31 08:00 | 8:00 | 2.8903 | 30
2021-10-31 08:30 | 8:30 | 3.236 | 30
2021-10-31 09:00 | 9:00 | 3.141 | 30
2021-10-31 09:30 | 9:30 | 1.6081 | 30
2021-10-31 10:00 | 10:00 | 3.6726 | 30
2021-10-31 10:30 | 10:30 | 2.5895 | 30
2021-10-31 11:00 | 11:00 | 1.8177 | 30
2021-10-31 11:30 | 11:30 | 1.2023 | 30
2021-10-31 12:00 | 12:00 | 1.3915 | 30
2021-10-31 12:30 | 12:30 | 1.1717 | 30
2021-10-31 13:00 | 13:00 | 1.0887 | 30
2021-10-31 13:30 | 13:30 | 1.5396 | 30
2021-10-31 14:00 | 14:00 | 1.4848 | 30
2021-10-31 14:30 | 14:30 | 0.82221 | 30
2021-10-31 15:00 | 15:00 | 1.538 | 30
2021-10-31 15:30 | 15:30 | 5.0915 | 30
2021-10-31 16:00 | 16:00 | 5.6054 | 30
2021-10-31 16:30 | 16:30 | 6.1617 | 30
2021-10-31 17:00 | 17:00 | 7.149 | 30
2021-10-31 17:30 | 17:30 | 8.2477 | 30
2021-10-31 18:00 | 18:00 | 8.6923 | 30
2021-10-31 18:30 | 18:30 | 9.4827 | 30
2021-10-31 19:00 | 19:00 | 9.4837 | 30
2021-10-31 19:30 | 19:30 | 9.3356 | 30
2021-10-31 20:00 | 20:00 | 9.1086 | 30
2021-10-31 20:30 | 20:30 | 8.8951 | 30
2021-10-31 21:00 | 21:00 | 8.3611 | 30
2021-10-31 21:30 | 21:30 | 7.8469 | 30
2021-10-31 22:00 | 22:00 | 7.2455 | 30
2021-10-31 22:30 | 22:30 | 6.6834 | 30
2021-10-31 23:00 | 23:00 | 6.6371 | 30
2021-10-31 23:30 | 23:30 | 6.2502 | 30
2021-11-01 | 0:00 | 4.7773 | 30
2021-11-01 00:30 | 0:30 | 4.508 | 30
2021-11-01 01:00 | 1:00 | 4.4594 | 30
2021-11-01 01:30 | 1:30 | 4.2927 | 30
2021-11-01 02:00 | 2:00 | 4.1485 | 30
2021-11-01 02:30 | 2:30 | 4.4743 | 30
2021-11-01 03:00 | 3:00 | 4.5024 | 30
2021-11-01 03:30 | 3:30 | 4.5686 | 30
2021-11-01 04:00 | 4:00 | 4.9515 | 30
2021-11-01 04:30 | 4:30 | 5.7157 | 30
2021-11-01 05:00 | 5:00 | 5.8141 | 30
2021-11-01 05:30 | 5:30 | 5.688 | 30
2021-11-01 06:00 | 6:00 | 5.715 | 30
2021-11-01 06:30 | 6:30 | 5.245 | 30
2021-11-01 07:00 | 7:00 | 5.5465 | 30
2021-11-01 07:30 | 7:30 | 5.9907 | 30
2021-11-01 08:00 | 8:00 | 3.9003 | 30
2021-11-01 08:30 | 8:30 | 4.3953 | 30
2021-11-01 09:00 | 9:00 | 4.1151 | 30
2021-11-01 09:30 | 9:30 | 3.1293 | 30
2021-11-01 10:00 | 10:00 | 3.7825 | 30
2021-11-01 10:30 | 10:30 | 2.2321 | 30
2021-11-01 11:00 | 11:00 | 0.74152 | 30
2021-11-01 11:30 | 11:30 | 0.67607 | 30
2021-11-01 12:00 | 12:00 | 1.2484 | 30
2021-11-01 12:30 | 12:30 | 1.7575 | 30
2021-11-01 13:00 | 13:00 | 1.5296 | 30
2021-11-01 13:30 | 13:30 | 1.2503 | 30
2021-11-01 14:00 | 14:00 | 1.0987 | 30
2021-11-01 14:30 | 14:30 | 0.90984 | 30
2021-11-01 15:00 | 15:00 | 2.4044 | 30
2021-11-01 15:30 | 15:30 | 4.7106 | 30
2021-11-01 16:00 | 16:00 | 5.0779 | 30
2021-11-01 16:30 | 16:30 | 5.6991 | 30
2021-11-01 17:00 | 17:00 | 7.3229 | 30
2021-11-01 17:30 | 17:30 | 8.2683 | 30
2021-11-01 18:00 | 18:00 | 8.8888 | 30
2021-11-01 18:30 | 18:30 | 8.9237 | 30
2021-11-01 19:00 | 19:00 | 8.6086 | 30
2021-11-01 19:30 | 19:30 | 8.3721 | 30
2021-11-01 20:00 | 20:00 | 8.2609 | 30
2021-11-01 20:30 | 20:30 | 7.9141 | 30
2021-11-01 21:00 | 21:00 | 7.4661 | 30
2021-11-01 21:30 | 21:30 | 7.0533 | 30
2021-11-01 22:00 | 22:00 | 6.8025 | 30
2021-11-01 22:30 | 22:30 | 6.2542 | 30
2021-11-01 23:00 | 23:00 | 6.1873 | 30
2021-11-01 23:30 | 23:30 | 6.3304 | 30
2021-11-02 | 0:00 | 6.3573 | 30
2021-11-02 00:30 | 0:30 | 6.1912 | 30
2021-11-02 01:00 | 1:00 | 5.7896 | 30
2021-11-02 01:30 | 1:30 | 5.5519 | 30
2021-11-02 02:00 | 2:00 | 5.4406 | 30
2021-11-02 02:30 | 2:30 | 5.3559 | 30
2021-11-02 03:00 | 3:00 | 5.3162 | 30
2021-11-02 03:30 | 3:30 | 5.221 | 30
2021-11-02 04:00 | 4:00 | 5.3326 | 30
2021-11-02 04:30 | 4:30 | 5.7177 | 30
2021-11-02 05:00 | 5:00 | 6.0129 | 30
2021-11-02 05:30 | 5:30 | 5.9898 | 30
2021-11-02 06:00 | 6:00 | 6.3718 | 30
2021-11-02 06:30 | 6:30 | 6.5341 | 30
2021-11-02 07:00 | 7:00 | 5.1678 | 30
2021-11-02 07:30 | 7:30 | 4.8862 | 30
2021-11-02 08:00 | 8:00 | 3.2621 | 30
2021-11-02 08:30 | 8:30 | 4.1477 | 30
2021-11-02 09:00 | 9:00 | 5.0206 | 30
2021-11-02 09:30 | 9:30 | 3.3301 | 30
2021-11-02 10:00 | 10:00 | 1.9388 | 30
2021-11-02 10:30 | 10:30 | 1.1867 | 30
2021-11-02 11:00 | 11:00 | 1.2945 | 30
2021-11-02 11:30 | 11:30 | 1.1058 | 30
2021-11-02 12:00 | 12:00 | 2.544 | 30
2021-11-02 12:30 | 12:30 | 0.95165 | 30
2021-11-02 13:00 | 13:00 | 3.1224 | 30
2021-11-02 13:30 | 13:30 | 2.9992 | 30
2021-11-02 14:00 | 14:00 | 1.4933 | 30
2021-11-02 14:30 | 14:30 | 0.76823 | 30
2021-11-02 15:00 | 15:00 | 1.4077 | 30
2021-11-02 15:30 | 15:30 | 2.3958 | 30
2021-11-02 16:00 | 16:00 | 3.6157 | 30
2021-11-02 16:30 | 16:30 | 6.011 | 30
2021-11-02 17:00 | 17:00 | 7.3272 | 30
2021-11-02 17:30 | 17:30 | 8.2023 | 30
2021-11-02 18:00 | 18:00 | 8.7774 | 30
2021-11-02 18:30 | 18:30 | 9.0843 | 30
2021-11-02 19:00 | 19:00 | 8.638 | 30
2021-11-02 19:30 | 19:30 | 8.2519 | 30
2021-11-02 20:00 | 20:00 | 8.2418 | 30
2021-11-02 20:30 | 20:30 | 7.9056 | 30
2021-11-02 21:00 | 21:00 | 7.3795 | 30
2021-11-02 21:30 | 21:30 | 6.9112 | 30
2021-11-02 22:00 | 22:00 | 6.3498 | 30
2021-11-02 22:30 | 22:30 | 5.7353 | 30
2021-11-02 23:00 | 23:00 | 5.7209 | 30
2021-11-02 23:30 | 23:30 | 5.5786 | 30
2021-11-03 | 0:00 | 5.0906 | 30
2021-11-03 00:30 | 0:30 | 4.5418 | 30
2021-11-03 01:00 | 1:00 | 4.3975 | 30
2021-11-03 01:30 | 1:30 | 4.2464 | 30
2021-11-03 02:00 | 2:00 | 4.1453 | 30
2021-11-03 02:30 | 2:30 | 4.4 | 30
2021-11-03 03:00 | 3:00 | 4.2801 | 30
2021-11-03 03:30 | 3:30 | 4.4485 | 30
2021-11-03 04:00 | 4:00 | 5.5547 | 30
2021-11-03 04:30 | 4:30 | 5.7967 | 30
2021-11-03 05:00 | 5:00 | 5.9263 | 30
2021-11-03 05:30 | 5:30 | 5.5461 | 30
2021-11-03 06:00 | 6:00 | 5.8793 | 30
2021-11-03 06:30 | 6:30 | 5.6301 | 30
2021-11-03 07:00 | 7:00 | 3.4007 | 30
2021-11-03 07:30 | 7:30 | 2.5195 | 30
2021-11-03 08:00 | 8:00 | 2.4807 | 30
2021-11-03 08:30 | 8:30 | 1.0376 | 30
2021-11-03 09:00 | 9:00 | 2.0869 | 30
2021-11-03 09:30 | 9:30 | 1.6413 | 30
2021-11-03 10:00 | 10:00 | 0.71437 | 30
2021-11-03 10:30 | 10:30 | 0.57778 | 30
2021-11-03 11:00 | 11:00 | 1.3084 | 30
2021-11-03 11:30 | 11:30 | 2.3474 | 30
2021-11-03 12:00 | 12:00 | 0.27751 | 30
2021-11-03 12:30 | 12:30 | 0.68482 | 30
2021-11-03 13:00 | 13:00 | 0.86561 | 30
2021-11-03 13:30 | 13:30 | 0.33077 | 30
2021-11-03 14:00 | 14:00 | 1.2739 | 30
2021-11-03 14:30 | 14:30 | 2.2092 | 30
2021-11-03 15:00 | 15:00 | 2.5044 | 30
2021-11-03 15:30 | 15:30 | 3.7305 | 30
2021-11-03 16:00 | 16:00 | 5.4294 | 30
2021-11-03 16:30 | 16:30 | 4.8488 | 30
2021-11-03 17:00 | 17:00 | 7.7227 | 30
2021-11-03 17:30 | 17:30 | 8.579 | 30
2021-11-03 18:00 | 18:00 | 9.1848 | 30
2021-11-03 18:30 | 18:30 | 9.6097 | 30
2021-11-03 19:00 | 19:00 | 9.3113 | 30
2021-11-03 19:30 | 19:30 | 8.5939 | 30
2021-11-03 20:00 | 20:00 | 8.1411 | 30
2021-11-03 20:30 | 20:30 | 7.806 | 30
2021-11-03 21:00 | 21:00 | 7.3084 | 30
2021-11-03 21:30 | 21:30 | 6.851 | 30
2021-11-03 22:00 | 22:00 | 6.1996 | 30
2021-11-03 22:30 | 22:30 | 5.5539 | 30
2021-11-03 23:00 | 23:00 | 5.5661 | 30
2021-11-03 23:30 | 23:30 | 5.2899 | 30
2021-11-04 | 0:00 | 4.8534 | 30
2021-11-04 00:30 | 0:30 | 4.7619 | 30
2021-11-04 01:00 | 1:00 | 5.1499 | 30
2021-11-04 01:30 | 1:30 | 4.4892 | 30
2021-11-04 02:00 | 2:00 | 4.9059 | 30
2021-11-04 02:30 | 2:30 | 4.7325 | 30
2021-11-04 03:00 | 3:00 | 4.7174 | 30
2021-11-04 03:30 | 3:30 | 4.6573 | 30
2021-11-04 04:00 | 4:00 | 4.7798 | 30
2021-11-04 04:30 | 4:30 | 4.9624 | 30
2021-11-04 05:00 | 5:00 | 4.992 | 30
2021-11-04 05:30 | 5:30 | 4.9177 | 30
2021-11-04 06:00 | 6:00 | 4.0814 | 30
2021-11-04 06:30 | 6:30 | 2.9943 | 30
2021-11-04 07:00 | 7:00 | 2.5171 | 30
2021-11-04 07:30 | 7:30 | 1.6543 | 30
2021-11-04 08:00 | 8:00 | 0.90217 | 30
2021-11-04 08:30 | 8:30 | 0.85756 | 30
2021-11-04 09:00 | 9:00 | 1.027 | 30
2021-11-04 09:30 | 9:30 | 1.8276 | 30
2021-11-04 10:00 | 10:00 | 1.797 | 30
2021-11-04 10:30 | 10:30 | 1.8601 | 30
2021-11-04 11:00 | 11:00 | 0.72336 | 30
2021-11-04 11:30 | 11:30 | 0.70085 | 30
2021-11-04 12:00 | 12:00 | 0.90474 | 30
2021-11-04 12:30 | 12:30 | 1.3503 | 30
2021-11-04 13:00 | 13:00 | 1.7208 | 30
2021-11-04 13:30 | 13:30 | 2.174 | 30
2021-11-04 14:00 | 14:00 | 1.7167 | 30
2021-11-04 14:30 | 14:30 | 1.0015 | 30
2021-11-04 15:00 | 15:00 | 0.87385 | 30
2021-11-04 15:30 | 15:30 | 1.8648 | 30
2021-11-04 16:00 | 16:00 | 4.2061 | 30
2021-11-04 16:30 | 16:30 | 4.9582 | 30
2021-11-04 17:00 | 17:00 | 5.8822 | 30
2021-11-04 17:30 | 17:30 | 7.2716 | 30
2021-11-04 18:00 | 18:00 | 7.7785 | 30
2021-11-04 18:30 | 18:30 | 8.104 | 30
2021-11-04 19:00 | 19:00 | 8.4585 | 30
2021-11-04 19:30 | 19:30 | 8.2677 | 30
2021-11-04 20:00 | 20:00 | 8.266 | 30
2021-11-04 20:30 | 20:30 | 8.8857 | 30
2021-11-04 21:00 | 21:00 | 8.4806 | 30
2021-11-04 21:30 | 21:30 | 7.4509 | 30
2021-11-04 22:00 | 22:00 | 6.9065 | 30
2021-11-04 22:30 | 22:30 | 6.4402 | 30
2021-11-04 23:00 | 23:00 | 6.3849 | 30
2021-11-04 23:30 | 23:30 | 6.2104 | 30
2021-11-05 | 0:00 | 5.8127 | 30
2021-11-05 00:30 | 0:30 | 5.4364 | 30
2021-11-05 01:00 | 1:00 | 5.3951 | 30
2021-11-05 01:30 | 1:30 | 5.198 | 30
2021-11-05 02:00 | 2:00 | 4.7928 | 30
2021-11-05 02:30 | 2:30 | 3.9711 | 30
2021-11-05 03:00 | 3:00 | 5.1057 | 30
2021-11-05 03:30 | 3:30 | 5.409 | 30
2021-11-05 04:00 | 4:00 | 5.5016 | 30
2021-11-05 04:30 | 4:30 | 5.6256 | 30
2021-11-05 05:00 | 5:00 | 5.727 | 30
2021-11-05 05:30 | 5:30 | 5.994 | 30
2021-11-05 06:00 | 6:00 | 6.0577 | 30
2021-11-05 06:30 | 6:30 | 5.8812 | 30
2021-11-05 07:00 | 7:00 | 4.8927 | 30
2021-11-05 07:30 | 7:30 | 4.6099 | 30
2021-11-05 08:00 | 8:00 | 4.8959 | 30
2021-11-05 08:30 | 8:30 | 5.1068 | 30
2021-11-05 09:00 | 9:00 | 4.3025 | 30
2021-11-05 09:30 | 9:30 | 4.5594 | 30
2021-11-05 10:00 | 10:00 | 4.9393 | 30
2021-11-05 10:30 | 10:30 | 4.2144 | 30
2021-11-05 11:00 | 11:00 | 3.0595 | 30
2021-11-05 11:30 | 11:30 | 1.2412 | 30
2021-11-05 12:00 | 12:00 | 1.1395 | 30
2021-11-05 12:30 | 12:30 | 1.2817 | 30
2021-11-05 13:00 | 13:00 | 0.67743 | 30
2021-11-05 13:30 | 13:30 | 0.68587 | 30
2021-11-05 14:00 | 14:00 | 1.5986 | 30
2021-11-05 14:30 | 14:30 | 1.3524 | 30
2021-11-05 15:00 | 15:00 | 1.9054 | 30
2021-11-05 15:30 | 15:30 | 2.7769 | 30
2021-11-05 16:00 | 16:00 | 5.0327 | 30
2021-11-05 16:30 | 16:30 | 5.6302 | 30
2021-11-05 17:00 | 17:00 | 6.7285 | 30
2021-11-05 17:30 | 17:30 | 7.1508 | 30
2021-11-05 18:00 | 18:00 | 7.527 | 30
2021-11-05 18:30 | 18:30 | 8.3378 | 30
2021-11-05 19:00 | 19:00 | 8.5322 | 30
2021-11-05 19:30 | 19:30 | 8.3732 | 30
2021-11-05 20:00 | 20:00 | 8.5778 | 30
2021-11-05 20:30 | 20:30 | 8.3154 | 30
2021-11-05 21:00 | 21:00 | 7.7916 | 30
2021-11-05 21:30 | 21:30 | 7.697 | 30
2021-11-05 22:00 | 22:00 | 5.9543 | 30
2021-11-05 22:30 | 22:30 | 6.91 | 30
2021-11-05 23:00 | 23:00 | 6.9871 | 30
2021-11-05 23:30 | 23:30 | 6.6945 | 30
2021-11-06 | 0:00 | 6.2617 | 30
2021-11-06 00:30 | 0:30 | 5.9984 | 30
2021-11-06 01:00 | 1:00 | 5.9529 | 30
2021-11-06 01:30 | 1:30 | 5.8091 | 30
2021-11-06 02:00 | 2:00 | 5.6377 | 30
2021-11-06 02:30 | 2:30 | 5.4697 | 30
2021-11-06 03:00 | 3:00 | 5.4112 | 30
2021-11-06 03:30 | 3:30 | 4.7853 | 30
2021-11-06 04:00 | 4:00 | 4.6623 | 30
2021-11-06 04:30 | 4:30 | 4.627 | 30
2021-11-06 05:00 | 5:00 | 4.7607 | 30
2021-11-06 05:30 | 5:30 | 4.2678 | 30
2021-11-06 06:00 | 6:00 | 3.62 | 30
2021-11-06 06:30 | 6:30 | 2.7846 | 30
2021-11-06 07:00 | 7:00 | 1.9238 | 30
2021-11-06 07:30 | 7:30 | 2.4403 | 30
2021-11-06 08:00 | 8:00 | 1.8939 | 30
2021-11-06 08:30 | 8:30 | 2.5035 | 30
2021-11-06 09:00 | 9:00 | 1.8981 | 30
2021-11-06 09:30 | 9:30 | 1.5917 | 30
2021-11-06 10:00 | 10:00 | 0.83068 | 30
2021-11-06 10:30 | 10:30 | 2.8124 | 30
2021-11-06 11:00 | 11:00 | 1.7823 | 30
2021-11-06 11:30 | 11:30 | 0.95171 | 30
2021-11-06 12:00 | 12:00 | 1.2194 | 30
2021-11-06 12:30 | 12:30 | 0.7965 | 30
2021-11-06 13:00 | 13:00 | 0.80677 | 30
2021-11-06 13:30 | 13:30 | 0.76444 | 30
2021-11-06 14:00 | 14:00 | 0.70588 | 30
2021-11-06 14:30 | 14:30 | 1.1345 | 30
2021-11-06 15:00 | 15:00 | 2.8752 | 30
2021-11-06 15:30 | 15:30 | 4.9038 | 30
2021-11-06 16:00 | 16:00 | 6.0544 | 30
2021-11-06 16:30 | 16:30 | 6.8814 | 30
2021-11-06 17:00 | 17:00 | 7.4786 | 30
2021-11-06 17:30 | 17:30 | 8.0958 | 30
2021-11-06 18:00 | 18:00 | 8.9113 | 30
2021-11-06 18:30 | 18:30 | 9.0561 | 30
2021-11-06 19:00 | 19:00 | 8.8584 | 30
2021-11-06 19:30 | 19:30 | 8.5653 | 30
2021-11-06 20:00 | 20:00 | 8.5459 | 30
2021-11-06 20:30 | 20:30 | 8.208 | 30
2021-11-06 21:00 | 21:00 | 7.889 | 30
2021-11-06 21:30 | 21:30 | 7.5396 | 30
2021-11-06 22:00 | 22:00 | 7.0452 | 30
2021-11-06 22:30 | 22:30 | 6.7147 | 30
2021-11-06 23:00 | 23:00 | 6.7357 | 30
2021-11-06 23:30 | 23:30 | 6.442 | 30
2021-11-07 | 0:00 | 6.083 | 30
2021-11-07 00:30 | 0:30 | 5.902 | 30
2021-11-07 01:00 | 1:00 | 5.8598 | 30
2021-11-07 01:30 | 1:30 | 5.1076 | 30
2021-11-07 02:00 | 2:00 | 4.8771 | 30
2021-11-07 02:30 | 2:30 | 4.6726 | 30
2021-11-07 03:00 | 3:00 | 4.255 | 30
2021-11-07 03:30 | 3:30 | 4.1788 | 30
2021-11-07 04:00 | 4:00 | 4.1441 | 30
2021-11-07 04:30 | 4:30 | 4.1007 | 30
2021-11-07 05:00 | 5:00 | 4.1286 | 30
2021-11-07 05:30 | 5:30 | 3.8147 | 30
2021-11-07 06:00 | 6:00 | 3.171 | 30
2021-11-07 06:30 | 6:30 | 2.5165 | 30
2021-11-07 07:00 | 7:00 | 1.6369 | 30
2021-11-07 07:30 | 7:30 | 1.3588 | 30
2021-11-07 08:00 | 8:00 | 3.1658 | 30
2021-11-07 08:30 | 8:30 | 3.1646 | 30
2021-11-07 09:00 | 9:00 | 1.6674 | 30
2021-11-07 09:30 | 9:30 | 2.1261 | 30
2021-11-07 10:00 | 10:00 | 4.3222 | 30
2021-11-07 10:30 | 10:30 | 3.1512 | 30
2021-11-07 11:00 | 11:00 | 3.3553 | 30
2021-11-07 11:30 | 11:30 | 1.5419 | 30
2021-11-07 12:00 | 12:00 | 4.9476 | 30
2021-11-07 12:30 | 12:30 | 4.0988 | 30
2021-11-07 13:00 | 13:00 | 4.5607 | 30
2021-11-07 13:30 | 13:30 | 4.6546 | 30
2021-11-07 14:00 | 14:00 | 2.1759 | 30
2021-11-07 14:30 | 14:30 | 0.72574 | 30
2021-11-07 15:00 | 15:00 | 2.7363 | 30
2021-11-07 15:30 | 15:30 | 5.6425 | 30
2021-11-07 16:00 | 16:00 | 6.6874 | 30
2021-11-07 16:30 | 16:30 | 8.1159 | 30
2021-11-07 17:00 | 17:00 | 8.7192 | 30
2021-11-07 17:30 | 17:30 | 9.5669 | 30
2021-11-07 18:00 | 18:00 | 10.1758 | 30
2021-11-07 18:30 | 18:30 | 10.1893 | 30
2021-11-07 19:00 | 19:00 | 9.7893 | 30
2021-11-07 19:30 | 19:30 | 9.2785 | 30
2021-11-07 20:00 | 20:00 | 9.0147 | 30
2021-11-07 20:30 | 20:30 | 8.3786 | 30
2021-11-07 21:00 | 21:00 | 7.6584 | 30
2021-11-07 21:30 | 21:30 | 7.2555 | 30
2021-11-07 22:00 | 22:00 | 6.6389 | 30
2021-11-07 22:30 | 22:30 | 6.051 | 30
2021-11-07 23:00 | 23:00 | 5.8246 | 30
2021-11-07 23:30 | 23:30 | 5.6551 | 30
2021-11-08 | 0:00 | 5.1717 | 30
2021-11-08 00:30 | 0:30 | 5.1178 | 30
2021-11-08 01:00 | 1:00 | 5.0612 | 30
2021-11-08 01:30 | 1:30 | 4.9315 | 30
2021-11-08 02:00 | 2:00 | 4.6761 | 30
2021-11-08 02:30 | 2:30 | 4.5536 | 30
2021-11-08 03:00 | 3:00 | 4.5497 | 30
2021-11-08 03:30 | 3:30 | 4.7866 | 30
2021-11-08 04:00 | 4:00 | 4.8546 | 30
2021-11-08 04:30 | 4:30 | 4.9789 | 30
2021-11-08 05:00 | 5:00 | 5.1967 | 30
2021-11-08 05:30 | 5:30 | 5.3986 | 30
2021-11-08 06:00 | 6:00 | 5.3562 | 30
2021-11-08 06:30 | 6:30 | 5.8103 | 30
2021-11-08 07:00 | 7:00 | 5.8906 | 30
2021-11-08 07:30 | 7:30 | 5.0633 | 30
2021-11-08 08:00 | 8:00 | 5.6158 | 30
2021-11-08 08:30 | 8:30 | 6.3616 | 30
2021-11-08 09:00 | 9:00 | 5.9648 | 30
2021-11-08 09:30 | 9:30 | 5.4092 | 30
2021-11-08 10:00 | 10:00 | 3.7554 | 30
2021-11-08 10:30 | 10:30 | 4.076 | 30
2021-11-08 11:00 | 11:00 | 3.8517 | 30
2021-11-08 11:30 | 11:30 | 2.1676 | 30
2021-11-08 12:00 | 12:00 | 1.0084 | 30
2021-11-08 12:30 | 12:30 | 0.51147 | 30
2021-11-08 13:00 | 13:00 | 1.3792 | 30
2021-11-08 13:30 | 13:30 | 3.3623 | 30
2021-11-08 14:00 | 14:00 | 3.0671 | 30
2021-11-08 14:30 | 14:30 | 3.9374 | 30
2021-11-08 15:00 | 15:00 | 3.5801 | 30
2021-11-08 15:30 | 15:30 | 5.229 | 30
2021-11-08 16:00 | 16:00 | 7.347 | 30
2021-11-08 16:30 | 16:30 | 8.1174 | 30
2021-11-08 17:00 | 17:00 | 9.3686 | 30
2021-11-08 17:30 | 17:30 | 10.0153 | 30
2021-11-08 18:00 | 18:00 | 10.3841 | 30
2021-11-08 18:30 | 18:30 | 10.4524 | 30
2021-11-08 19:00 | 19:00 | 10.1496 | 30
2021-11-08 19:30 | 19:30 | 9.5625 | 30
2021-11-08 20:00 | 20:00 | 9.2663 | 30
2021-11-08 20:30 | 20:30 | 8.6608 | 30
2021-11-08 21:00 | 21:00 | 7.0769 | 30
2021-11-08 21:30 | 21:30 | 6.8791 | 30
2021-11-08 22:00 | 22:00 | 7.0436 | 30
2021-11-08 22:30 | 22:30 | 6.4162 | 30
2021-11-08 23:00 | 23:00 | 6.3503 | 30
2021-11-08 23:30 | 23:30 | 6.0424 | 30
2021-11-09 | 0:00 | 5.6745 | 30
2021-11-09 00:30 | 0:30 | 5.0064 | 30
2021-11-09 01:00 | 1:00 | 4.3333 | 30
2021-11-09 01:30 | 1:30 | 5.125 | 30
2021-11-09 02:00 | 2:00 | 5.1133 | 30
2021-11-09 02:30 | 2:30 | 5.4945 | 30
2021-11-09 03:00 | 3:00 | 5.4585 | 30
2021-11-09 03:30 | 3:30 | 5.1638 | 30
2021-11-09 04:00 | 4:00 | 4.437 | 30
2021-11-09 04:30 | 4:30 | 4.5617 | 30
2021-11-09 05:00 | 5:00 | 4.4267 | 30
2021-11-09 05:30 | 5:30 | 4.4265 | 30
2021-11-09 06:00 | 6:00 | 4.3292 | 30
2021-11-09 06:30 | 6:30 | 3.8672 | 30
2021-11-09 07:00 | 7:00 | 3.1673 | 30
2021-11-09 07:30 | 7:30 | 2.7902 | 30
2021-11-09 08:00 | 8:00 | 2.3694 | 30
2021-11-09 08:30 | 8:30 | 2.2867 | 30
2021-11-09 09:00 | 9:00 | 1.6172 | 30
2021-11-09 09:30 | 9:30 | 0.79081 | 30
2021-11-09 10:00 | 10:00 | 1.0485 | 30
2021-11-09 10:30 | 10:30 | 1.046 | 30
2021-11-09 11:00 | 11:00 | 1.7674 | 30
2021-11-09 11:30 | 11:30 | 0.7652 | 30
2021-11-09 12:00 | 12:00 | 0.91695 | 30
2021-11-09 12:30 | 12:30 | 1.0328 | 30
2021-11-09 13:00 | 13:00 | 0.42822 | 30
2021-11-09 13:30 | 13:30 | 1.0798 | 30
2021-11-09 14:00 | 14:00 | 1.2841 | 30
2021-11-09 14:30 | 14:30 | 1.4704 | 30
2021-11-09 15:00 | 15:00 | 2.6329 | 30
2021-11-09 15:30 | 15:30 | 3.9384 | 30
2021-11-09 16:00 | 16:00 | 5.2488 | 30
2021-11-09 16:30 | 16:30 | 6.3175 | 30
2021-11-09 17:00 | 17:00 | 7.1815 | 30
2021-11-09 17:30 | 17:30 | 8.2119 | 30
2021-11-09 18:00 | 18:00 | 8.9708 | 30
2021-11-09 18:30 | 18:30 | 9.412 | 30
2021-11-09 19:00 | 19:00 | 8.8804 | 30
2021-11-09 19:30 | 19:30 | 8.1564 | 30
2021-11-09 20:00 | 20:00 | 8.3954 | 30
2021-11-09 20:30 | 20:30 | 7.839 | 30
2021-11-09 21:00 | 21:00 | 7.3427 | 30
2021-11-09 21:30 | 21:30 | 6.9409 | 30
2021-11-09 22:00 | 22:00 | 6.4355 | 30
2021-11-09 22:30 | 22:30 | 5.7298 | 30
2021-11-09 23:00 | 23:00 | 5.7227 | 30
2021-11-09 23:30 | 23:30 | 5.3028 | 30
2021-11-10 | 0:00 | 4.9088 | 30
2021-11-10 00:30 | 0:30 | 4.7461 | 30
2021-11-10 01:00 | 1:00 | 4.6737 | 30
2021-11-10 01:30 | 1:30 | 4.5227 | 30
2021-11-10 02:00 | 2:00 | 4.5738 | 30
2021-11-10 02:30 | 2:30 | 4.8567 | 30
2021-11-10 03:00 | 3:00 | 5.3228 | 30
2021-11-10 03:30 | 3:30 | 5.2157 | 30
2021-11-10 04:00 | 4:00 | 5.2267 | 30
2021-11-10 04:30 | 4:30 | 5.2818 | 30
2021-11-10 05:00 | 5:00 | 5.7306 | 30
2021-11-10 05:30 | 5:30 | 5.6486 | 30
2021-11-10 06:00 | 6:00 | 5.9863 | 30
2021-11-10 06:30 | 6:30 | 6.1209 | 30
2021-11-10 07:00 | 7:00 | 6.2468 | 30
2021-11-10 07:30 | 7:30 | 5.5284 | 30
2021-11-10 08:00 | 8:00 | 5.0696 | 30
2021-11-10 08:30 | 8:30 | 4.5568 | 30
2021-11-10 09:00 | 9:00 | 4.4305 | 30
2021-11-10 09:30 | 9:30 | 4.5856 | 30
2021-11-10 10:00 | 10:00 | 5.9176 | 30
2021-11-10 10:30 | 10:30 | 4.4591 | 30
2021-11-10 11:00 | 11:00 | 1.0604 | 30
2021-11-10 11:30 | 11:30 | 2.965 | 30
2021-11-10 12:00 | 12:00 | 3.6251 | 30
2021-11-10 12:30 | 12:30 | 2.6559 | 30
2021-11-10 13:00 | 13:00 | 5.1273 | 30
2021-11-10 13:30 | 13:30 | 4.3725 | 30
2021-11-10 14:00 | 14:00 | 6.0035 | 30
2021-11-10 14:30 | 14:30 | 2.7944 | 30
2021-11-10 15:00 | 15:00 | 2.8007 | 30
2021-11-10 15:30 | 15:30 | 4.8799 | 30
2021-11-10 16:00 | 16:00 | 6.8961 | 30
2021-11-10 16:30 | 16:30 | 7.5422 | 30
2021-11-10 17:00 | 17:00 | 8.1896 | 30
2021-11-10 17:30 | 17:30 | 8.864 | 30
2021-11-10 18:00 | 18:00 | 9.42 | 30
2021-11-10 18:30 | 18:30 | 10.0739 | 30
2021-11-10 19:00 | 19:00 | 9.9067 | 30
2021-11-10 19:30 | 19:30 | 10.1332 | 30
2021-11-10 20:00 | 20:00 | 10.5841 | 30
2021-11-10 20:30 | 20:30 | 9.9111 | 30
2021-11-10 21:00 | 21:00 | 7.6221 | 30
2021-11-10 21:30 | 21:30 | 8.8743 | 30
2021-11-10 22:00 | 22:00 | 8.3588 | 30
2021-11-10 22:30 | 22:30 | 7.3931 | 30
2021-11-10 23:00 | 23:00 | 7.0467 | 30
2021-11-10 23:30 | 23:30 | 6.5696 | 30
2021-11-11 | 0:00 | 6.2146 | 30
2021-11-11 00:30 | 0:30 | 6.1165 | 30
2021-11-11 01:00 | 1:00 | 6.1139 | 30
2021-11-11 01:30 | 1:30 | 6.2064 | 30
2021-11-11 02:00 | 2:00 | 6.3199 | 30
2021-11-11 02:30 | 2:30 | 6.2638 | 30
2021-11-11 03:00 | 3:00 | 6.1628 | 30
2021-11-11 03:30 | 3:30 | 6.006 | 30
2021-11-11 04:00 | 4:00 | 6.0069 | 30
2021-11-11 04:30 | 4:30 | 5.7396 | 30
2021-11-11 05:00 | 5:00 | 5.4821 | 30
2021-11-11 05:30 | 5:30 | 5.4002 | 30
2021-11-11 06:00 | 6:00 | 4.7055 | 30
2021-11-11 06:30 | 6:30 | 5.0244 | 30
2021-11-11 07:00 | 7:00 | 3.301 | 30
2021-11-11 07:30 | 7:30 | 3.2379 | 30
2021-11-11 08:00 | 8:00 | 3.1884 | 30
2021-11-11 08:30 | 8:30 | 1.9303 | 30
2021-11-11 09:00 | 9:00 | 1.8907 | 30
2021-11-11 09:30 | 9:30 | 3.4865 | 30
2021-11-11 10:00 | 10:00 | 2.9258 | 30
2021-11-11 10:30 | 10:30 | 3.3803 | 30
2021-11-11 11:00 | 11:00 | 4.9804 | 30
2021-11-11 11:30 | 11:30 | 4.0927 | 30
2021-11-11 12:00 | 12:00 | 4.5701 | 30
2021-11-11 12:30 | 12:30 | 5.532 | 30
2021-11-11 13:00 | 13:00 | 5.6215 | 30
2021-11-11 13:30 | 13:30 | 5.335 | 30
2021-11-11 14:00 | 14:00 | 7.6605 | 30
2021-11-11 14:30 | 14:30 | 8.6474 | 30
2021-11-11 15:00 | 15:00 | 8.1367 | 30
2021-11-11 15:30 | 15:30 | 7.0314 | 30
2021-11-11 16:00 | 16:00 | 7.2249 | 30
2021-11-11 16:30 | 16:30 | 7.4162 | 30
2021-11-11 17:00 | 17:00 | 7.9514 | 30
2021-11-11 17:30 | 17:30 | 8.4331 | 30
2021-11-11 18:00 | 18:00 | 9.0205 | 30
2021-11-11 18:30 | 18:30 | 9.3817 | 30
2021-11-11 19:00 | 19:00 | 9.0803 | 30
2021-11-11 19:30 | 19:30 | 9.086 | 30
2021-11-11 20:00 | 20:00 | 9.2236 | 30
2021-11-11 20:30 | 20:30 | 9.0471 | 30
2021-11-11 21:00 | 21:00 | 9.3908 | 30
2021-11-11 21:30 | 21:30 | 8.9029 | 30
2021-11-11 22:00 | 22:00 | 8.2963 | 30
2021-11-11 22:30 | 22:30 | 7.7956 | 30
2021-11-11 23:00 | 23:00 | 7.8465 | 30
2021-11-11 23:30 | 23:30 | 7.6493 | 30
2021-11-12 | 0:00 | 7.1614 | 30
2021-11-12 00:30 | 0:30 | 7.0103 | 30
2021-11-12 01:00 | 1:00 | 5.6663 | 30
2021-11-12 01:30 | 1:30 | 5.069 | 30
2021-11-12 02:00 | 2:00 | 6.0574 | 30
2021-11-12 02:30 | 2:30 | 4.7456 | 30
2021-11-12 03:00 | 3:00 | 6.1997 | 30
2021-11-12 03:30 | 3:30 | 6.2384 | 30
2021-11-12 04:00 | 4:00 | 6.1894 | 30
2021-11-12 04:30 | 4:30 | 6.4118 | 30
2021-11-12 05:00 | 5:00 | 6.5295 | 30
2021-11-12 05:30 | 5:30 | 6.7419 | 30
2021-11-12 06:00 | 6:00 | 7.2441 | 30
2021-11-12 06:30 | 6:30 | 7.3484 | 30
2021-11-12 07:00 | 7:00 | 7.0366 | 30
2021-11-12 07:30 | 7:30 | 5.8348 | 30
2021-11-12 08:00 | 8:00 | 6.1551 | 30
2021-11-12 08:30 | 8:30 | 5.9 | 30
2021-11-12 09:00 | 9:00 | 1.8967 | 30
2021-11-12 09:30 | 9:30 | 5.2503 | 30
2021-11-12 10:00 | 10:00 | 4.0022 | 30
2021-11-12 10:30 | 10:30 | 1.723 | 30
2021-11-12 11:00 | 11:00 | 1.0425 | 30
2021-11-12 11:30 | 11:30 | 3.134 | 30
2021-11-12 12:00 | 12:00 | 3.1073 | 30
2021-11-12 12:30 | 12:30 | 2.8759 | 30
2021-11-12 13:00 | 13:00 | 4.581 | 30
2021-11-12 13:30 | 13:30 | 3.1516 | 30
2021-11-12 14:00 | 14:00 | 2.4952 | 30
2021-11-12 14:30 | 14:30 | 4.7531 | 30
2021-11-12 15:00 | 15:00 | 5.2979 | 30
2021-11-12 15:30 | 15:30 | 4.6576 | 30
2021-11-12 16:00 | 16:00 | 8.148 | 30
2021-11-12 16:30 | 16:30 | 9.6702 | 30
2021-11-12 17:00 | 17:00 | 10.1674 | 30
2021-11-12 17:30 | 17:30 | 10.7008 | 30
2021-11-12 18:00 | 18:00 | 10.9774 | 30
2021-11-12 18:30 | 18:30 | 11.1339 | 30
2021-11-12 19:00 | 19:00 | 11.0509 | 30
2021-11-12 19:30 | 19:30 | 10.5782 | 30
2021-11-12 20:00 | 20:00 | 10.3796 | 30
2021-11-12 20:30 | 20:30 | 9.8401 | 30
2021-11-12 21:00 | 21:00 | 9.6947 | 30
2021-11-12 21:30 | 21:30 | 9.1319 | 30
2021-11-12 22:00 | 22:00 | 8.3855 | 30
2021-11-12 22:30 | 22:30 | 7.8509 | 30
2021-11-12 23:00 | 23:00 | 7.609 | 30
2021-11-12 23:30 | 23:30 | 7.0529 | 30
2021-11-13 | 0:00 | 6.4278 | 30
2021-11-13 00:30 | 0:30 | 6.2134 | 30
2021-11-13 01:00 | 1:00 | 6.1407 | 30
2021-11-13 01:30 | 1:30 | 5.8192 | 30
2021-11-13 02:00 | 2:00 | 5.5421 | 30
2021-11-13 02:30 | 2:30 | 5.358 | 30
2021-11-13 03:00 | 3:00 | 5.2531 | 30
2021-11-13 03:30 | 3:30 | 5.1445 | 30
2021-11-13 04:00 | 4:00 | 5.0836 | 30
2021-11-13 04:30 | 4:30 | 5.0261 | 30
2021-11-13 05:00 | 5:00 | 4.9065 | 30
2021-11-13 05:30 | 5:30 | 4.3021 | 30
2021-11-13 06:00 | 6:00 | 3.415 | 30
2021-11-13 06:30 | 6:30 | 2.4134 | 30
2021-11-13 07:00 | 7:00 | 1.5461 | 30
2021-11-13 07:30 | 7:30 | 1.1506 | 30
2021-11-13 08:00 | 8:00 | 1.5349 | 30
2021-11-13 08:30 | 8:30 | 2.2832 | 30
2021-11-13 09:00 | 9:00 | 2.5953 | 30
2021-11-13 09:30 | 9:30 | 2.6874 | 30
2021-11-13 10:00 | 10:00 | 3.7809 | 30
2021-11-13 10:30 | 10:30 | 3.0166 | 30
2021-11-13 11:00 | 11:00 | 2.3293 | 30
2021-11-13 11:30 | 11:30 | 2.2917 | 30
2021-11-13 12:00 | 12:00 | 2.1556 | 30
2021-11-13 12:30 | 12:30 | 2.0276 | 30
2021-11-13 13:00 | 13:00 | 1.7235 | 30
2021-11-13 13:30 | 13:30 | 1.2902 | 30
2021-11-13 14:00 | 14:00 | 0.50584 | 30
2021-11-13 14:30 | 14:30 | 0.66681 | 30
2021-11-13 15:00 | 15:00 | 1.985 | 30
2021-11-13 15:30 | 15:30 | 3.6656 | 30
2021-11-13 16:00 | 16:00 | 5.3243 | 30
2021-11-13 16:30 | 16:30 | 6.6351 | 30
2021-11-13 17:00 | 17:00 | 6.3977 | 30
2021-11-13 17:30 | 17:30 | 8.1167 | 30
2021-11-13 18:00 | 18:00 | 8.9443 | 30
2021-11-13 18:30 | 18:30 | 9.4418 | 30
2021-11-13 19:00 | 19:00 | 9.2864 | 30
2021-11-13 19:30 | 19:30 | 8.8598 | 30
2021-11-13 20:00 | 20:00 | 8.6813 | 30
2021-11-13 20:30 | 20:30 | 7.4722 | 30
2021-11-13 21:00 | 21:00 | 7.968 | 30
2021-11-13 21:30 | 21:30 | 7.7034 | 30
2021-11-13 22:00 | 22:00 | 7.5649 | 30
2021-11-13 22:30 | 22:30 | 7.2302 | 30
2021-11-13 23:00 | 23:00 | 7.2959 | 30
2021-11-13 23:30 | 23:30 | 6.9047 | 30
2021-11-14 | 0:00 | 6.5293 | 30
2021-11-14 00:30 | 0:30 | 6.4288 | 30
2021-11-14 01:00 | 1:00 | 6.3686 | 30
2021-11-14 01:30 | 1:30 | 6.1471 | 30
2021-11-14 02:00 | 2:00 | 5.0976 | 30
2021-11-14 02:30 | 2:30 | 4.6956 | 30
2021-11-14 03:00 | 3:00 | 4.8576 | 30
2021-11-14 03:30 | 3:30 | 4.8139 | 30
2021-11-14 04:00 | 4:00 | 4.8638 | 30
2021-11-14 04:30 | 4:30 | 4.6417 | 30
2021-11-14 05:00 | 5:00 | 4.2149 | 30
2021-11-14 05:30 | 5:30 | 3.5111 | 30
2021-11-14 06:00 | 6:00 | 2.7723 | 30
2021-11-14 06:30 | 6:30 | 1.9766 | 30
2021-11-14 07:00 | 7:00 | 1.4182 | 30
2021-11-14 07:30 | 7:30 | 1.3554 | 30
2021-11-14 08:00 | 8:00 | 1.7137 | 30
2021-11-14 08:30 | 8:30 | 2.2261 | 30
2021-11-14 09:00 | 9:00 | 2.8026 | 30
2021-11-14 09:30 | 9:30 | 3.2445 | 30
2021-11-14 10:00 | 10:00 | 3.4701 | 30
2021-11-14 10:30 | 10:30 | 3.5091 | 30
2021-11-14 11:00 | 11:00 | 3.6461 | 30
2021-11-14 11:30 | 11:30 | 3.1206 | 30
2021-11-14 12:00 | 12:00 | 2.6012 | 30
2021-11-14 12:30 | 12:30 | 1.6662 | 30
2021-11-14 13:00 | 13:00 | 1.3311 | 30
2021-11-14 13:30 | 13:30 | 0.71035 | 30
2021-11-14 14:00 | 14:00 | 0.37925 | 30
2021-11-14 14:30 | 14:30 | 1.2309 | 30
2021-11-14 15:00 | 15:00 | 1.8672 | 30
2021-11-14 15:30 | 15:30 | 3.581 | 30
2021-11-14 16:00 | 16:00 | 5.4051 | 30
2021-11-14 16:30 | 16:30 | 7.0141 | 30
2021-11-14 17:00 | 17:00 | 8.2632 | 30
2021-11-14 17:30 | 17:30 | 9.3997 | 30
2021-11-14 18:00 | 18:00 | 9.9543 | 30
2021-11-14 18:30 | 18:30 | 10.3567 | 30
2021-11-14 19:00 | 19:00 | 9.9602 | 30
2021-11-14 19:30 | 19:30 | 9.3245 | 30
2021-11-14 20:00 | 20:00 | 10.0032 | 30
2021-11-14 20:30 | 20:30 | 9.7762 | 30
2021-11-14 21:00 | 21:00 | 9.2294 | 30
2021-11-14 21:30 | 21:30 | 8.0531 | 30
2021-11-14 22:00 | 22:00 | 7.186 | 30
2021-11-14 22:30 | 22:30 | 6.358 | 30
2021-11-14 23:00 | 23:00 | 6.1651 | 30
2021-11-14 23:30 | 23:30 | 5.9401 | 30
2021-11-15 | 0:00 | 5.5303 | 30
2021-11-15 00:30 | 0:30 | 5.14 | 30
2021-11-15 01:00 | 1:00 | 4.9894 | 30
2021-11-15 01:30 | 1:30 | 4.8524 | 30
2021-11-15 02:00 | 2:00 | 4.8198 | 30
2021-11-15 02:30 | 2:30 | 5.9164 | 30
2021-11-15 03:00 | 3:00 | 5.8785 | 30
2021-11-15 03:30 | 3:30 | 5.9318 | 30
2021-11-15 04:00 | 4:00 | 5.7597 | 30
2021-11-15 04:30 | 4:30 | 5.8812 | 30
2021-11-15 05:00 | 5:00 | 6.1392 | 30
2021-11-15 05:30 | 5:30 | 5.6105 | 30
2021-11-15 06:00 | 6:00 | 5.0469 | 30
2021-11-15 06:30 | 6:30 | 4.2408 | 30
2021-11-15 07:00 | 7:00 | 3.3046 | 30
2021-11-15 07:30 | 7:30 | 1.9166 | 30
2021-11-15 08:00 | 8:00 | 0.7001 | 30
2021-11-15 08:30 | 8:30 | 0.38111 | 30
2021-11-15 09:00 | 9:00 | 0.95648 | 30
2021-11-15 09:30 | 9:30 | 1.5088 | 30
2021-11-15 10:00 | 10:00 | 2.0414 | 30
2021-11-15 10:30 | 10:30 | 1.8246 | 30
2021-11-15 11:00 | 11:00 | 2.2775 | 30
2021-11-15 11:30 | 11:30 | 2.9315 | 30
2021-11-15 12:00 | 12:00 | 2.8176 | 30
2021-11-15 12:30 | 12:30 | 2.5995 | 30
2021-11-15 13:00 | 13:00 | 2.2904 | 30
2021-11-15 13:30 | 13:30 | 1.7262 | 30
2021-11-15 14:00 | 14:00 | 1.1367 | 30
2021-11-15 14:30 | 14:30 | 0.59458 | 30
2021-11-15 15:00 | 15:00 | 1.4497 | 30
2021-11-15 15:30 | 15:30 | 3.2258 | 30
2021-11-15 16:00 | 16:00 | 5.129 | 30
2021-11-15 16:30 | 16:30 | 6.7784 | 30
2021-11-15 17:00 | 17:00 | 8.1517 | 30
2021-11-15 17:30 | 17:30 | 9.2024 | 30
2021-11-15 18:00 | 18:00 | 9.8134 | 30
2021-11-15 18:30 | 18:30 | 10.0523 | 30
2021-11-15 19:00 | 19:00 | 9.6854 | 30
2021-11-15 19:30 | 19:30 | 9.1289 | 30
2021-11-15 20:00 | 20:00 | 8.8879 | 30
2021-11-15 20:30 | 20:30 | 8.4656 | 30
2021-11-15 21:00 | 21:00 | 7.9565 | 30
2021-11-15 21:30 | 21:30 | 7.4244 | 30
2021-11-15 22:00 | 22:00 | 6.8765 | 30
2021-11-15 22:30 | 22:30 | 6.6537 | 30
2021-11-15 23:00 | 23:00 | 6.7227 | 30
2021-11-15 23:30 | 23:30 | 6.1255 | 30
2021-11-16 | 0:00 | 5.4357 | 30
2021-11-16 00:30 | 0:30 | 5.343 | 30
2021-11-16 01:00 | 1:00 | 6.2882 | 30
2021-11-16 01:30 | 1:30 | 6.3141 | 30
2021-11-16 02:00 | 2:00 | 5.6802 | 30
2021-11-16 02:30 | 2:30 | 5.4148 | 30
2021-11-16 03:00 | 3:00 | 5.3757 | 30
2021-11-16 03:30 | 3:30 | 5.3343 | 30
2021-11-16 04:00 | 4:00 | 5.2279 | 30
2021-11-16 04:30 | 4:30 | 4.8291 | 30
2021-11-16 05:00 | 5:00 | 4.7869 | 30
2021-11-16 05:30 | 5:30 | 4.2046 | 30
2021-11-16 06:00 | 6:00 | 3.7185 | 30
2021-11-16 06:30 | 6:30 | 3.9032 | 30
2021-11-16 07:00 | 7:00 | 3.0508 | 30
2021-11-16 07:30 | 7:30 | 2.152 | 30
2021-11-16 08:00 | 8:00 | 1.0433 | 30
2021-11-16 08:30 | 8:30 | 0.66998 | 30
2021-11-16 09:00 | 9:00 | 1.1081 | 30
2021-11-16 09:30 | 9:30 | 1.504 | 30
2021-11-16 10:00 | 10:00 | 2.1194 | 30
2021-11-16 10:30 | 10:30 | 2.88 | 30
2021-11-16 11:00 | 11:00 | 2.4284 | 30
2021-11-16 11:30 | 11:30 | 1.8773 | 30
2021-11-16 12:00 | 12:00 | 1.1712 | 30
2021-11-16 12:30 | 12:30 | 0.57426 | 30
2021-11-16 13:00 | 13:00 | 1.0604 | 30
2021-11-16 13:30 | 13:30 | 0.81492 | 30
2021-11-16 14:00 | 14:00 | 2.6213 | 30
2021-11-16 14:30 | 14:30 | 2.2259 | 30
2021-11-16 15:00 | 15:00 | 4.9497 | 30
2021-11-16 15:30 | 15:30 | 5.0317 | 30
2021-11-16 16:00 | 16:00 | 5.552 | 30
2021-11-16 16:30 | 16:30 | 7.2732 | 30
2021-11-16 17:00 | 17:00 | 8.1158 | 30
2021-11-16 17:30 | 17:30 | 9.4673 | 30
2021-11-16 18:00 | 18:00 | 9.9294 | 30
2021-11-16 18:30 | 18:30 | 10.2346 | 30
2021-11-16 19:00 | 19:00 | 9.865 | 30
2021-11-16 19:30 | 19:30 | 9.3331 | 30
2021-11-16 20:00 | 20:00 | 9.0732 | 30
2021-11-16 20:30 | 20:30 | 8.5744 | 30
2021-11-16 21:00 | 21:00 | 7.9916 | 30
2021-11-16 21:30 | 21:30 | 7.6018 | 30
2021-11-16 22:00 | 22:00 | 6.9344 | 30
2021-11-16 22:30 | 22:30 | 6.3552 | 30
2021-11-16 23:00 | 23:00 | 6.2524 | 30
2021-11-16 23:30 | 23:30 | 5.9102 | 30
2021-11-17 | 0:00 | 5.4848 | 30
2021-11-17 00:30 | 0:30 | 5.2687 | 30
2021-11-17 01:00 | 1:00 | 5.0829 | 30
2021-11-17 01:30 | 1:30 | 4.9297 | 30
2021-11-17 02:00 | 2:00 | 4.7293 | 30
2021-11-17 02:30 | 2:30 | 4.6082 | 30
2021-11-17 03:00 | 3:00 | 4.7205 | 30
2021-11-17 03:30 | 3:30 | 5.2596 | 30
2021-11-17 04:00 | 4:00 | 5.3793 | 30
2021-11-17 04:30 | 4:30 | 5.467 | 30
2021-11-17 05:00 | 5:00 | 5.4489 | 30
2021-11-17 05:30 | 5:30 | 5.0147 | 30
2021-11-17 06:00 | 6:00 | 4.6427 | 30
2021-11-17 06:30 | 6:30 | 4.16 | 30
2021-11-17 07:00 | 7:00 | 3.6636 | 30
2021-11-17 07:30 | 7:30 | 2.2838 | 30
2021-11-17 08:00 | 8:00 | 1.8385 | 30
2021-11-17 08:30 | 8:30 | 1.3703 | 30
2021-11-17 09:00 | 9:00 | 1.3202 | 30
2021-11-17 09:30 | 9:30 | 1.4074 | 30
2021-11-17 10:00 | 10:00 | 2.4324 | 30
2021-11-17 10:30 | 10:30 | 1.371 | 30
2021-11-17 11:00 | 11:00 | 0.87509 | 30
2021-11-17 11:30 | 11:30 | 2.388 | 30
2021-11-17 12:00 | 12:00 | 2.8111 | 30
2021-11-17 12:30 | 12:30 | 2.1061 | 30
2021-11-17 13:00 | 13:00 | 0.89245 | 30
2021-11-17 13:30 | 13:30 | 1.6614 | 30
2021-11-17 14:00 | 14:00 | 0.80415 | 30
2021-11-17 14:30 | 14:30 | 0.62349 | 30
2021-11-17 15:00 | 15:00 | 1.1194 | 30
2021-11-17 15:30 | 15:30 | 3.1419 | 30
2021-11-17 16:00 | 16:00 | 5.0357 | 30
2021-11-17 16:30 | 16:30 | 6.9085 | 30
2021-11-17 17:00 | 17:00 | 7.7277 | 30
2021-11-17 17:30 | 17:30 | 8.2088 | 30
2021-11-17 18:00 | 18:00 | 8.9467 | 30
2021-11-17 18:30 | 18:30 | 9.2712 | 30
2021-11-17 19:00 | 19:00 | 8.8952 | 30
2021-11-17 19:30 | 19:30 | 8.5595 | 30
2021-11-17 20:00 | 20:00 | 8.4405 | 30
2021-11-17 20:30 | 20:30 | 8.1701 | 30
2021-11-17 21:00 | 21:00 | 7.7232 | 30
2021-11-17 21:30 | 21:30 | 7.3066 | 30
2021-11-17 22:00 | 22:00 | 6.6458 | 30
2021-11-17 22:30 | 22:30 | 6.0766 | 30
2021-11-17 23:00 | 23:00 | 7.344 | 30
2021-11-17 23:30 | 23:30 | 7.1325 | 30
2021-11-18 | 0:00 | 6.6427 | 30
2021-11-18 00:30 | 0:30 | 6.4717 | 30
2021-11-18 01:00 | 1:00 | 6.4489 | 30
2021-11-18 01:30 | 1:30 | 6.336 | 30
2021-11-18 02:00 | 2:00 | 6.1833 | 30
2021-11-18 02:30 | 2:30 | 5.9191 | 30
2021-11-18 03:00 | 3:00 | 5.866 | 30
2021-11-18 03:30 | 3:30 | 5.7237 | 30
2021-11-18 04:00 | 4:00 | 4.9795 | 30
2021-11-18 04:30 | 4:30 | 5.111 | 30
2021-11-18 05:00 | 5:00 | 5.2011 | 30
2021-11-18 05:30 | 5:30 | 5.2257 | 30
2021-11-18 06:00 | 6:00 | 5.132 | 30
2021-11-18 06:30 | 6:30 | 5.4809 | 30
2021-11-18 07:00 | 7:00 | 4.492 | 30
2021-11-18 07:30 | 7:30 | 2.0903 | 30
2021-11-18 08:00 | 8:00 | 0.78098 | 30
2021-11-18 08:30 | 8:30 | 0.73094 | 30
2021-11-18 09:00 | 9:00 | 0.6603 | 30
2021-11-18 09:30 | 9:30 | 1.2165 | 30
2021-11-18 10:00 | 10:00 | 1.6364 | 30
2021-11-18 10:30 | 10:30 | 1.3053 | 30
2021-11-18 11:00 | 11:00 | 0.73199 | 30
2021-11-18 11:30 | 11:30 | 1.5114 | 30
2021-11-18 12:00 | 12:00 | 1.4391 | 30
2021-11-18 12:30 | 12:30 | 1.1439 | 30
2021-11-18 13:00 | 13:00 | 1.6519 | 30
2021-11-18 13:30 | 13:30 | 2.175 | 30
2021-11-18 14:00 | 14:00 | 4.4889 | 30
2021-11-18 14:30 | 14:30 | 4.9616 | 30
2021-11-18 15:00 | 15:00 | 5.155 | 30
2021-11-18 15:30 | 15:30 | 6.0977 | 30
2021-11-18 16:00 | 16:00 | 6.1644 | 30
2021-11-18 16:30 | 16:30 | 6.2055 | 30
2021-11-18 17:00 | 17:00 | 6.8228 | 30
2021-11-18 17:30 | 17:30 | 7.9691 | 30
2021-11-18 18:00 | 18:00 | 9.1039 | 30
2021-11-18 18:30 | 18:30 | 9.7401 | 30
2021-11-18 19:00 | 19:00 | 10.2136 | 30
2021-11-18 19:30 | 19:30 | 9.7722 | 30
2021-11-18 20:00 | 20:00 | 9.6592 | 30
2021-11-18 20:30 | 20:30 | 9.3778 | 30
2021-11-18 21:00 | 21:00 | 8.8147 | 30
2021-11-18 21:30 | 21:30 | 8.339 | 30
2021-11-18 22:00 | 22:00 | 7.6689 | 30
2021-11-18 22:30 | 22:30 | 6.4544 | 30
2021-11-18 23:00 | 23:00 | 6.2325 | 30
2021-11-18 23:30 | 23:30 | 5.7975 | 30
2021-11-19 | 0:00 | 5.314 | 30
2021-11-19 00:30 | 0:30 | 5.1032 | 30
2021-11-19 01:00 | 1:00 | 5.14 | 30
2021-11-19 01:30 | 1:30 | 4.9587 | 30
2021-11-19 02:00 | 2:00 | 4.7435 | 30
2021-11-19 02:30 | 2:30 | 4.6649 | 30
2021-11-19 03:00 | 3:00 | 4.5869 | 30
2021-11-19 03:30 | 3:30 | 4.6676 | 30
2021-11-19 04:00 | 4:00 | 4.6986 | 30
2021-11-19 04:30 | 4:30 | 4.7759 | 30
2021-11-19 05:00 | 5:00 | 5.4048 | 30
2021-11-19 05:30 | 5:30 | 5.1144 | 30
2021-11-19 06:00 | 6:00 | 5.1251 | 30
2021-11-19 06:30 | 6:30 | 3.7527 | 30
2021-11-19 07:00 | 7:00 | 2.5727 | 30
2021-11-19 07:30 | 7:30 | 2.043 | 30
2021-11-19 08:00 | 8:00 | 0.64353 | 30
2021-11-19 08:30 | 8:30 | 0.66758 | 30
2021-11-19 09:00 | 9:00 | 0.64579 | 30
2021-11-19 09:30 | 9:30 | 0.92759 | 30
2021-11-19 10:00 | 10:00 | 1.3145 | 30
2021-11-19 10:30 | 10:30 | 1.0259 | 30
2021-11-19 11:00 | 11:00 | 1.0054 | 30
2021-11-19 11:30 | 11:30 | 0.65735 | 30
2021-11-19 12:00 | 12:00 | 0.81805 | 30
2021-11-19 12:30 | 12:30 | 0.86511 | 30
2021-11-19 13:00 | 13:00 | 0.52807 | 30
2021-11-19 13:30 | 13:30 | 0.80503 | 30
2021-11-19 14:00 | 14:00 | 0.89383 | 30
2021-11-19 14:30 | 14:30 | 2.2631 | 30
2021-11-19 15:00 | 15:00 | 4.0364 | 30
2021-11-19 15:30 | 15:30 | 5.4076 | 30
2021-11-19 16:00 | 16:00 | 7.2701 | 30
2021-11-19 16:30 | 16:30 | 7.4218 | 30
2021-11-19 17:00 | 17:00 | 8.8827 | 30
2021-11-19 17:30 | 17:30 | 10.0359 | 30
2021-11-19 18:00 | 18:00 | 10.7894 | 30
2021-11-19 18:30 | 18:30 | 11.0419 | 30
2021-11-19 19:00 | 19:00 | 11.3684 | 30
2021-11-19 19:30 | 19:30 | 10.8783 | 30
2021-11-19 20:00 | 20:00 | 10.6343 | 30
2021-11-19 20:30 | 20:30 | 10.3228 | 30
2021-11-19 21:00 | 21:00 | 9.7721 | 30
2021-11-19 21:30 | 21:30 | 9.3151 | 30
2021-11-19 22:00 | 22:00 | 8.6387 | 30
2021-11-19 22:30 | 22:30 | 7.9559 | 30
2021-11-19 23:00 | 23:00 | 7.6856 | 30
2021-11-19 23:30 | 23:30 | 7.2663 | 30
2021-11-20 | 0:00 | 6.7358 | 30
2021-11-20 00:30 | 0:30 | 6.6443 | 30
2021-11-20 01:00 | 1:00 | 6.5586 | 30
2021-11-20 01:30 | 1:30 | 6.284 | 30
2021-11-20 02:00 | 2:00 | 6.2629 | 30
2021-11-20 02:30 | 2:30 | 6.1402 | 30
2021-11-20 03:00 | 3:00 | 6.0671 | 30
2021-11-20 03:30 | 3:30 | 5.9533 | 30
2021-11-20 04:00 | 4:00 | 5.6708 | 30
2021-11-20 04:30 | 4:30 | 5.3006 | 30
2021-11-20 05:00 | 5:00 | 5.1142 | 30
2021-11-20 05:30 | 5:30 | 4.6389 | 30
2021-11-20 06:00 | 6:00 | 4.0429 | 30
2021-11-20 06:30 | 6:30 | 2.9737 | 30
2021-11-20 07:00 | 7:00 | 2.0202 | 30
2021-11-20 07:30 | 7:30 | 1.3426 | 30
2021-11-20 08:00 | 8:00 | 0.81991 | 30
2021-11-20 08:30 | 8:30 | 0.78317 | 30
2021-11-20 09:00 | 9:00 | 1.0795 | 30
2021-11-20 09:30 | 9:30 | 1.1632 | 30
2021-11-20 10:00 | 10:00 | 1.3495 | 30
2021-11-20 10:30 | 10:30 | 1.0562 | 30
2021-11-20 11:00 | 11:00 | 0.6146 | 30
2021-11-20 11:30 | 11:30 | 0.21755 | 30
2021-11-20 12:00 | 12:00 | 0.58249 | 30
2021-11-20 12:30 | 12:30 | 1.337 | 30
2021-11-20 13:00 | 13:00 | 2.9813 | 30
2021-11-20 13:30 | 13:30 | 3.3661 | 30
2021-11-20 14:00 | 14:00 | 5.9953 | 30
2021-11-20 14:30 | 14:30 | 9.8195 | 30
2021-11-20 15:00 | 15:00 | 9.1574 | 30
2021-11-20 15:30 | 15:30 | 10.9214 | 30
2021-11-20 16:00 | 16:00 | 10.9873 | 30
2021-11-20 16:30 | 16:30 | 11.0308 | 30
2021-11-20 17:00 | 17:00 | 10.802 | 30
2021-11-20 17:30 | 17:30 | 11.4466 | 30
2021-11-20 18:00 | 18:00 | 11.1899 | 30
2021-11-20 18:30 | 18:30 | 11.0676 | 30
2021-11-20 19:00 | 19:00 | 10.7026 | 30
2021-11-20 19:30 | 19:30 | 10.2188 | 30
2021-11-20 20:00 | 20:00 | 9.8174 | 30
2021-11-20 20:30 | 20:30 | 9.0887 | 30
2021-11-20 21:00 | 21:00 | 8.4017 | 30
2021-11-20 21:30 | 21:30 | 7.9478 | 30
2021-11-20 22:00 | 22:00 | 7.3169 | 30
2021-11-20 22:30 | 22:30 | 6.6781 | 30
2021-11-20 23:00 | 23:00 | 6.6255 | 30
2021-11-20 23:30 | 23:30 | 6.284 | 30
2021-11-21 | 0:00 | 5.7413 | 30
2021-11-21 00:30 | 0:30 | 5.553 | 30
2021-11-21 01:00 | 1:00 | 5.4857 | 30
2021-11-21 01:30 | 1:30 | 5.1847 | 30
2021-11-21 02:00 | 2:00 | 4.9692 | 30
2021-11-21 02:30 | 2:30 | 4.8812 | 30
2021-11-21 03:00 | 3:00 | 5.2097 | 30
2021-11-21 03:30 | 3:30 | 5.4282 | 30
2021-11-21 04:00 | 4:00 | 5.3916 | 30
2021-11-21 04:30 | 4:30 | 5.4133 | 30
2021-11-21 05:00 | 5:00 | 5.066 | 30
2021-11-21 05:30 | 5:30 | 5.1108 | 30
2021-11-21 06:00 | 6:00 | 5.8162 | 30
2021-11-21 06:30 | 6:30 | 6.4728 | 30
2021-11-21 07:00 | 7:00 | 5.9705 | 30
2021-11-21 07:30 | 7:30 | 7.0224 | 30
2021-11-21 08:00 | 8:00 | 5.5705 | 30
2021-11-21 08:30 | 8:30 | 1.8267 | 30
2021-11-21 09:00 | 9:00 | 5.3123 | 30
2021-11-21 09:30 | 9:30 | 7.3187 | 30
2021-11-21 10:00 | 10:00 | 7.7106 | 30
2021-11-21 10:30 | 10:30 | 5.1378 | 30
2021-11-21 11:00 | 11:00 | 2.7393 | 30
2021-11-21 11:30 | 11:30 | 6.4098 | 30
2021-11-21 12:00 | 12:00 | 6.8613 | 30
2021-11-21 12:30 | 12:30 | 5.798 | 30
2021-11-21 13:00 | 13:00 | 5.1311 | 30
2021-11-21 13:30 | 13:30 | 4.6073 | 30
2021-11-21 14:00 | 14:00 | 4.8719 | 30
2021-11-21 14:30 | 14:30 | 5.3049 | 30
2021-11-21 15:00 | 15:00 | 4.9754 | 30
2021-11-21 15:30 | 15:30 | 6.8759 | 30
2021-11-21 16:00 | 16:00 | 8.2241 | 30
2021-11-21 16:30 | 16:30 | 9.0695 | 30
2021-11-21 17:00 | 17:00 | 9.5928 | 30
2021-11-21 17:30 | 17:30 | 10.5235 | 30
2021-11-21 18:00 | 18:00 | 11.0479 | 30
2021-11-21 18:30 | 18:30 | 11.1025 | 30
2021-11-21 19:00 | 19:00 | 10.8069 | 30
2021-11-21 19:30 | 19:30 | 10.3379 | 30
2021-11-21 20:00 | 20:00 | 10.0148 | 30
2021-11-21 20:30 | 20:30 | 9.6742 | 30
2021-11-21 21:00 | 21:00 | 9.0662 | 30
2021-11-21 21:30 | 21:30 | 8.4777 | 30
2021-11-21 22:00 | 22:00 | 7.689 | 30
2021-11-21 22:30 | 22:30 | 7.111 | 30
2021-11-21 23:00 | 23:00 | 7.1241 | 30
2021-11-21 23:30 | 23:30 | 6.824 | 30
2021-11-22 | 0:00 | 6.3942 | 30
2021-11-22 00:30 | 0:30 | 6.3323 | 30
2021-11-22 01:00 | 1:00 | 6.0075 | 30
2021-11-22 01:30 | 1:30 | 5.4493 | 30
2021-11-22 02:00 | 2:00 | 5.2646 | 30
2021-11-22 02:30 | 2:30 | 5.1362 | 30
2021-11-22 03:00 | 3:00 | 5.0251 | 30
2021-11-22 03:30 | 3:30 | 5.0691 | 30
2021-11-22 04:00 | 4:00 | 6.2787 | 30
2021-11-22 04:30 | 4:30 | 6.5955 | 30
2021-11-22 05:00 | 5:00 | 6.8309 | 30
2021-11-22 05:30 | 5:30 | 6.9389 | 30
2021-11-22 06:00 | 6:00 | 6.5091 | 30
2021-11-22 06:30 | 6:30 | 5.8056 | 30
2021-11-22 07:00 | 7:00 | 7.3139 | 30
2021-11-22 07:30 | 7:30 | 7.4117 | 30
2021-11-22 08:00 | 8:00 | 6.9103 | 30
2021-11-22 08:30 | 8:30 | 5.6908 | 30
2021-11-22 09:00 | 9:00 | 6.339 | 30
2021-11-22 09:30 | 9:30 | 5.7431 | 30
2021-11-22 10:00 | 10:00 | 6.4429 | 30
2021-11-22 10:30 | 10:30 | 5.6435 | 30
2021-11-22 11:00 | 11:00 | 5.5972 | 30
2021-11-22 11:30 | 11:30 | 5.5826 | 30
2021-11-22 12:00 | 12:00 | 5.4955 | 30
2021-11-22 12:30 | 12:30 | 5.0331 | 30
2021-11-22 13:00 | 13:00 | 1.8369 | 30
2021-11-22 13:30 | 13:30 | 1.0363 | 30
2021-11-22 14:00 | 14:00 | 1.4711 | 30
2021-11-22 14:30 | 14:30 | 2.2808 | 30
2021-11-22 15:00 | 15:00 | 1.9412 | 30
2021-11-22 15:30 | 15:30 | 4.3359 | 30
2021-11-22 16:00 | 16:00 | 4.6774 | 30
2021-11-22 16:30 | 16:30 | 5.9532 | 30
2021-11-22 17:00 | 17:00 | 7.6777 | 30
2021-11-22 17:30 | 17:30 | 8.8227 | 30
2021-11-22 18:00 | 18:00 | 9.4854 | 30
2021-11-22 18:30 | 18:30 | 9.8699 | 30
2021-11-22 19:00 | 19:00 | 9.6169 | 30
2021-11-22 19:30 | 19:30 | 9.1864 | 30
2021-11-22 20:00 | 20:00 | 9.0543 | 30
2021-11-22 20:30 | 20:30 | 8.9613 | 30
2021-11-22 21:00 | 21:00 | 8.5367 | 30
2021-11-22 21:30 | 21:30 | 7.991 | 30
2021-11-22 22:00 | 22:00 | 7.2159 | 30
2021-11-22 22:30 | 22:30 | 6.5915 | 30
2021-11-22 23:00 | 23:00 | 6.567 | 30
2021-11-22 23:30 | 23:30 | 6.4456 | 30
2021-11-23 | 0:00 | 5.9197 | 30
2021-11-23 00:30 | 0:30 | 5.6611 | 30
2021-11-23 01:00 | 1:00 | 5.2741 | 30
2021-11-23 01:30 | 1:30 | 4.9037 | 30
2021-11-23 02:00 | 2:00 | 4.8118 | 30
2021-11-23 02:30 | 2:30 | 5.2012 | 30
2021-11-23 03:00 | 3:00 | 5.1556 | 30
2021-11-23 03:30 | 3:30 | 5.5096 | 30
2021-11-23 04:00 | 4:00 | 5.4075 | 30
2021-11-23 04:30 | 4:30 | 5.2175 | 30
2021-11-23 05:00 | 5:00 | 4.8931 | 30
2021-11-23 05:30 | 5:30 | 4.5614 | 30
2021-11-23 06:00 | 6:00 | 4.0203 | 30
2021-11-23 06:30 | 6:30 | 3.3265 | 30
2021-11-23 07:00 | 7:00 | 2.989 | 30
2021-11-23 07:30 | 7:30 | 3.2737 | 30
2021-11-23 08:00 | 8:00 | 4.93 | 30
2021-11-23 08:30 | 8:30 | 3.1367 | 30
2021-11-23 09:00 | 9:00 | 1.5054 | 30
2021-11-23 09:30 | 9:30 | 1.2367 | 30
2021-11-23 10:00 | 10:00 | 0.8636 | 30
2021-11-23 10:30 | 10:30 | 0.86166 | 30
2021-11-23 11:00 | 11:00 | 3.0951 | 30
2021-11-23 11:30 | 11:30 | 1.6713 | 30
2021-11-23 12:00 | 12:00 | 1.489 | 30
2021-11-23 12:30 | 12:30 | 2.6763 | 30
2021-11-23 13:00 | 13:00 | 0.94155 | 30
2021-11-23 13:30 | 13:30 | 0.87121 | 30
2021-11-23 14:00 | 14:00 | 2.3243 | 30
2021-11-23 14:30 | 14:30 | 5.2657 | 30
2021-11-23 15:00 | 15:00 | 5.66 | 30
2021-11-23 15:30 | 15:30 | 5.1904 | 30
2021-11-23 16:00 | 16:00 | 7.5116 | 30
2021-11-23 16:30 | 16:30 | 7.7462 | 30
2021-11-23 17:00 | 17:00 | 7.9144 | 30
2021-11-23 17:30 | 17:30 | 8.7944 | 30
2021-11-23 18:00 | 18:00 | 9.3994 | 30
2021-11-23 18:30 | 18:30 | 9.8816 | 30
2021-11-23 19:00 | 19:00 | 9.6158 | 30
2021-11-23 19:30 | 19:30 | 10.1952 | 30
2021-11-23 20:00 | 20:00 | 10.1806 | 30
2021-11-23 20:30 | 20:30 | 10.0319 | 30
2021-11-23 21:00 | 21:00 | 9.5285 | 30
2021-11-23 21:30 | 21:30 | 8.9894 | 30
2021-11-23 22:00 | 22:00 | 7.815 | 30
2021-11-23 22:30 | 22:30 | 6.3308 | 30
2021-11-23 23:00 | 23:00 | 6.2413 | 30
2021-11-23 23:30 | 23:30 | 5.9227 | 30
2021-11-24 | 0:00 | 5.4585 | 30
2021-11-24 00:30 | 0:30 | 5.3246 | 30
2021-11-24 01:00 | 1:00 | 5.3359 | 30
2021-11-24 01:30 | 1:30 | 5.1807 | 30
2021-11-24 02:00 | 2:00 | 5.019 | 30
2021-11-24 02:30 | 2:30 | 4.9039 | 30
2021-11-24 03:00 | 3:00 | 4.828 | 30
2021-11-24 03:30 | 3:30 | 5.1442 | 30
2021-11-24 04:00 | 4:00 | 6.1702 | 30
2021-11-24 04:30 | 4:30 | 5.4229 | 30
2021-11-24 05:00 | 5:00 | 5.2956 | 30
2021-11-24 05:30 | 5:30 | 6.0325 | 30
2021-11-24 06:00 | 6:00 | 6.6167 | 30
2021-11-24 06:30 | 6:30 | 6.8268 | 30
2021-11-24 07:00 | 7:00 | 6.8203 | 30
2021-11-24 07:30 | 7:30 | 6.3701 | 30
2021-11-24 08:00 | 8:00 | 4.9912 | 30
2021-11-24 08:30 | 8:30 | 3.7664 | 30
2021-11-24 09:00 | 9:00 | 4.9253 | 30
2021-11-24 09:30 | 9:30 | 6.6951 | 30
2021-11-24 10:00 | 10:00 | 6.2834 | 30
2021-11-24 10:30 | 10:30 | 5.3479 | 30
2021-11-24 11:00 | 11:00 | 4.9514 | 30
2021-11-24 11:30 | 11:30 | 2.278 | 30
2021-11-24 12:00 | 12:00 | 0.71499 | 30
2021-11-24 12:30 | 12:30 | 3.5074 | 30
2021-11-24 13:00 | 13:00 | 3.0349 | 30
2021-11-24 13:30 | 13:30 | 1.2666 | 30
2021-11-24 14:00 | 14:00 | 1.2071 | 30
2021-11-24 14:30 | 14:30 | 4.6473 | 30
2021-11-24 15:00 | 15:00 | 5.8517 | 30
2021-11-24 15:30 | 15:30 | 4.1769 | 30
2021-11-24 16:00 | 16:00 | 6.1662 | 30
2021-11-24 16:30 | 16:30 | 6.7181 | 30
2021-11-24 17:00 | 17:00 | 7.5282 | 30
2021-11-24 17:30 | 17:30 | 9.9325 | 30
2021-11-24 18:00 | 18:00 | 10.9578 | 30
2021-11-24 18:30 | 18:30 | 11.4635 | 30
2021-11-24 19:00 | 19:00 | 11.3257 | 30
2021-11-24 19:30 | 19:30 | 10.7851 | 30
2021-11-24 20:00 | 20:00 | 10.5926 | 30
2021-11-24 20:30 | 20:30 | 8.9849 | 30
2021-11-24 21:00 | 21:00 | 8.8981 | 30
2021-11-24 21:30 | 21:30 | 9.3751 | 30
2021-11-24 22:00 | 22:00 | 8.3043 | 30
2021-11-24 22:30 | 22:30 | 7.548 | 30
2021-11-24 23:00 | 23:00 | 7.4988 | 30
2021-11-24 23:30 | 23:30 | 7.1465 | 30
2021-11-25 | 0:00 | 6.6963 | 30
2021-11-25 00:30 | 0:30 | 6.9387 | 30
2021-11-25 01:00 | 1:00 | 6.862 | 30
2021-11-25 01:30 | 1:30 | 6.6931 | 30
2021-11-25 02:00 | 2:00 | 6.4106 | 30
2021-11-25 02:30 | 2:30 | 6.2474 | 30
2021-11-25 03:00 | 3:00 | 6.1428 | 30
2021-11-25 03:30 | 3:30 | 6.1926 | 30
2021-11-25 04:00 | 4:00 | 6.3545 | 30
2021-11-25 04:30 | 4:30 | 6.4836 | 30
2021-11-25 05:00 | 5:00 | 6.5197 | 30
2021-11-25 05:30 | 5:30 | 6.4939 | 30
2021-11-25 06:00 | 6:00 | 6.1968 | 30
2021-11-25 06:30 | 6:30 | 5.4343 | 30
2021-11-25 07:00 | 7:00 | 6.7643 | 30
2021-11-25 07:30 | 7:30 | 7.743 | 30
2021-11-25 08:00 | 8:00 | 7.2797 | 30
2021-11-25 08:30 | 8:30 | 6.7431 | 30
2021-11-25 09:00 | 9:00 | 5.3886 | 30
2021-11-25 09:30 | 9:30 | 3.349 | 30
2021-11-25 10:00 | 10:00 | 3.8295 | 30
2021-11-25 10:30 | 10:30 | 6.2999 | 30
2021-11-25 11:00 | 11:00 | 3.0532 | 30
2021-11-25 11:30 | 11:30 | 5.4093 | 30
2021-11-25 12:00 | 12:00 | 5.0154 | 30
2021-11-25 12:30 | 12:30 | 5.9211 | 30
2021-11-25 13:00 | 13:00 | 4.642 | 30
2021-11-25 13:30 | 13:30 | 4.4446 | 30
2021-11-25 14:00 | 14:00 | 5.3479 | 30
2021-11-25 14:30 | 14:30 | 7.0301 | 30
2021-11-25 15:00 | 15:00 | 6.7839 | 30
2021-11-25 15:30 | 15:30 | 7.3151 | 30
2021-11-25 16:00 | 16:00 | 7.2627 | 30
2021-11-25 16:30 | 16:30 | 6.7892 | 30
2021-11-25 17:00 | 17:00 | 8.1808 | 30
2021-11-25 17:30 | 17:30 | 8.9675 | 30
2021-11-25 18:00 | 18:00 | 9.4841 | 30
2021-11-25 18:30 | 18:30 | 9.8576 | 30
2021-11-25 19:00 | 19:00 | 9.6697 | 30
2021-11-25 19:30 | 19:30 | 9.1517 | 30
2021-11-25 20:00 | 20:00 | 9.1425 | 30
2021-11-25 20:30 | 20:30 | 8.7751 | 30
2021-11-25 21:00 | 21:00 | 8.4286 | 30
2021-11-25 21:30 | 21:30 | 8.0526 | 30
2021-11-25 22:00 | 22:00 | 7.9097 | 30
2021-11-25 22:30 | 22:30 | 7.2952 | 30
2021-11-25 23:00 | 23:00 | 7.7775 | 30
2021-11-25 23:30 | 23:30 | 7.9662 | 30
2021-11-26 | 0:00 | 7.416 | 30
2021-11-26 00:30 | 0:30 | 7.0181 | 30
2021-11-26 01:00 | 1:00 | 6.5778 | 30
2021-11-26 01:30 | 1:30 | 5.7231 | 30
2021-11-26 02:00 | 2:00 | 5.459 | 30
2021-11-26 02:30 | 2:30 | 5.3881 | 30
2021-11-26 03:00 | 3:00 | 6.3416 | 30
2021-11-26 03:30 | 3:30 | 6.4832 | 30
2021-11-26 04:00 | 4:00 | 6.5735 | 30
2021-11-26 04:30 | 4:30 | 6.6546 | 30
2021-11-26 05:00 | 5:00 | 6.8637 | 30
2021-11-26 05:30 | 5:30 | 6.7168 | 30
2021-11-26 06:00 | 6:00 | 6.8682 | 30
2021-11-26 06:30 | 6:30 | 7.3183 | 30
2021-11-26 07:00 | 7:00 | 7.4129 | 30
2021-11-26 07:30 | 7:30 | 7.6683 | 30
2021-11-26 08:00 | 8:00 | 7.5942 | 30
2021-11-26 08:30 | 8:30 | 7.3364 | 30
2021-11-26 09:00 | 9:00 | 6.9265 | 30
2021-11-26 09:30 | 9:30 | 3.2934 | 30
2021-11-26 10:00 | 10:00 | 4.271 | 30
2021-11-26 10:30 | 10:30 | 3.1298 | 30
2021-11-26 11:00 | 11:00 | 4.1643 | 30
2021-11-26 11:30 | 11:30 | 4.6539 | 30
2021-11-26 12:00 | 12:00 | 1.8326 | 30
2021-11-26 12:30 | 12:30 | 3.1599 | 30
2021-11-26 13:00 | 13:00 | 2.4564 | 30
2021-11-26 13:30 | 13:30 | 1.4817 | 30
2021-11-26 14:00 | 14:00 | 5.515 | 30
2021-11-26 14:30 | 14:30 | 7.7709 | 30
2021-11-26 15:00 | 15:00 | 8.4067 | 30
2021-11-26 15:30 | 15:30 | 7.8118 | 30
2021-11-26 16:00 | 16:00 | 7.5505 | 30
2021-11-26 16:30 | 16:30 | 9.2637 | 30
2021-11-26 17:00 | 17:00 | 9.2933 | 30
2021-11-26 17:30 | 17:30 | 9.5694 | 30
2021-11-26 18:00 | 18:00 | 10.0952 | 30
2021-11-26 18:30 | 18:30 | 10.4769 | 30
2021-11-26 19:00 | 19:00 | 10.3416 | 30
2021-11-26 19:30 | 19:30 | 10.2559 | 30
2021-11-26 20:00 | 20:00 | 10.4491 | 30
2021-11-26 20:30 | 20:30 | 10.1955 | 30
2021-11-26 21:00 | 21:00 | 9.7166 | 30
2021-11-26 21:30 | 21:30 | 9.3871 | 30
2021-11-26 22:00 | 22:00 | 9.0666 | 30
2021-11-26 22:30 | 22:30 | 8.9604 | 30
2021-11-26 23:00 | 23:00 | 8.9673 | 30
2021-11-26 23:30 | 23:30 | 8.6086 | 30
2021-11-27 | 0:00 | 8.0241 | 30
2021-11-27 00:30 | 0:30 | 7.5566 | 30
2021-11-27 01:00 | 1:00 | 7.5228 | 30
2021-11-27 01:30 | 1:30 | 7.0908 | 30
2021-11-27 02:00 | 2:00 | 6.6799 | 30
2021-11-27 02:30 | 2:30 | 6.2984 | 30
2021-11-27 03:00 | 3:00 | 6.2221 | 30
2021-11-27 03:30 | 3:30 | 6.4604 | 30
2021-11-27 04:00 | 4:00 | 6.5286 | 30
2021-11-27 04:30 | 4:30 | 6.4508 | 30
2021-11-27 05:00 | 5:00 | 6.2636 | 30
2021-11-27 05:30 | 5:30 | 6.133 | 30
2021-11-27 06:00 | 6:00 | 5.8983 | 30
2021-11-27 06:30 | 6:30 | 5.1463 | 30
2021-11-27 07:00 | 7:00 | 5.3181 | 30
2021-11-27 07:30 | 7:30 | 5.1116 | 30
2021-11-27 08:00 | 8:00 | 3.2917 | 30
2021-11-27 08:30 | 8:30 | 3.0055 | 30
2021-11-27 09:00 | 9:00 | 4.2095 | 30
2021-11-27 09:30 | 9:30 | 2.3762 | 30
2021-11-27 10:00 | 10:00 | 4.6074 | 30
2021-11-27 10:30 | 10:30 | 5.3783 | 30
2021-11-27 11:00 | 11:00 | 4.3918 | 30
2021-11-27 11:30 | 11:30 | 1.5685 | 30
2021-11-27 12:00 | 12:00 | 1.5461 | 30
2021-11-27 12:30 | 12:30 | 3.4883 | 30
2021-11-27 13:00 | 13:00 | 6.0548 | 30
2021-11-27 13:30 | 13:30 | 5.8819 | 30
2021-11-27 14:00 | 14:00 | 7.0838 | 30
2021-11-27 14:30 | 14:30 | 6.2497 | 30
2021-11-27 15:00 | 15:00 | 7.1221 | 30
2021-11-27 15:30 | 15:30 | 7.1209 | 30
2021-11-27 16:00 | 16:00 | 7.6995 | 30
2021-11-27 16:30 | 16:30 | 7.8138 | 30
2021-11-27 17:00 | 17:00 | 8.0126 | 30
2021-11-27 17:30 | 17:30 | 8.8797 | 30
2021-11-27 18:00 | 18:00 | 9.8535 | 30
2021-11-27 18:30 | 18:30 | 10.0733 | 30
2021-11-27 19:00 | 19:00 | 9.4553 | 30
2021-11-27 19:30 | 19:30 | 9.0486 | 30
2021-11-27 20:00 | 20:00 | 8.7092 | 30
2021-11-27 20:30 | 20:30 | 8.6073 | 30
2021-11-27 21:00 | 21:00 | 8.0769 | 30
2021-11-27 21:30 | 21:30 | 7.7662 | 30
2021-11-27 22:00 | 22:00 | 7.2601 | 30
2021-11-27 22:30 | 22:30 | 6.7029 | 30
2021-11-27 23:00 | 23:00 | 6.7498 | 30
2021-11-27 23:30 | 23:30 | 6.5632 | 30
2021-11-28 | 0:00 | 6.0392 | 30
2021-11-28 00:30 | 0:30 | 5.8406 | 30
2021-11-28 01:00 | 1:00 | 5.8256 | 30
2021-11-28 01:30 | 1:30 | 5.7323 | 30
2021-11-28 02:00 | 2:00 | 5.4737 | 30
2021-11-28 02:30 | 2:30 | 5.346 | 30
2021-11-28 03:00 | 3:00 | 5.1996 | 30
2021-11-28 03:30 | 3:30 | 5.308 | 30
2021-11-28 04:00 | 4:00 | 5.5415 | 30
2021-11-28 04:30 | 4:30 | 5.5193 | 30
2021-11-28 05:00 | 5:00 | 5.3221 | 30
2021-11-28 05:30 | 5:30 | 5.1958 | 30
2021-11-28 06:00 | 6:00 | 5.0226 | 30
2021-11-28 06:30 | 6:30 | 4.6671 | 30
2021-11-28 07:00 | 7:00 | 4.5547 | 30
2021-11-28 07:30 | 7:30 | 2.9572 | 30
2021-11-28 08:00 | 8:00 | 2.005 | 30
2021-11-28 08:30 | 8:30 | 0.94519 | 30
2021-11-28 09:00 | 9:00 | 3.0178 | 30
2021-11-28 09:30 | 9:30 | 2.3321 | 30
2021-11-28 10:00 | 10:00 | 1.3022 | 30
2021-11-28 10:30 | 10:30 | 1.4052 | 30
2021-11-28 11:00 | 11:00 | 4.8469 | 30
2021-11-28 11:30 | 11:30 | 5.6097 | 30
2021-11-28 12:00 | 12:00 | 2.386 | 30
2021-11-28 12:30 | 12:30 | 4.7932 | 30
2021-11-28 13:00 | 13:00 | 8.3024 | 30
2021-11-28 13:30 | 13:30 | 7.9252 | 30
2021-11-28 14:00 | 14:00 | 7.9838 | 30
2021-11-28 14:30 | 14:30 | 8.641 | 30
2021-11-28 15:00 | 15:00 | 9.0633 | 30
2021-11-28 15:30 | 15:30 | 8.8835 | 30
2021-11-28 16:00 | 16:00 | 8.1954 | 30
2021-11-28 16:30 | 16:30 | 7.8809 | 30
2021-11-28 17:00 | 17:00 | 9.7269 | 30
2021-11-28 17:30 | 17:30 | 10.4096 | 30
2021-11-28 18:00 | 18:00 | 10.6982 | 30
2021-11-28 18:30 | 18:30 | 10.7213 | 30
2021-11-28 19:00 | 19:00 | 10.1841 | 30
2021-11-28 19:30 | 19:30 | 9.7917 | 30
2021-11-28 20:00 | 20:00 | 9.5956 | 30
2021-11-28 20:30 | 20:30 | 9.1785 | 30
2021-11-28 21:00 | 21:00 | 8.5371 | 30
2021-11-28 21:30 | 21:30 | 7.992 | 30
2021-11-28 22:00 | 22:00 | 7.2838 | 30
2021-11-28 22:30 | 22:30 | 6.6812 | 30
2021-11-28 23:00 | 23:00 | 6.6491 | 30
2021-11-28 23:30 | 23:30 | 6.4004 | 30
2021-11-29 | 0:00 | 5.8366 | 30
2021-11-29 00:30 | 0:30 | 5.5064 | 30
2021-11-29 01:00 | 1:00 | 5.4373 | 30
2021-11-29 01:30 | 1:30 | 5.2231 | 30
2021-11-29 02:00 | 2:00 | 5.1043 | 30
2021-11-29 02:30 | 2:30 | 4.9019 | 30
2021-11-29 03:00 | 3:00 | 4.983 | 30
2021-11-29 03:30 | 3:30 | 5.122 | 30
2021-11-29 04:00 | 4:00 | 5.187 | 30
2021-11-29 04:30 | 4:30 | 5.285 | 30
2021-11-29 05:00 | 5:00 | 5.3598 | 30
2021-11-29 05:30 | 5:30 | 5.3517 | 30
2021-11-29 06:00 | 6:00 | 4.5296 | 30
2021-11-29 06:30 | 6:30 | 4.1107 | 30
2021-11-29 07:00 | 7:00 | 3.7868 | 30
2021-11-29 07:30 | 7:30 | 3.1858 | 30
2021-11-29 08:00 | 8:00 | 2.6029 | 30
2021-11-29 08:30 | 8:30 | 1.3532 | 30
2021-11-29 09:00 | 9:00 | 1.2028 | 30
2021-11-29 09:30 | 9:30 | 1.4903 | 30
2021-11-29 10:00 | 10:00 | 1.2376 | 30
2021-11-29 10:30 | 10:30 | 2.8758 | 30
2021-11-29 11:00 | 11:00 | 1.2817 | 30
2021-11-29 11:30 | 11:30 | 0.61219 | 30
2021-11-29 12:00 | 12:00 | 0.60257 | 30
2021-11-29 12:30 | 12:30 | 2.146 | 30
2021-11-29 13:00 | 13:00 | 2.8152 | 30
2021-11-29 13:30 | 13:30 | 3.1883 | 30
2021-11-29 14:00 | 14:00 | 4.7528 | 30
2021-11-29 14:30 | 14:30 | 6.257 | 30
2021-11-29 15:00 | 15:00 | 6.0222 | 30
2021-11-29 15:30 | 15:30 | 6.3298 | 30
2021-11-29 16:00 | 16:00 | 8.3096 | 30
2021-11-29 16:30 | 16:30 | 8.3135 | 30
2021-11-29 17:00 | 17:00 | 9.2956 | 30
2021-11-29 17:30 | 17:30 | 10.0045 | 30
2021-11-29 18:00 | 18:00 | 10.941 | 30
2021-11-29 18:30 | 18:30 | 11.0761 | 30
2021-11-29 19:00 | 19:00 | 10.4198 | 30
2021-11-29 19:30 | 19:30 | 9.7346 | 30
2021-11-29 20:00 | 20:00 | 9.9665 | 30
2021-11-29 20:30 | 20:30 | 9.6929 | 30
2021-11-29 21:00 | 21:00 | 9.5797 | 30
2021-11-29 21:30 | 21:30 | 9.5108 | 30
2021-11-29 22:00 | 22:00 | 8.6654 | 30
2021-11-29 22:30 | 22:30 | 8.1283 | 30
2021-11-29 23:00 | 23:00 | 8.0551 | 30
2021-11-29 23:30 | 23:30 | 7.6475 | 30
2021-11-30 | 0:00 | 7.2445 | 30
2021-11-30 00:30 | 0:30 | 7.0122 | 30
2021-11-30 01:00 | 1:00 | 7.0137 | 30
2021-11-30 01:30 | 1:30 | 6.7904 | 30
2021-11-30 02:00 | 2:00 | 6.1106 | 30
2021-11-30 02:30 | 2:30 | 5.9356 | 30
2021-11-30 03:00 | 3:00 | 5.8435 | 30
2021-11-30 03:30 | 3:30 | 5.8969 | 30
2021-11-30 04:00 | 4:00 | 5.8449 | 30
2021-11-30 04:30 | 4:30 | 5.5262 | 30
2021-11-30 05:00 | 5:00 | 5.6784 | 30
2021-11-30 05:30 | 5:30 | 5.9181 | 30
2021-11-30 06:00 | 6:00 | 6.4173 | 30
2021-11-30 06:30 | 6:30 | 6.5394 | 30
2021-11-30 07:00 | 7:00 | 7.0125 | 30
2021-11-30 07:30 | 7:30 | 7.1802 | 30
2021-11-30 08:00 | 8:00 | 5.9878 | 30
2021-11-30 08:30 | 8:30 | 5.3861 | 30
2021-11-30 09:00 | 9:00 | 4.9616 | 30
2021-11-30 09:30 | 9:30 | 5.6629 | 30
2021-11-30 10:00 | 10:00 | 6.6405 | 30
2021-11-30 10:30 | 10:30 | 6.9919 | 30
2021-11-30 11:00 | 11:00 | 6.3573 | 30
2021-11-30 11:30 | 11:30 | 5.4358 | 30
2021-11-30 12:00 | 12:00 | 5.5634 | 30
2021-11-30 12:30 | 12:30 | 5.2884 | 30
2021-11-30 13:00 | 13:00 | 5.5675 | 30
2021-11-30 13:30 | 13:30 | 5.8537 | 30
2021-11-30 14:00 | 14:00 | 6.43 | 30
2021-11-30 14:30 | 14:30 | 6.1204 | 30
2021-11-30 15:00 | 15:00 | 6.3499 | 30
2021-11-30 15:30 | 15:30 | 7.163 | 30
2021-11-30 16:00 | 16:00 | 7.6145 | 30
2021-11-30 16:30 | 16:30 | 8.1804 | 30
2021-11-30 17:00 | 17:00 | 9.0795 | 30
2021-11-30 17:30 | 17:30 | 9.5346 | 30
2021-11-30 18:00 | 18:00 | 9.8591 | 30
2021-11-30 18:30 | 18:30 | 10.0991 | 30
2021-11-30 19:00 | 19:00 | 9.6762 | 30
2021-11-30 19:30 | 19:30 | 9.056 | 30
2021-11-30 20:00 | 20:00 | 8.7146 | 30
2021-11-30 20:30 | 20:30 | 8.5488 | 30
2021-11-30 21:00 | 21:00 | 8.0844 | 30
2021-11-30 21:30 | 21:30 | 7.7679 | 30
2021-11-30 22:00 | 22:00 | 7.0179 | 30
2021-11-30 22:30 | 22:30 | 6.5409 | 30
2021-11-30 23:00 | 23:00 | 6.5536 | 30
2021-11-30 23:30 | 23:30 | 6.2984 | 30
2021-12-01 | 0:00 | 5.9012 | 30
2021-12-01 00:30 | 0:30 | 5.7851 | 30
2021-12-01 01:00 | 1:00 | 5.7312 | 30
2021-12-01 01:30 | 1:30 | 5.4368 | 30
2021-12-01 02:00 | 2:00 | 4.8651 | 30
2021-12-01 02:30 | 2:30 | 4.6986 | 30
2021-12-01 03:00 | 3:00 | 4.7142 | 30
2021-12-01 03:30 | 3:30 | 4.6632 | 30
2021-12-01 04:00 | 4:00 | 4.7956 | 30
2021-12-01 04:30 | 4:30 | 4.9254 | 30
2021-12-01 05:00 | 5:00 | 5.8973 | 30
2021-12-01 05:30 | 5:30 | 6.1738 | 30
2021-12-01 06:00 | 6:00 | 6.6466 | 30
2021-12-01 06:30 | 6:30 | 6.0615 | 30
2021-12-01 07:00 | 7:00 | 7.3089 | 30
2021-12-01 07:30 | 7:30 | 7.6629 | 30
2021-12-01 08:00 | 8:00 | 6.4074 | 30
2021-12-01 08:30 | 8:30 | 5.0755 | 30
2021-12-01 09:00 | 9:00 | 5.8194 | 30
2021-12-01 09:30 | 9:30 | 4.8898 | 30
2021-12-01 10:00 | 10:00 | 5.8413 | 30
2021-12-01 10:30 | 10:30 | 4.2009 | 30
2021-12-01 11:00 | 11:00 | 3.383 | 30
2021-12-01 11:30 | 11:30 | 6.1676 | 30
2021-12-01 12:00 | 12:00 | 5.6486 | 30
2021-12-01 12:30 | 12:30 | 7.0839 | 30
2021-12-01 13:00 | 13:00 | 7.4389 | 30
2021-12-01 13:30 | 13:30 | 6.1688 | 30
2021-12-01 14:00 | 14:00 | 4.5568 | 30
2021-12-01 14:30 | 14:30 | 4.613 | 30
2021-12-01 15:00 | 15:00 | 5.3941 | 30
2021-12-01 15:30 | 15:30 | 5.5183 | 30
2021-12-01 16:00 | 16:00 | 5.7478 | 30
2021-12-01 16:30 | 16:30 | 7.5036 | 30
2021-12-01 17:00 | 17:00 | 8.3682 | 30
2021-12-01 17:30 | 17:30 | 9.1942 | 30
2021-12-01 18:00 | 18:00 | 9.9059 | 30
2021-12-01 18:30 | 18:30 | 10.1088 | 30
2021-12-01 19:00 | 19:00 | 10.1915 | 30
2021-12-01 19:30 | 19:30 | 9.8619 | 30
2021-12-01 20:00 | 20:00 | 10.0012 | 30
2021-12-01 20:30 | 20:30 | 10.4058 | 30
2021-12-01 21:00 | 21:00 | 9.9612 | 30
2021-12-01 21:30 | 21:30 | 9.6524 | 30
2021-12-01 22:00 | 22:00 | 8.9266 | 30
2021-12-01 22:30 | 22:30 | 8.2368 | 30
2021-12-01 23:00 | 23:00 | 8.2771 | 30
2021-12-01 23:30 | 23:30 | 7.7789 | 30
2021-12-02 | 0:00 | 7.1804 | 30
2021-12-02 00:30 | 0:30 | 7.1532 | 30
2021-12-02 01:00 | 1:00 | 7.1629 | 30
2021-12-02 01:30 | 1:30 | 6.8793 | 30
2021-12-02 02:00 | 2:00 | 6.6832 | 30
2021-12-02 02:30 | 2:30 | 6.431 | 30
2021-12-02 03:00 | 3:00 | 6.4818 | 30
2021-12-02 03:30 | 3:30 | 6.49 | 30
2021-12-02 04:00 | 4:00 | 6.505 | 30
2021-12-02 04:30 | 4:30 | 6.5725 | 30
2021-12-02 05:00 | 5:00 | 6.6848 | 30
2021-12-02 05:30 | 5:30 | 6.5291 | 30
2021-12-02 06:00 | 6:00 | 5.5062 | 30
2021-12-02 06:30 | 6:30 | 4.6463 | 30
2021-12-02 07:00 | 7:00 | 2.7249 | 30
2021-12-02 07:30 | 7:30 | 2.1158 | 30
2021-12-02 08:00 | 8:00 | 1.1544 | 30
2021-12-02 08:30 | 8:30 | 0.92864 | 30
2021-12-02 09:00 | 9:00 | 2.9211 | 30
2021-12-02 09:30 | 9:30 | 3.0275 | 30
2021-12-02 10:00 | 10:00 | 2.8169 | 30
2021-12-02 10:30 | 10:30 | 2.7148 | 30
2021-12-02 11:00 | 11:00 | 1.3143 | 30
2021-12-02 11:30 | 11:30 | 1.9549 | 30
2021-12-02 12:00 | 12:00 | 1.596 | 30
2021-12-02 12:30 | 12:30 | 1.655 | 30
2021-12-02 13:00 | 13:00 | 3.5312 | 30
2021-12-02 13:30 | 13:30 | 4.7186 | 30
2021-12-02 14:00 | 14:00 | 5.0488 | 30
2021-12-02 14:30 | 14:30 | 5.3978 | 30
2021-12-02 15:00 | 15:00 | 4.1026 | 30
2021-12-02 15:30 | 15:30 | 7.0235 | 30
2021-12-02 16:00 | 16:00 | 9.2895 | 30
2021-12-02 16:30 | 16:30 | 9.0927 | 30
2021-12-02 17:00 | 17:00 | 10.3921 | 30
2021-12-02 17:30 | 17:30 | 11.9609 | 30
2021-12-02 18:00 | 18:00 | 12.6573 | 30
2021-12-02 18:30 | 18:30 | 12.9955 | 30
2021-12-02 19:00 | 19:00 | 12.7759 | 30
2021-12-02 19:30 | 19:30 | 12.2743 | 30
2021-12-02 20:00 | 20:00 | 11.7969 | 30
2021-12-02 20:30 | 20:30 | 11.1496 | 30
2021-12-02 21:00 | 21:00 | 10.3666 | 30
2021-12-02 21:30 | 21:30 | 9.9314 | 30
2021-12-02 22:00 | 22:00 | 9.4054 | 30
2021-12-02 22:30 | 22:30 | 8.8092 | 30
2021-12-02 23:00 | 23:00 | 8.633 | 30
2021-12-02 23:30 | 23:30 | 8.4218 | 30
2021-12-03 | 0:00 | 7.8228 | 30
2021-12-03 00:30 | 0:30 | 6.6109 | 30
2021-12-03 01:00 | 1:00 | 6.1482 | 30
2021-12-03 01:30 | 1:30 | 6.0007 | 30
2021-12-03 02:00 | 2:00 | 5.8046 | 30
2021-12-03 02:30 | 2:30 | 5.4913 | 30
2021-12-03 03:00 | 3:00 | 6.6004 | 30
2021-12-03 03:30 | 3:30 | 6.5891 | 30
2021-12-03 04:00 | 4:00 | 6.6306 | 30
2021-12-03 04:30 | 4:30 | 6.6138 | 30
2021-12-03 05:00 | 5:00 | 5.8073 | 30
2021-12-03 05:30 | 5:30 | 6.2699 | 30
2021-12-03 06:00 | 6:00 | 5.8592 | 30
2021-12-03 06:30 | 6:30 | 5.0626 | 30
2021-12-03 07:00 | 7:00 | 4.0937 | 30
2021-12-03 07:30 | 7:30 | 3.0858 | 30
2021-12-03 08:00 | 8:00 | 2.2275 | 30
2021-12-03 08:30 | 8:30 | 1.994 | 30
2021-12-03 09:00 | 9:00 | 1.8784 | 30
2021-12-03 09:30 | 9:30 | 2.0364 | 30
2021-12-03 10:00 | 10:00 | 3.3482 | 30
2021-12-03 10:30 | 10:30 | 3.3105 | 30
2021-12-03 11:00 | 11:00 | 4.5726 | 30
2021-12-03 11:30 | 11:30 | 5.9244 | 30
2021-12-03 12:00 | 12:00 | 7.0224 | 30
2021-12-03 12:30 | 12:30 | 7.6797 | 30
2021-12-03 13:00 | 13:00 | 6.5858 | 30
2021-12-03 13:30 | 13:30 | 5.8173 | 30
2021-12-03 14:00 | 14:00 | 5.3585 | 30
2021-12-03 14:30 | 14:30 | 4.5278 | 30
2021-12-03 15:00 | 15:00 | 5.3409 | 30
2021-12-03 15:30 | 15:30 | 7.3652 | 30
2021-12-03 16:00 | 16:00 | 9.1663 | 30
2021-12-03 16:30 | 16:30 | 10.5898 | 30
2021-12-03 17:00 | 17:00 | 11.135 | 30
2021-12-03 17:30 | 17:30 | 11.6555 | 30
2021-12-03 18:00 | 18:00 | 12.1888 | 30
2021-12-03 18:30 | 18:30 | 12.0174 | 30
2021-12-03 19:00 | 19:00 | 11.7917 | 30
2021-12-03 19:30 | 19:30 | 11.2703 | 30
2021-12-03 20:00 | 20:00 | 10.9807 | 30
2021-12-03 20:30 | 20:30 | 10.3511 | 30
2021-12-03 21:00 | 21:00 | 9.4601 | 30
2021-12-03 21:30 | 21:30 | 9.1418 | 30
2021-12-03 22:00 | 22:00 | 8.5241 | 30
2021-12-03 22:30 | 22:30 | 7.8362 | 30
2021-12-03 23:00 | 23:00 | 7.7495 | 30
2021-12-03 23:30 | 23:30 | 7.4459 | 30
2021-12-04 | 0:00 | 7.3286 | 30
2021-12-04 00:30 | 0:30 | 7.6798 | 30
2021-12-04 01:00 | 1:00 | 7.4704 | 30
2021-12-04 01:30 | 1:30 | 7.1246 | 30
2021-12-04 02:00 | 2:00 | 6.9187 | 30
2021-12-04 02:30 | 2:30 | 6.7863 | 30
2021-12-04 03:00 | 3:00 | 6.5511 | 30
2021-12-04 03:30 | 3:30 | 6.5365 | 30
2021-12-04 04:00 | 4:00 | 6.56 | 30
2021-12-04 04:30 | 4:30 | 6.4603 | 30
2021-12-04 05:00 | 5:00 | 6.2483 | 30
2021-12-04 05:30 | 5:30 | 5.8511 | 30
2021-12-04 06:00 | 6:00 | 5.1512 | 30
2021-12-04 06:30 | 6:30 | 4.4146 | 30
2021-12-04 07:00 | 7:00 | 3.7332 | 30
2021-12-04 07:30 | 7:30 | 2.9592 | 30
2021-12-04 08:00 | 8:00 | 2.396 | 30
2021-12-04 08:30 | 8:30 | 1.8629 | 30
2021-12-04 09:00 | 9:00 | 1.6445 | 30
2021-12-04 09:30 | 9:30 | 1.573 | 30
2021-12-04 10:00 | 10:00 | 1.0665 | 30
2021-12-04 10:30 | 10:30 | 1.4228 | 30
2021-12-04 11:00 | 11:00 | 2.0823 | 30
2021-12-04 11:30 | 11:30 | 2.474 | 30
2021-12-04 12:00 | 12:00 | 2.8898 | 30
2021-12-04 12:30 | 12:30 | 3.7365 | 30
2021-12-04 13:00 | 13:00 | 4.4767 | 30
2021-12-04 13:30 | 13:30 | 5.2902 | 30
2021-12-04 14:00 | 14:00 | 6.4296 | 30
2021-12-04 14:30 | 14:30 | 7.5721 | 30
2021-12-04 15:00 | 15:00 | 8.9459 | 30
2021-12-04 15:30 | 15:30 | 11.615 | 30
2021-12-04 16:00 | 16:00 | 11.5177 | 30
2021-12-04 16:30 | 16:30 | 12.7028 | 30
2021-12-04 17:00 | 17:00 | 13.3908 | 30
2021-12-04 17:30 | 17:30 | 13.0421 | 30
2021-12-04 18:00 | 18:00 | 13.1357 | 30
2021-12-04 18:30 | 18:30 | 13.0374 | 30
2021-12-04 19:00 | 19:00 | 11.9544 | 30
2021-12-04 19:30 | 19:30 | 10.8866 | 30
2021-12-04 20:00 | 20:00 | 10.4137 | 30
2021-12-04 20:30 | 20:30 | 9.8253 | 30
2021-12-04 21:00 | 21:00 | 9.3677 | 30
2021-12-04 21:30 | 21:30 | 8.9296 | 30
2021-12-04 22:00 | 22:00 | 8.3253 | 30
2021-12-04 22:30 | 22:30 | 7.7061 | 30
2021-12-04 23:00 | 23:00 | 7.7506 | 30
2021-12-04 23:30 | 23:30 | 7.4614 | 30
2021-12-05 | 0:00 | 6.9532 | 30
2021-12-05 00:30 | 0:30 | 6.7534 | 30
2021-12-05 01:00 | 1:00 | 6.6839 | 30
2021-12-05 01:30 | 1:30 | 6.3678 | 30
2021-12-05 02:00 | 2:00 | 6.4461 | 30
2021-12-05 02:30 | 2:30 | 6.2921 | 30
2021-12-05 03:00 | 3:00 | 6.187 | 30
2021-12-05 03:30 | 3:30 | 6.1452 | 30
2021-12-05 04:00 | 4:00 | 5.2943 | 30
2021-12-05 04:30 | 4:30 | 5.0482 | 30
2021-12-05 05:00 | 5:00 | 4.8419 | 30
2021-12-05 05:30 | 5:30 | 4.1306 | 30
2021-12-05 06:00 | 6:00 | 4.1939 | 30
2021-12-05 06:30 | 6:30 | 4.0669 | 30
2021-12-05 07:00 | 7:00 | 3.322 | 30
2021-12-05 07:30 | 7:30 | 3.2984 | 30
2021-12-05 08:00 | 8:00 | 4.1347 | 30
2021-12-05 08:30 | 8:30 | 4.0527 | 30
2021-12-05 09:00 | 9:00 | 2.6461 | 30
2021-12-05 09:30 | 9:30 | 3.1016 | 30
2021-12-05 10:00 | 10:00 | 3.9625 | 30
2021-12-05 10:30 | 10:30 | 2.5206 | 30
2021-12-05 11:00 | 11:00 | 0.97293 | 30
2021-12-05 11:30 | 11:30 | 1.1157 | 30
2021-12-05 12:00 | 12:00 | 1.2045 | 30
2021-12-05 12:30 | 12:30 | 1.7803 | 30
2021-12-05 13:00 | 13:00 | 5.4243 | 30
2021-12-05 13:30 | 13:30 | 2.5485 | 30
2021-12-05 14:00 | 14:00 | 1.1644 | 30
2021-12-05 14:30 | 14:30 | 3.1188 | 30
2021-12-05 15:00 | 15:00 | 4.4753 | 30
2021-12-05 15:30 | 15:30 | 6.3644 | 30
2021-12-05 16:00 | 16:00 | 7.2093 | 30
2021-12-05 16:30 | 16:30 | 8.5609 | 30
2021-12-05 17:00 | 17:00 | 9.7407 | 30
2021-12-05 17:30 | 17:30 | 10.5624 | 30
2021-12-05 18:00 | 18:00 | 11.2332 | 30
2021-12-05 18:30 | 18:30 | 11.4602 | 30
2021-12-05 19:00 | 19:00 | 11.1227 | 30
2021-12-05 19:30 | 19:30 | 10.6991 | 30
2021-12-05 20:00 | 20:00 | 10.1967 | 30
2021-12-05 20:30 | 20:30 | 9.8454 | 30
2021-12-05 21:00 | 21:00 | 9.1972 | 30
2021-12-05 21:30 | 21:30 | 8.6182 | 30
2021-12-05 22:00 | 22:00 | 8.0183 | 30
2021-12-05 22:30 | 22:30 | 7.3167 | 30
2021-12-05 23:00 | 23:00 | 7.3459 | 30
2021-12-05 23:30 | 23:30 | 7 | 30
2021-12-06 | 0:00 | 6.5473 | 30
2021-12-06 00:30 | 0:30 | 6.3737 | 30
2021-12-06 01:00 | 1:00 | 6.3592 | 30
2021-12-06 01:30 | 1:30 | 6.1254 | 30
2021-12-06 02:00 | 2:00 | 5.8523 | 30
2021-12-06 02:30 | 2:30 | 5.7177 | 30
2021-12-06 03:00 | 3:00 | 5.636 | 30
2021-12-06 03:30 | 3:30 | 5.6692 | 30
2021-12-06 04:00 | 4:00 | 5.7483 | 30
2021-12-06 04:30 | 4:30 | 5.7453 | 30
2021-12-06 05:00 | 5:00 | 5.8131 | 30
2021-12-06 05:30 | 5:30 | 5.263 | 30
2021-12-06 06:00 | 6:00 | 5.0332 | 30
2021-12-06 06:30 | 6:30 | 4.9431 | 30
2021-12-06 07:00 | 7:00 | 3.7698 | 30
2021-12-06 07:30 | 7:30 | 2.2251 | 30
2021-12-06 08:00 | 8:00 | 2.5066 | 30
2021-12-06 08:30 | 8:30 | 3.8751 | 30
2021-12-06 09:00 | 9:00 | 3.7351 | 30
2021-12-06 09:30 | 9:30 | 0.83398 | 30
2021-12-06 10:00 | 10:00 | 0.61888 | 30
2021-12-06 10:30 | 10:30 | 1.8249 | 30
2021-12-06 11:00 | 11:00 | 1.79 | 30
2021-12-06 11:30 | 11:30 | 0.45778 | 30
2021-12-06 12:00 | 12:00 | 0.48238 | 30
2021-12-06 12:30 | 12:30 | 0.37571 | 30
2021-12-06 13:00 | 13:00 | 1.14 | 30
2021-12-06 13:30 | 13:30 | 2.3665 | 30
2021-12-06 14:00 | 14:00 | 2.8826 | 30
2021-12-06 14:30 | 14:30 | 3.2434 | 30
2021-12-06 15:00 | 15:00 | 4.0935 | 30
2021-12-06 15:30 | 15:30 | 7.7994 | 30
2021-12-06 16:00 | 16:00 | 8.8124 | 30
2021-12-06 16:30 | 16:30 | 9.2919 | 30
2021-12-06 17:00 | 17:00 | 10.2861 | 30
2021-12-06 17:30 | 17:30 | 10.3542 | 30
2021-12-06 18:00 | 18:00 | 11.174 | 30
2021-12-06 18:30 | 18:30 | 11.2821 | 30
2021-12-06 19:00 | 19:00 | 11.0488 | 30
2021-12-06 19:30 | 19:30 | 10.5888 | 30
2021-12-06 20:00 | 20:00 | 10.279 | 30
2021-12-06 20:30 | 20:30 | 9.8089 | 30
2021-12-06 21:00 | 21:00 | 9.3614 | 30
2021-12-06 21:30 | 21:30 | 8.7116 | 30
2021-12-06 22:00 | 22:00 | 7.9434 | 30
2021-12-06 22:30 | 22:30 | 7.4011 | 30
2021-12-06 23:00 | 23:00 | 7.259 | 30
2021-12-06 23:30 | 23:30 | 6.8637 | 30
2021-12-07 | 0:00 | 6.3835 | 30
2021-12-07 00:30 | 0:30 | 6.1779 | 30
2021-12-07 01:00 | 1:00 | 6.0799 | 30
2021-12-07 01:30 | 1:30 | 5.952 | 30
2021-12-07 02:00 | 2:00 | 5.7482 | 30
2021-12-07 02:30 | 2:30 | 5.5803 | 30
2021-12-07 03:00 | 3:00 | 5.4756 | 30
2021-12-07 03:30 | 3:30 | 5.4647 | 30
2021-12-07 04:00 | 4:00 | 5.5476 | 30
2021-12-07 04:30 | 4:30 | 5.6001 | 30
2021-12-07 05:00 | 5:00 | 5.7718 | 30
2021-12-07 05:30 | 5:30 | 5.0931 | 30
2021-12-07 06:00 | 6:00 | 4.5613 | 30
2021-12-07 06:30 | 6:30 | 4.6604 | 30
2021-12-07 07:00 | 7:00 | 4.9142 | 30
2021-12-07 07:30 | 7:30 | 4.7491 | 30
2021-12-07 08:00 | 8:00 | 4.3387 | 30
2021-12-07 08:30 | 8:30 | 4.2971 | 30
2021-12-07 09:00 | 9:00 | 2.3059 | 30
2021-12-07 09:30 | 9:30 | 2.8982 | 30
2021-12-07 10:00 | 10:00 | 2.4651 | 30
2021-12-07 10:30 | 10:30 | 3.0421 | 30
2021-12-07 11:00 | 11:00 | 2.9232 | 30
2021-12-07 11:30 | 11:30 | 3.1488 | 30
2021-12-07 12:00 | 12:00 | 2.3815 | 30
2021-12-07 12:30 | 12:30 | 1.7305 | 30
2021-12-07 13:00 | 13:00 | 1.5625 | 30
2021-12-07 13:30 | 13:30 | 1.3238 | 30
2021-12-07 14:00 | 14:00 | 3.066 | 30
2021-12-07 14:30 | 14:30 | 3.8944 | 30
2021-12-07 15:00 | 15:00 | 5.0986 | 30
2021-12-07 15:30 | 15:30 | 6.5814 | 30
2021-12-07 16:00 | 16:00 | 6.29 | 30
2021-12-07 16:30 | 16:30 | 8.7031 | 30
2021-12-07 17:00 | 17:00 | 8.5033 | 30
2021-12-07 17:30 | 17:30 | 10.2279 | 30
2021-12-07 18:00 | 18:00 | 11.2482 | 30
2021-12-07 18:30 | 18:30 | 11.6366 | 30
2021-12-07 19:00 | 19:00 | 11.4311 | 30
2021-12-07 19:30 | 19:30 | 10.994 | 30
2021-12-07 20:00 | 20:00 | 10.7263 | 30
2021-12-07 20:30 | 20:30 | 10.3638 | 30
2021-12-07 21:00 | 21:00 | 9.8536 | 30
2021-12-07 21:30 | 21:30 | 9.2259 | 30
2021-12-07 22:00 | 22:00 | 8.4036 | 30
2021-12-07 22:30 | 22:30 | 7.7782 | 30
2021-12-07 23:00 | 23:00 | 7.6432 | 30
2021-12-07 23:30 | 23:30 | 7.2348 | 30
2021-12-08 | 0:00 | 6.6443 | 30
2021-12-08 00:30 | 0:30 | 6.4612 | 30
2021-12-08 01:00 | 1:00 | 6.3998 | 30
2021-12-08 01:30 | 1:30 | 6.1396 | 30
2021-12-08 02:00 | 2:00 | 5.8152 | 30
2021-12-08 02:30 | 2:30 | 5.7828 | 30
2021-12-08 03:00 | 3:00 | 5.9476 | 30
2021-12-08 03:30 | 3:30 | 6.0159 | 30
2021-12-08 04:00 | 4:00 | 6.2023 | 30
2021-12-08 04:30 | 4:30 | 6.6475 | 30
2021-12-08 05:00 | 5:00 | 6.8673 | 30
2021-12-08 05:30 | 5:30 | 6.5339 | 30
2021-12-08 06:00 | 6:00 | 6.5082 | 30
2021-12-08 06:30 | 6:30 | 5.7309 | 30
2021-12-08 07:00 | 7:00 | 5.4107 | 30
2021-12-08 07:30 | 7:30 | 5.6059 | 30
2021-12-08 08:00 | 8:00 | 4.5097 | 30
2021-12-08 08:30 | 8:30 | 3.7347 | 30
2021-12-08 09:00 | 9:00 | 4.1741 | 30
2021-12-08 09:30 | 9:30 | 4.3637 | 30
2021-12-08 10:00 | 10:00 | 2.6357 | 30
2021-12-08 10:30 | 10:30 | 2.4621 | 30
2021-12-08 11:00 | 11:00 | 3.2842 | 30
2021-12-08 11:30 | 11:30 | 3.0093 | 30
2021-12-08 12:00 | 12:00 | 4.9276 | 30
2021-12-08 12:30 | 12:30 | 4.9336 | 30
2021-12-08 13:00 | 13:00 | 5.6662 | 30
2021-12-08 13:30 | 13:30 | 10.4381 | 30
2021-12-08 14:00 | 14:00 | 10.522 | 30
2021-12-08 14:30 | 14:30 | 9.9592 | 30
2021-12-08 15:00 | 15:00 | 9.8843 | 30
2021-12-08 15:30 | 15:30 | 9.5752 | 30
2021-12-08 16:00 | 16:00 | 8.4218 | 30
2021-12-08 16:30 | 16:30 | 9.3307 | 30
2021-12-08 17:00 | 17:00 | 10.1847 | 30
2021-12-08 17:30 | 17:30 | 10.3106 | 30
2021-12-08 18:00 | 18:00 | 10.8105 | 30
2021-12-08 18:30 | 18:30 | 11.0292 | 30
2021-12-08 19:00 | 19:00 | 10.856 | 30
2021-12-08 19:30 | 19:30 | 10.2025 | 30
2021-12-08 20:00 | 20:00 | 9.76 | 30
2021-12-08 20:30 | 20:30 | 9.4486 | 30
2021-12-08 21:00 | 21:00 | 8.9864 | 30
2021-12-08 21:30 | 21:30 | 8.5185 | 30
2021-12-08 22:00 | 22:00 | 7.7701 | 30
2021-12-08 22:30 | 22:30 | 7.1862 | 30
2021-12-08 23:00 | 23:00 | 7.2892 | 30
2021-12-08 23:30 | 23:30 | 7.0152 | 30
2021-12-09 | 0:00 | 6.4585 | 30
2021-12-09 00:30 | 0:30 | 6.224 | 30
2021-12-09 01:00 | 1:00 | 6.2657 | 30
2021-12-09 01:30 | 1:30 | 5.6866 | 30
2021-12-09 02:00 | 2:00 | 5.3858 | 30
2021-12-09 02:30 | 2:30 | 5.3419 | 30
2021-12-09 03:00 | 3:00 | 5.2405 | 30
2021-12-09 03:30 | 3:30 | 5.2429 | 30
2021-12-09 04:00 | 4:00 | 5.213 | 30
2021-12-09 04:30 | 4:30 | 5.4404 | 30
2021-12-09 05:00 | 5:00 | 5.4049 | 30
2021-12-09 05:30 | 5:30 | 4.997 | 30
2021-12-09 06:00 | 6:00 | 4.4515 | 30
2021-12-09 06:30 | 6:30 | 3.8433 | 30
2021-12-09 07:00 | 7:00 | 2.6984 | 30
2021-12-09 07:30 | 7:30 | 1.6365 | 30
2021-12-09 08:00 | 8:00 | 0.75601 | 30
2021-12-09 08:30 | 8:30 | 0.48216 | 30
2021-12-09 09:00 | 9:00 | 0.37002 | 30
2021-12-09 09:30 | 9:30 | 0.70751 | 30
2021-12-09 10:00 | 10:00 | 0.63613 | 30
2021-12-09 10:30 | 10:30 | 0.51238 | 30
2021-12-09 11:00 | 11:00 | 0.44101 | 30
2021-12-09 11:30 | 11:30 | 0.33532 | 30
2021-12-09 12:00 | 12:00 | 0.85278 | 30
2021-12-09 12:30 | 12:30 | 1.4763 | 30
2021-12-09 13:00 | 13:00 | 2.2807 | 30
2021-12-09 13:30 | 13:30 | 3.7741 | 30
2021-12-09 14:00 | 14:00 | 4.9526 | 30
2021-12-09 14:30 | 14:30 | 5.8309 | 30
2021-12-09 15:00 | 15:00 | 8.0777 | 30
2021-12-09 15:30 | 15:30 | 8.1795 | 30
2021-12-09 16:00 | 16:00 | 9.883 | 30
2021-12-09 16:30 | 16:30 | 13.3408 | 30
2021-12-09 17:00 | 17:00 | 13.7572 | 30
2021-12-09 17:30 | 17:30 | 13.9996 | 30
2021-12-09 18:00 | 18:00 | 14.1553 | 30
2021-12-09 18:30 | 18:30 | 13.4061 | 30
2021-12-09 19:00 | 19:00 | 11.1961 | 30
2021-12-09 19:30 | 19:30 | 10.3042 | 30
2021-12-09 20:00 | 20:00 | 9.9041 | 30
2021-12-09 20:30 | 20:30 | 9.9245 | 30
2021-12-09 21:00 | 21:00 | 9.7503 | 30
2021-12-09 21:30 | 21:30 | 9.2305 | 30
2021-12-09 22:00 | 22:00 | 8.5002 | 30
2021-12-09 22:30 | 22:30 | 7.8085 | 30
2021-12-09 23:00 | 23:00 | 7.8087 | 30
2021-12-09 23:30 | 23:30 | 7.5066 | 30
2021-12-10 | 0:00 | 7.0822 | 30
2021-12-10 00:30 | 0:30 | 7.0216 | 30
2021-12-10 01:00 | 1:00 | 7.0346 | 30
2021-12-10 01:30 | 1:30 | 6.8014 | 30
2021-12-10 02:00 | 2:00 | 6.5263 | 30
2021-12-10 02:30 | 2:30 | 6.4007 | 30
2021-12-10 03:00 | 3:00 | 6.0811 | 30
2021-12-10 03:30 | 3:30 | 5.2098 | 30
2021-12-10 04:00 | 4:00 | 5.2678 | 30
2021-12-10 04:30 | 4:30 | 5.2295 | 30
2021-12-10 05:00 | 5:00 | 6.1514 | 30
2021-12-10 05:30 | 5:30 | 6.3289 | 30
2021-12-10 06:00 | 6:00 | 6.1337 | 30
2021-12-10 06:30 | 6:30 | 5.7544 | 30
2021-12-10 07:00 | 7:00 | 5.7083 | 30
2021-12-10 07:30 | 7:30 | 4.7697 | 30
2021-12-10 08:00 | 8:00 | 2.2925 | 30
2021-12-10 08:30 | 8:30 | 1.5004 | 30
2021-12-10 09:00 | 9:00 | 1.5386 | 30
2021-12-10 09:30 | 9:30 | 1.4491 | 30
2021-12-10 10:00 | 10:00 | 1.6936 | 30
2021-12-10 10:30 | 10:30 | 1.7203 | 30
2021-12-10 11:00 | 11:00 | 3.0787 | 30
2021-12-10 11:30 | 11:30 | 4.6795 | 30
2021-12-10 12:00 | 12:00 | 5.889 | 30
2021-12-10 12:30 | 12:30 | 6.6634 | 30
2021-12-10 13:00 | 13:00 | 5.8858 | 30
2021-12-10 13:30 | 13:30 | 4.4944 | 30
2021-12-10 14:00 | 14:00 | 4.9794 | 30
2021-12-10 14:30 | 14:30 | 4.5485 | 30
2021-12-10 15:00 | 15:00 | 5.7585 | 30
2021-12-10 15:30 | 15:30 | 7.4397 | 30
2021-12-10 16:00 | 16:00 | 8.8682 | 30
2021-12-10 16:30 | 16:30 | 10.4675 | 30
2021-12-10 17:00 | 17:00 | 11.6718 | 30
2021-12-10 17:30 | 17:30 | 12.3874 | 30
2021-12-10 18:00 | 18:00 | 12.4287 | 30
2021-12-10 18:30 | 18:30 | 11.9896 | 30
2021-12-10 19:00 | 19:00 | 11.7418 | 30
2021-12-10 19:30 | 19:30 | 11.0224 | 30
2021-12-10 20:00 | 20:00 | 10.6112 | 30
2021-12-10 20:30 | 20:30 | 9.9894 | 30
2021-12-10 21:00 | 21:00 | 9.2424 | 30
2021-12-10 21:30 | 21:30 | 8.5673 | 30
2021-12-10 22:00 | 22:00 | 8.0391 | 30
2021-12-10 22:30 | 22:30 | 7.5263 | 30
2021-12-10 23:00 | 23:00 | 7.3361 | 30
2021-12-10 23:30 | 23:30 | 6.8891 | 30
2021-12-11 | 0:00 | 6.2335 | 30
2021-12-11 00:30 | 0:30 | 6.0363 | 30
2021-12-11 01:00 | 1:00 | 4.9635 | 30
2021-12-11 01:30 | 1:30 | 3.9333 | 30
2021-12-11 02:00 | 2:00 | 4.1482 | 30
2021-12-11 02:30 | 2:30 | 4.2932 | 30
2021-12-11 03:00 | 3:00 | 4.5635 | 30
2021-12-11 03:30 | 3:30 | 4.3799 | 30
2021-12-11 04:00 | 4:00 | 4.3732 | 30
2021-12-11 04:30 | 4:30 | 4.2695 | 30
2021-12-11 05:00 | 5:00 | 4.0868 | 30
2021-12-11 05:30 | 5:30 | 3.6626 | 30
2021-12-11 06:00 | 6:00 | 3.2373 | 30
2021-12-11 06:30 | 6:30 | 2.9416 | 30
2021-12-11 07:00 | 7:00 | 2.2384 | 30
2021-12-11 07:30 | 7:30 | 1.4947 | 30
2021-12-11 08:00 | 8:00 | 0.74161 | 30
2021-12-11 08:30 | 8:30 | 0.35274 | 30
2021-12-11 09:00 | 9:00 | 0.4006 | 30
2021-12-11 09:30 | 9:30 | 0.54568 | 30
2021-12-11 10:00 | 10:00 | 0.36121 | 30
2021-12-11 10:30 | 10:30 | 0.42383 | 30
2021-12-11 11:00 | 11:00 | 0.40029 | 30
2021-12-11 11:30 | 11:30 | 1.0878 | 30
2021-12-11 12:00 | 12:00 | 2.6495 | 30
2021-12-11 12:30 | 12:30 | 1.9341 | 30
2021-12-11 13:00 | 13:00 | 2.0958 | 30
2021-12-11 13:30 | 13:30 | 2.4941 | 30
2021-12-11 14:00 | 14:00 | 3.2928 | 30
2021-12-11 14:30 | 14:30 | 3.4925 | 30
2021-12-11 15:00 | 15:00 | 5.197 | 30
2021-12-11 15:30 | 15:30 | 5.9235 | 30
2021-12-11 16:00 | 16:00 | 7.0428 | 30
2021-12-11 16:30 | 16:30 | 8.0602 | 30
2021-12-11 17:00 | 17:00 | 8.7999 | 30
2021-12-11 17:30 | 17:30 | 9.5176 | 30
2021-12-11 18:00 | 18:00 | 9.8609 | 30
2021-12-11 18:30 | 18:30 | 9.6668 | 30
2021-12-11 19:00 | 19:00 | 8.8014 | 30
2021-12-11 19:30 | 19:30 | 8.6614 | 30
2021-12-11 20:00 | 20:00 | 8.6308 | 30
2021-12-11 20:30 | 20:30 | 8.2635 | 30
2021-12-11 21:00 | 21:00 | 8.0049 | 30
2021-12-11 21:30 | 21:30 | 7.6792 | 30
2021-12-11 22:00 | 22:00 | 7.2669 | 30
2021-12-11 22:30 | 22:30 | 6.7852 | 30
2021-12-11 23:00 | 23:00 | 6.726 | 30
2021-12-11 23:30 | 23:30 | 6.3834 | 30
2021-12-12 | 0:00 | 5.7911 | 30
2021-12-12 00:30 | 0:30 | 5.3332 | 30
2021-12-12 01:00 | 1:00 | 5.8752 | 30
2021-12-12 01:30 | 1:30 | 5.9303 | 30
2021-12-12 02:00 | 2:00 | 5.7499 | 30
2021-12-12 02:30 | 2:30 | 5.5672 | 30
2021-12-12 03:00 | 3:00 | 5.4685 | 30
2021-12-12 03:30 | 3:30 | 5.3596 | 30
2021-12-12 04:00 | 4:00 | 5.3582 | 30
2021-12-12 04:30 | 4:30 | 5.1948 | 30
2021-12-12 05:00 | 5:00 | 4.9342 | 30
2021-12-12 05:30 | 5:30 | 4.4496 | 30
2021-12-12 06:00 | 6:00 | 3.91 | 30
2021-12-12 06:30 | 6:30 | 3.1809 | 30
2021-12-12 07:00 | 7:00 | 2.4522 | 30
2021-12-12 07:30 | 7:30 | 1.6381 | 30
2021-12-12 08:00 | 8:00 | 1.1654 | 30
2021-12-12 08:30 | 8:30 | 2.0012 | 30
2021-12-12 09:00 | 9:00 | 1.6578 | 30
2021-12-12 09:30 | 9:30 | 1.6943 | 30
2021-12-12 10:00 | 10:00 | 1.6521 | 30
2021-12-12 10:30 | 10:30 | 1.2318 | 30
2021-12-12 11:00 | 11:00 | 3.0133 | 30
2021-12-12 11:30 | 11:30 | 3.8125 | 30
2021-12-12 12:00 | 12:00 | 4.8693 | 30
2021-12-12 12:30 | 12:30 | 2.3256 | 30
2021-12-12 13:00 | 13:00 | 2.7776 | 30
2021-12-12 13:30 | 13:30 | 2.1189 | 30
2021-12-12 14:00 | 14:00 | 2.4982 | 30
2021-12-12 14:30 | 14:30 | 2.6644 | 30
2021-12-12 15:00 | 15:00 | 5.1784 | 30
2021-12-12 15:30 | 15:30 | 6.4299 | 30
2021-12-12 16:00 | 16:00 | 8.5351 | 30
2021-12-12 16:30 | 16:30 | 8.7756 | 30
2021-12-12 17:00 | 17:00 | 9.0592 | 30
2021-12-12 17:30 | 17:30 | 10.535 | 30
2021-12-12 18:00 | 18:00 | 11.0326 | 30
2021-12-12 18:30 | 18:30 | 12.1513 | 30
2021-12-12 19:00 | 19:00 | 11.8682 | 30
2021-12-12 19:30 | 19:30 | 10.6844 | 30
2021-12-12 20:00 | 20:00 | 10.2713 | 30
2021-12-12 20:30 | 20:30 | 9.8319 | 30
2021-12-12 21:00 | 21:00 | 9.2819 | 30
2021-12-12 21:30 | 21:30 | 8.7776 | 30
2021-12-12 22:00 | 22:00 | 8.1357 | 30
2021-12-12 22:30 | 22:30 | 7.5394 | 30
2021-12-12 23:00 | 23:00 | 7.4965 | 30
2021-12-12 23:30 | 23:30 | 7.1404 | 30
2021-12-13 | 0:00 | 6.6546 | 30
2021-12-13 00:30 | 0:30 | 5.9301 | 30
2021-12-13 01:00 | 1:00 | 5.6747 | 30
2021-12-13 01:30 | 1:30 | 5.4242 | 30
2021-12-13 02:00 | 2:00 | 5.1258 | 30
2021-12-13 02:30 | 2:30 | 5.044 | 30
2021-12-13 03:00 | 3:00 | 5.2984 | 30
2021-12-13 03:30 | 3:30 | 5.3728 | 30
2021-12-13 04:00 | 4:00 | 5.8896 | 30
2021-12-13 04:30 | 4:30 | 5.8749 | 30
2021-12-13 05:00 | 5:00 | 5.8581 | 30
2021-12-13 05:30 | 5:30 | 5.4331 | 30
2021-12-13 06:00 | 6:00 | 4.9196 | 30
2021-12-13 06:30 | 6:30 | 4.1352 | 30
2021-12-13 07:00 | 7:00 | 3.3326 | 30
2021-12-13 07:30 | 7:30 | 2.2813 | 30
2021-12-13 08:00 | 8:00 | 1.3566 | 30
2021-12-13 08:30 | 8:30 | 1.7369 | 30
2021-12-13 09:00 | 9:00 | 1.832 | 30
2021-12-13 09:30 | 9:30 | 1.5851 | 30
2021-12-13 10:00 | 10:00 | 1.5167 | 30
2021-12-13 10:30 | 10:30 | 3.2827 | 30
2021-12-13 11:00 | 11:00 | 3.609 | 30
2021-12-13 11:30 | 11:30 | 3.907 | 30
2021-12-13 12:00 | 12:00 | 4.442 | 30
2021-12-13 12:30 | 12:30 | 4.2461 | 30
2021-12-13 13:00 | 13:00 | 3.565 | 30
2021-12-13 13:30 | 13:30 | 0.60872 | 30
2021-12-13 14:00 | 14:00 | 0.71247 | 30
2021-12-13 14:30 | 14:30 | 2.2887 | 30
2021-12-13 15:00 | 15:00 | 2.5013 | 30
2021-12-13 15:30 | 15:30 | 4.4474 | 30
2021-12-13 16:00 | 16:00 | 6.5299 | 30
2021-12-13 16:30 | 16:30 | 8.0707 | 30
2021-12-13 17:00 | 17:00 | 9.2946 | 30
2021-12-13 17:30 | 17:30 | 10.4453 | 30
2021-12-13 18:00 | 18:00 | 11.3162 | 30
2021-12-13 18:30 | 18:30 | 11.2399 | 30
2021-12-13 19:00 | 19:00 | 11.0932 | 30
2021-12-13 19:30 | 19:30 | 10.7199 | 30
2021-12-13 20:00 | 20:00 | 10.4585 | 30
2021-12-13 20:30 | 20:30 | 10.0934 | 30
2021-12-13 21:00 | 21:00 | 9.4598 | 30
2021-12-13 21:30 | 21:30 | 8.6199 | 30
2021-12-13 22:00 | 22:00 | 7.8661 | 30
2021-12-13 22:30 | 22:30 | 7.2039 | 30
2021-12-13 23:00 | 23:00 | 6.8588 | 30
2021-12-13 23:30 | 23:30 | 6.2815 | 30
2021-12-14 | 0:00 | 5.7394 | 30
2021-12-14 00:30 | 0:30 | 5.5116 | 30
2021-12-14 01:00 | 1:00 | 5.4009 | 30
2021-12-14 01:30 | 1:30 | 5.1895 | 30
2021-12-14 02:00 | 2:00 | 4.9664 | 30
2021-12-14 02:30 | 2:30 | 4.8432 | 30
2021-12-14 03:00 | 3:00 | 4.7529 | 30
2021-12-14 03:30 | 3:30 | 4.6999 | 30
2021-12-14 04:00 | 4:00 | 4.8225 | 30
2021-12-14 04:30 | 4:30 | 4.8162 | 30
2021-12-14 05:00 | 5:00 | 4.7536 | 30
2021-12-14 05:30 | 5:30 | 4.3275 | 30
2021-12-14 06:00 | 6:00 | 3.8409 | 30
2021-12-14 06:30 | 6:30 | 3.0673 | 30
2021-12-14 07:00 | 7:00 | 2.1802 | 30
2021-12-14 07:30 | 7:30 | 1.4774 | 30
2021-12-14 08:00 | 8:00 | 0.81493 | 30
2021-12-14 08:30 | 8:30 | 1.0792 | 30
2021-12-14 09:00 | 9:00 | 1.3327 | 30
2021-12-14 09:30 | 9:30 | 2.0549 | 30
2021-12-14 10:00 | 10:00 | 2.4079 | 30
2021-12-14 10:30 | 10:30 | 2.4058 | 30
2021-12-14 11:00 | 11:00 | 2.2897 | 30
2021-12-14 11:30 | 11:30 | 1.9221 | 30
2021-12-14 12:00 | 12:00 | 1.5013 | 30
2021-12-14 12:30 | 12:30 | 0.96914 | 30
2021-12-14 13:00 | 13:00 | 0.31432 | 30
2021-12-14 13:30 | 13:30 | 0.46786 | 30
2021-12-14 14:00 | 14:00 | 1.4797 | 30
2021-12-14 14:30 | 14:30 | 2.6892 | 30
2021-12-14 15:00 | 15:00 | 4.118 | 30
2021-12-14 15:30 | 15:30 | 6.2785 | 30
2021-12-14 16:00 | 16:00 | 8.0102 | 30
2021-12-14 16:30 | 16:30 | 9.6526 | 30
2021-12-14 17:00 | 17:00 | 11.0291 | 30
2021-12-14 17:30 | 17:30 | 11.6932 | 30
2021-12-14 18:00 | 18:00 | 11.7303 | 30
2021-12-14 18:30 | 18:30 | 11.9879 | 30
2021-12-14 19:00 | 19:00 | 11.8968 | 30
2021-12-14 19:30 | 19:30 | 11.4575 | 30
2021-12-14 20:00 | 20:00 | 11.332 | 30
2021-12-14 20:30 | 20:30 | 10.7341 | 30
2021-12-14 21:00 | 21:00 | 10.0161 | 30
2021-12-14 21:30 | 21:30 | 8.8334 | 30
2021-12-14 22:00 | 22:00 | 7.8265 | 30
2021-12-14 22:30 | 22:30 | 7.1471 | 30
2021-12-14 23:00 | 23:00 | 7.0441 | 30
2021-12-14 23:30 | 23:30 | 6.5398 | 30
2021-12-15 | 0:00 | 6.0421 | 30
2021-12-15 00:30 | 0:30 | 5.8367 | 30
2021-12-15 01:00 | 1:00 | 5.4225 | 30
2021-12-15 01:30 | 1:30 | 5.1083 | 30
2021-12-15 02:00 | 2:00 | 4.9215 | 30
2021-12-15 02:30 | 2:30 | 4.7268 | 30
2021-12-15 03:00 | 3:00 | 5.1442 | 30
2021-12-15 03:30 | 3:30 | 5.3008 | 30
2021-12-15 04:00 | 4:00 | 5.361 | 30
2021-12-15 04:30 | 4:30 | 5.4185 | 30
2021-12-15 05:00 | 5:00 | 5.4028 | 30
2021-12-15 05:30 | 5:30 | 4.9994 | 30
2021-12-15 06:00 | 6:00 | 4.196 | 30
2021-12-15 06:30 | 6:30 | 3.0143 | 30
2021-12-15 07:00 | 7:00 | 2.046 | 30
2021-12-15 07:30 | 7:30 | 1.2201 | 30
2021-12-15 08:00 | 8:00 | 0.69225 | 30
2021-12-15 08:30 | 8:30 | 1.2119 | 30
2021-12-15 09:00 | 9:00 | 1.6734 | 30
2021-12-15 09:30 | 9:30 | 2.165 | 30
2021-12-15 10:00 | 10:00 | 1.9839 | 30
2021-12-15 10:30 | 10:30 | 1.6311 | 30
2021-12-15 11:00 | 11:00 | 1.6112 | 30
2021-12-15 11:30 | 11:30 | 1.193 | 30
2021-12-15 12:00 | 12:00 | 0.84216 | 30
2021-12-15 12:30 | 12:30 | 0.45863 | 30
2021-12-15 13:00 | 13:00 | 0.47352 | 30
2021-12-15 13:30 | 13:30 | 0.90691 | 30
2021-12-15 14:00 | 14:00 | 2.2295 | 30
2021-12-15 14:30 | 14:30 | 3.0359 | 30
2021-12-15 15:00 | 15:00 | 4.3353 | 30
2021-12-15 15:30 | 15:30 | 6.2368 | 30
2021-12-15 16:00 | 16:00 | 7.7982 | 30
2021-12-15 16:30 | 16:30 | 9.1485 | 30
2021-12-15 17:00 | 17:00 | 10.169 | 30
2021-12-15 17:30 | 17:30 | 11.2119 | 30
2021-12-15 18:00 | 18:00 | 11.7331 | 30
2021-12-15 18:30 | 18:30 | 11.6638 | 30
2021-12-15 19:00 | 19:00 | 11.6365 | 30
2021-12-15 19:30 | 19:30 | 11.2091 | 30
2021-12-15 20:00 | 20:00 | 11.0049 | 30
2021-12-15 20:30 | 20:30 | 10.6075 | 30
2021-12-15 21:00 | 21:00 | 9.8611 | 30
2021-12-15 21:30 | 21:30 | 9.2165 | 30
2021-12-15 22:00 | 22:00 | 8.19 | 30
2021-12-15 22:30 | 22:30 | 7.4864 | 30
2021-12-15 23:00 | 23:00 | 7.3013 | 30
2021-12-15 23:30 | 23:30 | 6.9237 | 30
2021-12-16 | 0:00 | 6.3401 | 30
2021-12-16 00:30 | 0:30 | 6.192 | 30
2021-12-16 01:00 | 1:00 | 6.0772 | 30
2021-12-16 01:30 | 1:30 | 5.8173 | 30
2021-12-16 02:00 | 2:00 | 5.395 | 30
2021-12-16 02:30 | 2:30 | 5.1441 | 30
2021-12-16 03:00 | 3:00 | 5.0469 | 30
2021-12-16 03:30 | 3:30 | 5.0013 | 30
2021-12-16 04:00 | 4:00 | 5.0401 | 30
2021-12-16 04:30 | 4:30 | 5.0485 | 30
2021-12-16 05:00 | 5:00 | 4.9396 | 30
2021-12-16 05:30 | 5:30 | 4.8411 | 30
2021-12-16 06:00 | 6:00 | 4.1455 | 30
2021-12-16 06:30 | 6:30 | 2.9627 | 30
2021-12-16 07:00 | 7:00 | 3.238 | 30
2021-12-16 07:30 | 7:30 | 2.4413 | 30
2021-12-16 08:00 | 8:00 | 1.6045 | 30
2021-12-16 08:30 | 8:30 | 0.90678 | 30
2021-12-16 09:00 | 9:00 | 1.1318 | 30
2021-12-16 09:30 | 9:30 | 1.7057 | 30
2021-12-16 10:00 | 10:00 | 1.8598 | 30
2021-12-16 10:30 | 10:30 | 1.4025 | 30
2021-12-16 11:00 | 11:00 | 0.87131 | 30
2021-12-16 11:30 | 11:30 | 3.7 | 30
2021-12-16 12:00 | 12:00 | 3.2104 | 30
2021-12-16 12:30 | 12:30 | 0.9198 | 30
2021-12-16 13:00 | 13:00 | 1.9183 | 30
2021-12-16 13:30 | 13:30 | 1.9748 | 30
2021-12-16 14:00 | 14:00 | 4.3334 | 30
2021-12-16 14:30 | 14:30 | 9.1265 | 30
2021-12-16 15:00 | 15:00 | 7.6287 | 30
2021-12-16 15:30 | 15:30 | 7.9766 | 30
2021-12-16 16:00 | 16:00 | 8.9464 | 30
2021-12-16 16:30 | 16:30 | 10.1697 | 30
2021-12-16 17:00 | 17:00 | 11.0787 | 30
2021-12-16 17:30 | 17:30 | 11.6432 | 30
2021-12-16 18:00 | 18:00 | 11.9515 | 30
2021-12-16 18:30 | 18:30 | 12.0025 | 30
2021-12-16 19:00 | 19:00 | 11.9397 | 30
2021-12-16 19:30 | 19:30 | 11.2663 | 30
2021-12-16 20:00 | 20:00 | 10.9242 | 30
2021-12-16 20:30 | 20:30 | 10.3048 | 30
2021-12-16 21:00 | 21:00 | 9.5536 | 30
2021-12-16 21:30 | 21:30 | 8.9521 | 30
2021-12-16 22:00 | 22:00 | 7.9067 | 30
2021-12-16 22:30 | 22:30 | 7.2196 | 30
2021-12-16 23:00 | 23:00 | 7.176 | 30
2021-12-16 23:30 | 23:30 | 6.6758 | 30
2021-12-17 | 0:00 | 6.3241 | 30
2021-12-17 00:30 | 0:30 | 6.0134 | 30
2021-12-17 01:00 | 1:00 | 6.1091 | 30
2021-12-17 01:30 | 1:30 | 5.7419 | 30
2021-12-17 02:00 | 2:00 | 5.3623 | 30
2021-12-17 02:30 | 2:30 | 5.1452 | 30
2021-12-17 03:00 | 3:00 | 5.5109 | 30
2021-12-17 03:30 | 3:30 | 5.4938 | 30
2021-12-17 04:00 | 4:00 | 5.5318 | 30
2021-12-17 04:30 | 4:30 | 5.4666 | 30
2021-12-17 05:00 | 5:00 | 5.0762 | 30
2021-12-17 05:30 | 5:30 | 4.7514 | 30
2021-12-17 06:00 | 6:00 | 4.447 | 30
2021-12-17 06:30 | 6:30 | 3.8836 | 30
2021-12-17 07:00 | 7:00 | 3.1777 | 30
2021-12-17 07:30 | 7:30 | 2.5603 | 30
2021-12-17 08:00 | 8:00 | 2.906 | 30
2021-12-17 08:30 | 8:30 | 2.8783 | 30
2021-12-17 09:00 | 9:00 | 1.9905 | 30
2021-12-17 09:30 | 9:30 | 2.3921 | 30
2021-12-17 10:00 | 10:00 | 2.8788 | 30
2021-12-17 10:30 | 10:30 | 4.007 | 30
2021-12-17 11:00 | 11:00 | 3.2999 | 30
2021-12-17 11:30 | 11:30 | 2.7668 | 30
2021-12-17 12:00 | 12:00 | 3.7505 | 30
2021-12-17 12:30 | 12:30 | 8.3147 | 30
2021-12-17 13:00 | 13:00 | 8.5965 | 30
2021-12-17 13:30 | 13:30 | 6.2665 | 30
2021-12-17 14:00 | 14:00 | 7.9277 | 30
2021-12-17 14:30 | 14:30 | 7.4084 | 30
2021-12-17 15:00 | 15:00 | 7.7498 | 30
2021-12-17 15:30 | 15:30 | 7.2389 | 30
2021-12-17 16:00 | 16:00 | 7.8883 | 30
2021-12-17 16:30 | 16:30 | 7.8223 | 30
2021-12-17 17:00 | 17:00 | 8.2675 | 30
2021-12-17 17:30 | 17:30 | 9.0656 | 30
2021-12-17 18:00 | 18:00 | 9.4933 | 30
2021-12-17 18:30 | 18:30 | 9.7416 | 30
2021-12-17 19:00 | 19:00 | 9.7731 | 30
2021-12-17 19:30 | 19:30 | 9.8475 | 30
2021-12-17 20:00 | 20:00 | 9.7418 | 30
2021-12-17 20:30 | 20:30 | 9.3176 | 30
2021-12-17 21:00 | 21:00 | 8.8352 | 30
2021-12-17 21:30 | 21:30 | 8.5209 | 30
2021-12-17 22:00 | 22:00 | 7.8035 | 30
2021-12-17 22:30 | 22:30 | 7.565 | 30
2021-12-17 23:00 | 23:00 | 7.6302 | 30
2021-12-17 23:30 | 23:30 | 7.1968 | 30
2021-12-18 | 0:00 | 6.5447 | 30
2021-12-18 00:30 | 0:30 | 6.0318 | 30
2021-12-18 01:00 | 1:00 | 5.8508 | 30
2021-12-18 01:30 | 1:30 | 5.6781 | 30
2021-12-18 02:00 | 2:00 | 5.4497 | 30
2021-12-18 02:30 | 2:30 | 5.1596 | 30
2021-12-18 03:00 | 3:00 | 5.1057 | 30
2021-12-18 03:30 | 3:30 | 5.0039 | 30
2021-12-18 04:00 | 4:00 | 4.9929 | 30
2021-12-18 04:30 | 4:30 | 4.9413 | 30
2021-12-18 05:00 | 5:00 | 4.8615 | 30
2021-12-18 05:30 | 5:30 | 4.5095 | 30
2021-12-18 06:00 | 6:00 | 4.0898 | 30
2021-12-18 06:30 | 6:30 | 3.6292 | 30
2021-12-18 07:00 | 7:00 | 3.6101 | 30
2021-12-18 07:30 | 7:30 | 3.5655 | 30
2021-12-18 08:00 | 8:00 | 2.6514 | 30
2021-12-18 08:30 | 8:30 | 3.9833 | 30
2021-12-18 09:00 | 9:00 | 2.2483 | 30
2021-12-18 09:30 | 9:30 | 1.9454 | 30
2021-12-18 10:00 | 10:00 | 2.7943 | 30
2021-12-18 10:30 | 10:30 | 2.8019 | 30
2021-12-18 11:00 | 11:00 | 1.7258 | 30
2021-12-18 11:30 | 11:30 | 1.2025 | 30
2021-12-18 12:00 | 12:00 | 2.343 | 30
2021-12-18 12:30 | 12:30 | 3.5095 | 30
2021-12-18 13:00 | 13:00 | 4.0249 | 30
2021-12-18 13:30 | 13:30 | 3.9456 | 30
2021-12-18 14:00 | 14:00 | 4.3376 | 30
2021-12-18 14:30 | 14:30 | 5.0414 | 30
2021-12-18 15:00 | 15:00 | 6.2402 | 30
2021-12-18 15:30 | 15:30 | 7.1802 | 30
2021-12-18 16:00 | 16:00 | 8.5632 | 30
2021-12-18 16:30 | 16:30 | 9.7352 | 30
2021-12-18 17:00 | 17:00 | 10.2833 | 30
2021-12-18 17:30 | 17:30 | 11.7834 | 30
2021-12-18 18:00 | 18:00 | 12.1106 | 30
2021-12-18 18:30 | 18:30 | 11.9632 | 30
2021-12-18 19:00 | 19:00 | 11.6307 | 30
2021-12-18 19:30 | 19:30 | 11.2182 | 30
2021-12-18 20:00 | 20:00 | 10.8895 | 30
2021-12-18 20:30 | 20:30 | 10.3455 | 30
2021-12-18 21:00 | 21:00 | 9.621 | 30
2021-12-18 21:30 | 21:30 | 9.0088 | 30
2021-12-18 22:00 | 22:00 | 8.3 | 30
2021-12-18 22:30 | 22:30 | 7.5278 | 30
2021-12-18 23:00 | 23:00 | 7.452 | 30
2021-12-18 23:30 | 23:30 | 7.1275 | 30
2021-12-19 | 0:00 | 6.5986 | 30
2021-12-19 00:30 | 0:30 | 6.3281 | 30
2021-12-19 01:00 | 1:00 | 6.1406 | 30
2021-12-19 01:30 | 1:30 | 5.8614 | 30
2021-12-19 02:00 | 2:00 | 5.6377 | 30
2021-12-19 02:30 | 2:30 | 5.5294 | 30
2021-12-19 03:00 | 3:00 | 5.333 | 30
2021-12-19 03:30 | 3:30 | 5.0024 | 30
2021-12-19 04:00 | 4:00 | 4.84 | 30
2021-12-19 04:30 | 4:30 | 4.7016 | 30
2021-12-19 05:00 | 5:00 | 4.852 | 30
2021-12-19 05:30 | 5:30 | 4.4193 | 30
2021-12-19 06:00 | 6:00 | 3.7866 | 30
2021-12-19 06:30 | 6:30 | 3.0576 | 30
2021-12-19 07:00 | 7:00 | 2.7177 | 30
2021-12-19 07:30 | 7:30 | 1.9489 | 30
2021-12-19 08:00 | 8:00 | 1.0548 | 30
2021-12-19 08:30 | 8:30 | 1.3527 | 30
2021-12-19 09:00 | 9:00 | 0.6478 | 30
2021-12-19 09:30 | 9:30 | 1.4879 | 30
2021-12-19 10:00 | 10:00 | 1.1009 | 30
2021-12-19 10:30 | 10:30 | 2.1733 | 30
2021-12-19 11:00 | 11:00 | 2.5651 | 30
2021-12-19 11:30 | 11:30 | 3.3698 | 30
2021-12-19 12:00 | 12:00 | 3.1627 | 30
2021-12-19 12:30 | 12:30 | 3.1758 | 30
2021-12-19 13:00 | 13:00 | 2.7263 | 30
2021-12-19 13:30 | 13:30 | 2.8691 | 30
2021-12-19 14:00 | 14:00 | 3.852 | 30
2021-12-19 14:30 | 14:30 | 4.8434 | 30
2021-12-19 15:00 | 15:00 | 6.412 | 30
2021-12-19 15:30 | 15:30 | 7.8722 | 30
2021-12-19 16:00 | 16:00 | 9.4165 | 30
2021-12-19 16:30 | 16:30 | 11.0303 | 30
2021-12-19 17:00 | 17:00 | 12.2108 | 30
2021-12-19 17:30 | 17:30 | 12.9345 | 30
2021-12-19 18:00 | 18:00 | 13.0136 | 30
2021-12-19 18:30 | 18:30 | 12.7568 | 30
2021-12-19 19:00 | 19:00 | 12.42 | 30
2021-12-19 19:30 | 19:30 | 11.6693 | 30
2021-12-19 20:00 | 20:00 | 11.2436 | 30
2021-12-19 20:30 | 20:30 | 10.5172 | 30
2021-12-19 21:00 | 21:00 | 9.7626 | 30
2021-12-19 21:30 | 21:30 | 8.9749 | 30
2021-12-19 22:00 | 22:00 | 8.1363 | 30
2021-12-19 22:30 | 22:30 | 7.2774 | 30
2021-12-19 23:00 | 23:00 | 7.0917 | 30
2021-12-19 23:30 | 23:30 | 6.702 | 30
2021-12-20 | 0:00 | 6.0206 | 30
2021-12-20 00:30 | 0:30 | 5.8857 | 30
2021-12-20 01:00 | 1:00 | 5.8423 | 30
2021-12-20 01:30 | 1:30 | 5.5593 | 30
2021-12-20 02:00 | 2:00 | 5.3448 | 30
2021-12-20 02:30 | 2:30 | 5.4126 | 30
2021-12-20 03:00 | 3:00 | 5.3704 | 30
2021-12-20 03:30 | 3:30 | 5.2889 | 30
2021-12-20 04:00 | 4:00 | 5.3521 | 30
2021-12-20 04:30 | 4:30 | 5.3575 | 30
2021-12-20 05:00 | 5:00 | 5.3394 | 30
2021-12-20 05:30 | 5:30 | 4.9046 | 30
2021-12-20 06:00 | 6:00 | 4.6142 | 30
2021-12-20 06:30 | 6:30 | 4.0226 | 30
2021-12-20 07:00 | 7:00 | 3.4303 | 30
2021-12-20 07:30 | 7:30 | 2.4249 | 30
2021-12-20 08:00 | 8:00 | 1.6392 | 30
2021-12-20 08:30 | 8:30 | 1.1829 | 30
2021-12-20 09:00 | 9:00 | 0.76348 | 30
2021-12-20 09:30 | 9:30 | 1.6186 | 30
2021-12-20 10:00 | 10:00 | 1.1306 | 30
2021-12-20 10:30 | 10:30 | 1.3823 | 30
2021-12-20 11:00 | 11:00 | 1.7276 | 30
2021-12-20 11:30 | 11:30 | 2.2108 | 30
2021-12-20 12:00 | 12:00 | 3.3459 | 30
2021-12-20 12:30 | 12:30 | 3.4609 | 30
2021-12-20 13:00 | 13:00 | 3.839 | 30
2021-12-20 13:30 | 13:30 | 5.3525 | 30
2021-12-20 14:00 | 14:00 | 6.546 | 30
2021-12-20 14:30 | 14:30 | 8.1797 | 30
2021-12-20 15:00 | 15:00 | 9.0302 | 30
2021-12-20 15:30 | 15:30 | 11.3076 | 30
2021-12-20 16:00 | 16:00 | 14.8914 | 30
2021-12-20 16:30 | 16:30 | 15.7649 | 30
2021-12-20 17:00 | 17:00 | 15.4609 | 30
2021-12-20 17:30 | 17:30 | 15.4991 | 30
2021-12-20 18:00 | 18:00 | 15.6778 | 30
2021-12-20 18:30 | 18:30 | 15.4331 | 30
2021-12-20 19:00 | 19:00 | 14.901 | 30
2021-12-20 19:30 | 19:30 | 13.9555 | 30
2021-12-20 20:00 | 20:00 | 13.2637 | 30
2021-12-20 20:30 | 20:30 | 12.5416 | 30
2021-12-20 21:00 | 21:00 | 11.3655 | 30
2021-12-20 21:30 | 21:30 | 10.4007 | 30
2021-12-20 22:00 | 22:00 | 9.3063 | 30
2021-12-20 22:30 | 22:30 | 8.3983 | 30
2021-12-20 23:00 | 23:00 | 8.2271 | 30
2021-12-20 23:30 | 23:30 | 7.6713 | 30
2021-12-21 | 0:00 | 6.9798 | 30
2021-12-21 00:30 | 0:30 | 6.7129 | 30
2021-12-21 01:00 | 1:00 | 6.5414 | 30
2021-12-21 01:30 | 1:30 | 6.2156 | 30
2021-12-21 02:00 | 2:00 | 5.9814 | 30
2021-12-21 02:30 | 2:30 | 5.7991 | 30
2021-12-21 03:00 | 3:00 | 5.7064 | 30
2021-12-21 03:30 | 3:30 | 5.634 | 30
2021-12-21 04:00 | 4:00 | 5.7143 | 30
2021-12-21 04:30 | 4:30 | 5.6507 | 30
2021-12-21 05:00 | 5:00 | 5.5665 | 30
2021-12-21 05:30 | 5:30 | 5.2764 | 30
2021-12-21 06:00 | 6:00 | 5.5838 | 30
2021-12-21 06:30 | 6:30 | 4.9007 | 30
2021-12-21 07:00 | 7:00 | 4.4337 | 30
2021-12-21 07:30 | 7:30 | 3.835 | 30
2021-12-21 08:00 | 8:00 | 3.5308 | 30
2021-12-21 08:30 | 8:30 | 4.0817 | 30
2021-12-21 09:00 | 9:00 | 3.7844 | 30
2021-12-21 09:30 | 9:30 | 4.7401 | 30
2021-12-21 10:00 | 10:00 | 3.6405 | 30
2021-12-21 10:30 | 10:30 | 3.2865 | 30
2021-12-21 11:00 | 11:00 | 3.7517 | 30
2021-12-21 11:30 | 11:30 | 4.5812 | 30
2021-12-21 12:00 | 12:00 | 5.7668 | 30
2021-12-21 12:30 | 12:30 | 6.2431 | 30
2021-12-21 13:00 | 13:00 | 7.5347 | 30
2021-12-21 13:30 | 13:30 | 7.7658 | 30
2021-12-21 14:00 | 14:00 | 9.3977 | 30
2021-12-21 14:30 | 14:30 | 8.3915 | 30
2021-12-21 15:00 | 15:00 | 12.7836 | 30
2021-12-21 15:30 | 15:30 | 12.1222 | 30
2021-12-21 16:00 | 16:00 | 13.7762 | 30
2021-12-21 16:30 | 16:30 | 14.5867 | 30
2021-12-21 17:00 | 17:00 | 15.8603 | 30
2021-12-21 17:30 | 17:30 | 16.7726 | 30
2021-12-21 18:00 | 18:00 | 16.5449 | 30
2021-12-21 18:30 | 18:30 | 15.8084 | 30
2021-12-21 19:00 | 19:00 | 15.1816 | 30
2021-12-21 19:30 | 19:30 | 14.3941 | 30
2021-12-21 20:00 | 20:00 | 13.6653 | 30
2021-12-21 20:30 | 20:30 | 12.686 | 30
2021-12-21 21:00 | 21:00 | 11.7259 | 30
2021-12-21 21:30 | 21:30 | 10.8016 | 30
2021-12-21 22:00 | 22:00 | 9.7117 | 30
2021-12-21 22:30 | 22:30 | 8.6359 | 30
2021-12-21 23:00 | 23:00 | 8.0987 | 30
2021-12-21 23:30 | 23:30 | 7.5506 | 30
2021-12-22 | 0:00 | 6.8374 | 30
2021-12-22 00:30 | 0:30 | 6.6305 | 30
2021-12-22 01:00 | 1:00 | 6.5217 | 30
2021-12-22 01:30 | 1:30 | 6.2054 | 30
2021-12-22 02:00 | 2:00 | 5.9162 | 30
2021-12-22 02:30 | 2:30 | 6.1714 | 30
2021-12-22 03:00 | 3:00 | 6.4501 | 30
2021-12-22 03:30 | 3:30 | 6.735 | 30
2021-12-22 04:00 | 4:00 | 6.81 | 30
2021-12-22 04:30 | 4:30 | 6.8703 | 30
2021-12-22 05:00 | 5:00 | 6.895 | 30
2021-12-22 05:30 | 5:30 | 7.0485 | 30
2021-12-22 06:00 | 6:00 | 6.6716 | 30
2021-12-22 06:30 | 6:30 | 5.7154 | 30
2021-12-22 07:00 | 7:00 | 5.299 | 30
2021-12-22 07:30 | 7:30 | 4.8764 | 30
2021-12-22 08:00 | 8:00 | 5.7458 | 30
2021-12-22 08:30 | 8:30 | 4.5108 | 30
2021-12-22 09:00 | 9:00 | 2.9427 | 30
2021-12-22 09:30 | 9:30 | 2.3082 | 30
2021-12-22 10:00 | 10:00 | 2.5779 | 30
2021-12-22 10:30 | 10:30 | 2.9081 | 30
2021-12-22 11:00 | 11:00 | 3.4584 | 30
2021-12-22 11:30 | 11:30 | 3.5855 | 30
2021-12-22 12:00 | 12:00 | 4.5404 | 30
2021-12-22 12:30 | 12:30 | 5.3724 | 30
2021-12-22 13:00 | 13:00 | 5.7744 | 30
2021-12-22 13:30 | 13:30 | 6.501 | 30
2021-12-22 14:00 | 14:00 | 7.7301 | 30
2021-12-22 14:30 | 14:30 | 8.5931 | 30
2021-12-22 15:00 | 15:00 | 9.8265 | 30
2021-12-22 15:30 | 15:30 | 11.2376 | 30
2021-12-22 16:00 | 16:00 | 12.1882 | 30
2021-12-22 16:30 | 16:30 | 15.0023 | 30
2021-12-22 17:00 | 17:00 | 14.7694 | 30
2021-12-22 17:30 | 17:30 | 14.7978 | 30
2021-12-22 18:00 | 18:00 | 14.6759 | 30
2021-12-22 18:30 | 18:30 | 14.4089 | 30
2021-12-22 19:00 | 19:00 | 14.1434 | 30
2021-12-22 19:30 | 19:30 | 13.5531 | 30
2021-12-22 20:00 | 20:00 | 12.9658 | 30
2021-12-22 20:30 | 20:30 | 12.1334 | 30
2021-12-22 21:00 | 21:00 | 11.1544 | 30
2021-12-22 21:30 | 21:30 | 10.4279 | 30
2021-12-22 22:00 | 22:00 | 9.4217 | 30
2021-12-22 22:30 | 22:30 | 8.5813 | 30
2021-12-22 23:00 | 23:00 | 8.5565 | 30
2021-12-22 23:30 | 23:30 | 8.0377 | 30
2021-12-23 | 0:00 | 7.4349 | 30
2021-12-23 00:30 | 0:30 | 7.1124 | 30
2021-12-23 01:00 | 1:00 | 6.9108 | 30
2021-12-23 01:30 | 1:30 | 6.6856 | 30
2021-12-23 02:00 | 2:00 | 6.8417 | 30
2021-12-23 02:30 | 2:30 | 7.1146 | 30
2021-12-23 03:00 | 3:00 | 6.9227 | 30
2021-12-23 03:30 | 3:30 | 6.9631 | 30
2021-12-23 04:00 | 4:00 | 6.9277 | 30
2021-12-23 04:30 | 4:30 | 6.8656 | 30
2021-12-23 05:00 | 5:00 | 5.8423 | 30
2021-12-23 05:30 | 5:30 | 6.593 | 30
2021-12-23 06:00 | 6:00 | 6.4236 | 30
2021-12-23 06:30 | 6:30 | 6.0541 | 30
2021-12-23 07:00 | 7:00 | 4.6971 | 30
2021-12-23 07:30 | 7:30 | 4.6286 | 30
2021-12-23 08:00 | 8:00 | 5.2516 | 30
2021-12-23 08:30 | 8:30 | 4.3081 | 30
2021-12-23 09:00 | 9:00 | 3.9826 | 30
2021-12-23 09:30 | 9:30 | 3.9721 | 30
2021-12-23 10:00 | 10:00 | 4.483 | 30
2021-12-23 10:30 | 10:30 | 5.7856 | 30
2021-12-23 11:00 | 11:00 | 7.8714 | 30
2021-12-23 11:30 | 11:30 | 6.8739 | 30
2021-12-23 12:00 | 12:00 | 6.9378 | 30
2021-12-23 12:30 | 12:30 | 5.6576 | 30
2021-12-23 13:00 | 13:00 | 4.9058 | 30
2021-12-23 13:30 | 13:30 | 7.2838 | 30
2021-12-23 14:00 | 14:00 | 13.0638 | 30
2021-12-23 14:30 | 14:30 | 12.5372 | 30
2021-12-23 15:00 | 15:00 | 9.884 | 30
2021-12-23 15:30 | 15:30 | 8.1292 | 30
2021-12-23 16:00 | 16:00 | 9.1814 | 30
2021-12-23 16:30 | 16:30 | 9.6251 | 30
2021-12-23 17:00 | 17:00 | 12.1616 | 30
2021-12-23 17:30 | 17:30 | 13.7084 | 30
2021-12-23 18:00 | 18:00 | 14.0565 | 30
2021-12-23 18:30 | 18:30 | 14.0517 | 30
2021-12-23 19:00 | 19:00 | 12.5441 | 30
2021-12-23 19:30 | 19:30 | 12.7682 | 30
2021-12-23 20:00 | 20:00 | 12.2715 | 30
2021-12-23 20:30 | 20:30 | 11.4597 | 30
2021-12-23 21:00 | 21:00 | 10.9755 | 30
2021-12-23 21:30 | 21:30 | 10.2785 | 30
2021-12-23 22:00 | 22:00 | 9.644 | 30
2021-12-23 22:30 | 22:30 | 8.8965 | 30
2021-12-23 23:00 | 23:00 | 8.7636 | 30
2021-12-23 23:30 | 23:30 | 8.2058 | 30
2021-12-24 | 0:00 | 7.3155 | 30
2021-12-24 00:30 | 0:30 | 6.7233 | 30
2021-12-24 01:00 | 1:00 | 6.5911 | 30
2021-12-24 01:30 | 1:30 | 6.3128 | 30
2021-12-24 02:00 | 2:00 | 6.0932 | 30
2021-12-24 02:30 | 2:30 | 6.4727 | 30
2021-12-24 03:00 | 3:00 | 6.5087 | 30
2021-12-24 03:30 | 3:30 | 6.4601 | 30
2021-12-24 04:00 | 4:00 | 6.4869 | 30
2021-12-24 04:30 | 4:30 | 6.5137 | 30
2021-12-24 05:00 | 5:00 | 7.0333 | 30
2021-12-24 05:30 | 5:30 | 6.4571 | 30
2021-12-24 06:00 | 6:00 | 6.2452 | 30
2021-12-24 06:30 | 6:30 | 5.4274 | 30
2021-12-24 07:00 | 7:00 | 7.3011 | 30
2021-12-24 07:30 | 7:30 | 4.8677 | 30
2021-12-24 08:00 | 8:00 | 3.1321 | 30
2021-12-24 08:30 | 8:30 | 5.8537 | 30
2021-12-24 09:00 | 9:00 | 4.7578 | 30
2021-12-24 09:30 | 9:30 | 4.5496 | 30
2021-12-24 10:00 | 10:00 | 5.8477 | 30
2021-12-24 10:30 | 10:30 | 5.197 | 30
2021-12-24 11:00 | 11:00 | 5.8787 | 30
2021-12-24 11:30 | 11:30 | 7.7703 | 30
2021-12-24 12:00 | 12:00 | 10.2931 | 30
2021-12-24 12:30 | 12:30 | 13.1056 | 30
2021-12-24 13:00 | 13:00 | 13.8181 | 30
2021-12-24 13:30 | 13:30 | 12.445 | 30
2021-12-24 14:00 | 14:00 | 9.0109 | 30
2021-12-24 14:30 | 14:30 | 9.9279 | 30
2021-12-24 15:00 | 15:00 | 11.8738 | 30
2021-12-24 15:30 | 15:30 | 12.3382 | 30
2021-12-24 16:00 | 16:00 | 11.9096 | 30
2021-12-24 16:30 | 16:30 | 12.0128 | 30
2021-12-24 17:00 | 17:00 | 12.8879 | 30
2021-12-24 17:30 | 17:30 | 13.3434 | 30
2021-12-24 18:00 | 18:00 | 12.615 | 30
2021-12-24 18:30 | 18:30 | 12.876 | 30
2021-12-24 19:00 | 19:00 | 13.6746 | 30
2021-12-24 19:30 | 19:30 | 13.3641 | 30
2021-12-24 20:00 | 20:00 | 13.0605 | 30
2021-12-24 20:30 | 20:30 | 12.6843 | 30
2021-12-24 21:00 | 21:00 | 12.1615 | 30
2021-12-24 21:30 | 21:30 | 11.6114 | 30
2021-12-24 22:00 | 22:00 | 10.8806 | 30
2021-12-24 22:30 | 22:30 | 9.8591 | 30
2021-12-24 23:00 | 23:00 | 9.7901 | 30
2021-12-24 23:30 | 23:30 | 9.3367 | 30
2021-12-25 | 0:00 | 8.5487 | 30
2021-12-25 00:30 | 0:30 | 8.1633 | 30
2021-12-25 01:00 | 1:00 | 8.1273 | 30
2021-12-25 01:30 | 1:30 | 7.6494 | 30
2021-12-25 02:00 | 2:00 | 7.3559 | 30
2021-12-25 02:30 | 2:30 | 7.1194 | 30
2021-12-25 03:00 | 3:00 | 6.5278 | 30
2021-12-25 03:30 | 3:30 | 6.079 | 30
2021-12-25 04:00 | 4:00 | 6.128 | 30
2021-12-25 04:30 | 4:30 | 6.0732 | 30
2021-12-25 05:00 | 5:00 | 6.05 | 30
2021-12-25 05:30 | 5:30 | 5.8995 | 30
2021-12-25 06:00 | 6:00 | 5.85 | 30
2021-12-25 06:30 | 6:30 | 5.6384 | 30
2021-12-25 07:00 | 7:00 | 6.2727 | 30
2021-12-25 07:30 | 7:30 | 5.8805 | 30
2021-12-25 08:00 | 8:00 | 3.7381 | 30
2021-12-25 08:30 | 8:30 | 6.5117 | 30
2021-12-25 09:00 | 9:00 | 8.0378 | 30
2021-12-25 09:30 | 9:30 | 8.2362 | 30
2021-12-25 10:00 | 10:00 | 8.5286 | 30
2021-12-25 10:30 | 10:30 | 6.7276 | 30
2021-12-25 11:00 | 11:00 | 6.7 | 30
2021-12-25 11:30 | 11:30 | 6.6606 | 30
2021-12-25 12:00 | 12:00 | 10.2661 | 30
2021-12-25 12:30 | 12:30 | 11.9093 | 30
2021-12-25 13:00 | 13:00 | 11.5822 | 30
2021-12-25 13:30 | 13:30 | 10.1527 | 30
2021-12-25 14:00 | 14:00 | 8.3138 | 30
2021-12-25 14:30 | 14:30 | 7.7862 | 30
2021-12-25 15:00 | 15:00 | 8.3294 | 30
2021-12-25 15:30 | 15:30 | 9.5664 | 30
2021-12-25 16:00 | 16:00 | 9.2989 | 30
2021-12-25 16:30 | 16:30 | 10.066 | 30
2021-12-25 17:00 | 17:00 | 9.844 | 30
2021-12-25 17:30 | 17:30 | 9.8327 | 30
2021-12-25 18:00 | 18:00 | 9.6877 | 30
2021-12-25 18:30 | 18:30 | 9.66 | 30
2021-12-25 19:00 | 19:00 | 9.6513 | 30
2021-12-25 19:30 | 19:30 | 9.59 | 30
2021-12-25 20:00 | 20:00 | 9.6726 | 30
2021-12-25 20:30 | 20:30 | 8.9554 | 30
2021-12-25 21:00 | 21:00 | 8.6742 | 30
2021-12-25 21:30 | 21:30 | 8.3978 | 30
2021-12-25 22:00 | 22:00 | 7.8394 | 30
2021-12-25 22:30 | 22:30 | 7.2726 | 30
2021-12-25 23:00 | 23:00 | 7.3647 | 30
2021-12-25 23:30 | 23:30 | 7.1549 | 30
2021-12-26 | 0:00 | 6.7122 | 30
2021-12-26 00:30 | 0:30 | 6.4461 | 30
2021-12-26 01:00 | 1:00 | 6.1635 | 30
2021-12-26 01:30 | 1:30 | 5.7917 | 30
2021-12-26 02:00 | 2:00 | 5.52 | 30
2021-12-26 02:30 | 2:30 | 5.3489 | 30
2021-12-26 03:00 | 3:00 | 5.2882 | 30
2021-12-26 03:30 | 3:30 | 5.2599 | 30
2021-12-26 04:00 | 4:00 | 5.1252 | 30
2021-12-26 04:30 | 4:30 | 5.1015 | 30
2021-12-26 05:00 | 5:00 | 4.8987 | 30
2021-12-26 05:30 | 5:30 | 4.5545 | 30
2021-12-26 06:00 | 6:00 | 4.4145 | 30
2021-12-26 06:30 | 6:30 | 4.7323 | 30
2021-12-26 07:00 | 7:00 | 3.5116 | 30
2021-12-26 07:30 | 7:30 | 2.5555 | 30
2021-12-26 08:00 | 8:00 | 2.5136 | 30
2021-12-26 08:30 | 8:30 | 3.2552 | 30
2021-12-26 09:00 | 9:00 | 3.3534 | 30
2021-12-26 09:30 | 9:30 | 3.4035 | 30
2021-12-26 10:00 | 10:00 | 5.1465 | 30
2021-12-26 10:30 | 10:30 | 3.07 | 30
2021-12-26 11:00 | 11:00 | 2.8302 | 30
2021-12-26 11:30 | 11:30 | 1.3044 | 30
2021-12-26 12:00 | 12:00 | 2.1982 | 30
2021-12-26 12:30 | 12:30 | 3.1065 | 30
2021-12-26 13:00 | 13:00 | 1.9423 | 30
2021-12-26 13:30 | 13:30 | 4.4939 | 30
2021-12-26 14:00 | 14:00 | 4.8083 | 30
2021-12-26 14:30 | 14:30 | 5.2764 | 30
2021-12-26 15:00 | 15:00 | 5.4411 | 30
2021-12-26 15:30 | 15:30 | 6.5332 | 30
2021-12-26 16:00 | 16:00 | 6.5446 | 30
2021-12-26 16:30 | 16:30 | 7.1033 | 30
2021-12-26 17:00 | 17:00 | 6.6008 | 30
2021-12-26 17:30 | 17:30 | 9.2673 | 30
2021-12-26 18:00 | 18:00 | 9.7279 | 30
2021-12-26 18:30 | 18:30 | 9.928 | 30
2021-12-26 19:00 | 19:00 | 9.9249 | 30
2021-12-26 19:30 | 19:30 | 9.7688 | 30
2021-12-26 20:00 | 20:00 | 9.5508 | 30
2021-12-26 20:30 | 20:30 | 9.2234 | 30
2021-12-26 21:00 | 21:00 | 8.7529 | 30
2021-12-26 21:30 | 21:30 | 8.3043 | 30
2021-12-26 22:00 | 22:00 | 7.8462 | 30
2021-12-26 22:30 | 22:30 | 7.2651 | 30
2021-12-26 23:00 | 23:00 | 7.2608 | 30
2021-12-26 23:30 | 23:30 | 7.0846 | 30
2021-12-27 | 0:00 | 6.6312 | 30
2021-12-27 00:30 | 0:30 | 6.4993 | 30
2021-12-27 01:00 | 1:00 | 6.1778 | 30
2021-12-27 01:30 | 1:30 | 5.7546 | 30
2021-12-27 02:00 | 2:00 | 5.3274 | 30
2021-12-27 02:30 | 2:30 | 5.2744 | 30
2021-12-27 03:00 | 3:00 | 5.704 | 30
2021-12-27 03:30 | 3:30 | 5.5609 | 30
2021-12-27 04:00 | 4:00 | 5.5232 | 30
2021-12-27 04:30 | 4:30 | 5.5997 | 30
2021-12-27 05:00 | 5:00 | 5.5793 | 30
2021-12-27 05:30 | 5:30 | 5.2413 | 30
2021-12-27 06:00 | 6:00 | 4.6286 | 30
2021-12-27 06:30 | 6:30 | 3.7465 | 30
2021-12-27 07:00 | 7:00 | 3.2474 | 30
2021-12-27 07:30 | 7:30 | 3.0234 | 30
2021-12-27 08:00 | 8:00 | 2.3421 | 30
2021-12-27 08:30 | 8:30 | 2.519 | 30
2021-12-27 09:00 | 9:00 | 1.4102 | 30
2021-12-27 09:30 | 9:30 | 2.0964 | 30
2021-12-27 10:00 | 10:00 | 5.1937 | 30
2021-12-27 10:30 | 10:30 | 2.8854 | 30
2021-12-27 11:00 | 11:00 | 5.1127 | 30
2021-12-27 11:30 | 11:30 | 4.7741 | 30
2021-12-27 12:00 | 12:00 | 3.0492 | 30
2021-12-27 12:30 | 12:30 | 5.4879 | 30
2021-12-27 13:00 | 13:00 | 7.9073 | 30
2021-12-27 13:30 | 13:30 | 8.3598 | 30
2021-12-27 14:00 | 14:00 | 6.9416 | 30
2021-12-27 14:30 | 14:30 | 7.7139 | 30
2021-12-27 15:00 | 15:00 | 7.7473 | 30
2021-12-27 15:30 | 15:30 | 7.3286 | 30
2021-12-27 16:00 | 16:00 | 8.4251 | 30
2021-12-27 16:30 | 16:30 | 8.9261 | 30
2021-12-27 17:00 | 17:00 | 9.8547 | 30
2021-12-27 17:30 | 17:30 | 10.2934 | 30
2021-12-27 18:00 | 18:00 | 10.5143 | 30
2021-12-27 18:30 | 18:30 | 11.2426 | 30
2021-12-27 19:00 | 19:00 | 10.0734 | 30
2021-12-27 19:30 | 19:30 | 10.2322 | 30
2021-12-27 20:00 | 20:00 | 9.3197 | 30
2021-12-27 20:30 | 20:30 | 8.8315 | 30
2021-12-27 21:00 | 21:00 | 8.6794 | 30
2021-12-27 21:30 | 21:30 | 8.3088 | 30
2021-12-27 22:00 | 22:00 | 7.6714 | 30
2021-12-27 22:30 | 22:30 | 7.1194 | 30
2021-12-27 23:00 | 23:00 | 7.2358 | 30
2021-12-27 23:30 | 23:30 | 6.9525 | 30
2021-12-28 | 0:00 | 6.0457 | 30
2021-12-28 00:30 | 0:30 | 5.7162 | 30
2021-12-28 01:00 | 1:00 | 5.6518 | 30
2021-12-28 01:30 | 1:30 | 5.3554 | 30
2021-12-28 02:00 | 2:00 | 5.1606 | 30
2021-12-28 02:30 | 2:30 | 5.2487 | 30
2021-12-28 03:00 | 3:00 | 5.3173 | 30
2021-12-28 03:30 | 3:30 | 5.2618 | 30
2021-12-28 04:00 | 4:00 | 5.2694 | 30
2021-12-28 04:30 | 4:30 | 5.31 | 30
2021-12-28 05:00 | 5:00 | 5.258 | 30
2021-12-28 05:30 | 5:30 | 5.1076 | 30
2021-12-28 06:00 | 6:00 | 4.3288 | 30
2021-12-28 06:30 | 6:30 | 4.4059 | 30
2021-12-28 07:00 | 7:00 | 3.574 | 30
2021-12-28 07:30 | 7:30 | 4.8702 | 30
2021-12-28 08:00 | 8:00 | 5.2856 | 30
2021-12-28 08:30 | 8:30 | 3.5592 | 30
2021-12-28 09:00 | 9:00 | 1.8107 | 30
2021-12-28 09:30 | 9:30 | 2.0724 | 30
2021-12-28 10:00 | 10:00 | 1.6845 | 30
2021-12-28 10:30 | 10:30 | 1.6448 | 30
2021-12-28 11:00 | 11:00 | 1.2459 | 30
2021-12-28 11:30 | 11:30 | 1.443 | 30
2021-12-28 12:00 | 12:00 | 1.0978 | 30
2021-12-28 12:30 | 12:30 | 1.1366 | 30
2021-12-28 13:00 | 13:00 | 1.7932 | 30
2021-12-28 13:30 | 13:30 | 2.7333 | 30
2021-12-28 14:00 | 14:00 | 3.7331 | 30
2021-12-28 14:30 | 14:30 | 3.2767 | 30
2021-12-28 15:00 | 15:00 | 4.907 | 30
2021-12-28 15:30 | 15:30 | 5.4779 | 30
2021-12-28 16:00 | 16:00 | 4.5004 | 30
2021-12-28 16:30 | 16:30 | 5.2119 | 30
2021-12-28 17:00 | 17:00 | 7.0925 | 30
2021-12-28 17:30 | 17:30 | 8.3501 | 30
2021-12-28 18:00 | 18:00 | 8.9363 | 30
2021-12-28 18:30 | 18:30 | 9.2421 | 30
2021-12-28 19:00 | 19:00 | 10.4139 | 30
2021-12-28 19:30 | 19:30 | 10.278 | 30
2021-12-28 20:00 | 20:00 | 10.1708 | 30
2021-12-28 20:30 | 20:30 | 9.9742 | 30
2021-12-28 21:00 | 21:00 | 9.4884 | 30
2021-12-28 21:30 | 21:30 | 8.9512 | 30
2021-12-28 22:00 | 22:00 | 8.5472 | 30
2021-12-28 22:30 | 22:30 | 8.0927 | 30
2021-12-28 23:00 | 23:00 | 8.1041 | 30
2021-12-28 23:30 | 23:30 | 7.7735 | 30
2021-12-29 | 0:00 | 7.3412 | 30
2021-12-29 00:30 | 0:30 | 6.8769 | 30
2021-12-29 01:00 | 1:00 | 6.6472 | 30
2021-12-29 01:30 | 1:30 | 6.3997 | 30
2021-12-29 02:00 | 2:00 | 6.251 | 30
2021-12-29 02:30 | 2:30 | 5.8994 | 30
2021-12-29 03:00 | 3:00 | 5.3547 | 30
2021-12-29 03:30 | 3:30 | 5.2944 | 30
2021-12-29 04:00 | 4:00 | 5.289 | 30
2021-12-29 04:30 | 4:30 | 5.1475 | 30
2021-12-29 05:00 | 5:00 | 4.8754 | 30
2021-12-29 05:30 | 5:30 | 4.5098 | 30
2021-12-29 06:00 | 6:00 | 3.9232 | 30
2021-12-29 06:30 | 6:30 | 3.3556 | 30
2021-12-29 07:00 | 7:00 | 2.5423 | 30
2021-12-29 07:30 | 7:30 | 1.9333 | 30
2021-12-29 08:00 | 8:00 | 1.0405 | 30
2021-12-29 08:30 | 8:30 | 0.80484 | 30
2021-12-29 09:00 | 9:00 | 0.71951 | 30
2021-12-29 09:30 | 9:30 | 0.86687 | 30
2021-12-29 10:00 | 10:00 | 1.0119 | 30
2021-12-29 10:30 | 10:30 | 0.61716 | 30
2021-12-29 11:00 | 11:00 | 0.6721 | 30
2021-12-29 11:30 | 11:30 | 0.61896 | 30
2021-12-29 12:00 | 12:00 | 2.0088 | 30
2021-12-29 12:30 | 12:30 | 1.5485 | 30
2021-12-29 13:00 | 13:00 | 5.1452 | 30
2021-12-29 13:30 | 13:30 | 5.327 | 30
2021-12-29 14:00 | 14:00 | 5.2277 | 30
2021-12-29 14:30 | 14:30 | 4.6274 | 30
2021-12-29 15:00 | 15:00 | 2.9968 | 30
2021-12-29 15:30 | 15:30 | 2.8124 | 30
2021-12-29 16:00 | 16:00 | 5.3619 | 30
2021-12-29 16:30 | 16:30 | 7.373 | 30
2021-12-29 17:00 | 17:00 | 8.3311 | 30
2021-12-29 17:30 | 17:30 | 8.953 | 30
2021-12-29 18:00 | 18:00 | 9.4189 | 30
2021-12-29 18:30 | 18:30 | 9.648 | 30
2021-12-29 19:00 | 19:00 | 9.7696 | 30
2021-12-29 19:30 | 19:30 | 9.0608 | 30
2021-12-29 20:00 | 20:00 | 8.8793 | 30
2021-12-29 20:30 | 20:30 | 8.6436 | 30
2021-12-29 21:00 | 21:00 | 8.2272 | 30
2021-12-29 21:30 | 21:30 | 9.1908 | 30
2021-12-29 22:00 | 22:00 | 8.8659 | 30
2021-12-29 22:30 | 22:30 | 8.3428 | 30
2021-12-29 23:00 | 23:00 | 8.2994 | 30
2021-12-29 23:30 | 23:30 | 6.7428 | 30
2021-12-30 | 0:00 | 6.1539 | 30
2021-12-30 00:30 | 0:30 | 6.2371 | 30
2021-12-30 01:00 | 1:00 | 5.9681 | 30
2021-12-30 01:30 | 1:30 | 5.771 | 30
2021-12-30 02:00 | 2:00 | 5.5199 | 30
2021-12-30 02:30 | 2:30 | 5.3767 | 30
2021-12-30 03:00 | 3:00 | 5.2991 | 30
2021-12-30 03:30 | 3:30 | 5.1976 | 30
2021-12-30 04:00 | 4:00 | 5.2042 | 30
2021-12-30 04:30 | 4:30 | 5.1677 | 30
2021-12-30 05:00 | 5:00 | 5.2461 | 30
2021-12-30 05:30 | 5:30 | 5 | 30
2021-12-30 06:00 | 6:00 | 4.5139 | 30
2021-12-30 06:30 | 6:30 | 3.7686 | 30
2021-12-30 07:00 | 7:00 | 4.8598 | 30
2021-12-30 07:30 | 7:30 | 4.2304 | 30
2021-12-30 08:00 | 8:00 | 2.5003 | 30
2021-12-30 08:30 | 8:30 | 0.48367 | 30
2021-12-30 09:00 | 9:00 | 0.62573 | 30
2021-12-30 09:30 | 9:30 | 1.0498 | 30
2021-12-30 10:00 | 10:00 | 1.174 | 30
2021-12-30 10:30 | 10:30 | 1.4103 | 30
2021-12-30 11:00 | 11:00 | 1.1411 | 30
2021-12-30 11:30 | 11:30 | 1.2725 | 30
2021-12-30 12:00 | 12:00 | 1.5481 | 30
2021-12-30 12:30 | 12:30 | 1.0925 | 30
2021-12-30 13:00 | 13:00 | 1.2425 | 30
2021-12-30 13:30 | 13:30 | 1.4305 | 30
2021-12-30 14:00 | 14:00 | 4.3567 | 30
2021-12-30 14:30 | 14:30 | 4.5977 | 30
2021-12-30 15:00 | 15:00 | 4.8919 | 30
2021-12-30 15:30 | 15:30 | 4.5868 | 30
2021-12-30 16:00 | 16:00 | 6.4874 | 30
2021-12-30 16:30 | 16:30 | 7.0251 | 30
2021-12-30 17:00 | 17:00 | 8.0916 | 30
2021-12-30 17:30 | 17:30 | 8.3899 | 30
2021-12-30 18:00 | 18:00 | 9.2308 | 30
2021-12-30 18:30 | 18:30 | 9.4603 | 30
2021-12-30 19:00 | 19:00 | 9.4042 | 30
2021-12-30 19:30 | 19:30 | 9.157 | 30
2021-12-30 20:00 | 20:00 | 9.0727 | 30
2021-12-30 20:30 | 20:30 | 8.8043 | 30
2021-12-30 21:00 | 21:00 | 8.4372 | 30
2021-12-30 21:30 | 21:30 | 8.0424 | 30
2021-12-30 22:00 | 22:00 | 7.503 | 30
2021-12-30 22:30 | 22:30 | 7.0225 | 30
2021-12-30 23:00 | 23:00 | 6.9798 | 30
2021-12-30 23:30 | 23:30 | 6.7056 | 30
2021-12-31 | 0:00 | 6.1843 | 30
2021-12-31 00:30 | 0:30 | 6.0118 | 30
2021-12-31 01:00 | 1:00 | 5.8866 | 30
2021-12-31 01:30 | 1:30 | 5.9161 | 30
2021-12-31 02:00 | 2:00 | 5.4127 | 30
2021-12-31 02:30 | 2:30 | 4.6492 | 30
2021-12-31 03:00 | 3:00 | 4.5887 | 30
2021-12-31 03:30 | 3:30 | 4.6723 | 30
2021-12-31 04:00 | 4:00 | 5.5429 | 30
2021-12-31 04:30 | 4:30 | 5.5297 | 30
2021-12-31 05:00 | 5:00 | 5.5557 | 30
2021-12-31 05:30 | 5:30 | 4.5829 | 30
2021-12-31 06:00 | 6:00 | 4.0554 | 30
2021-12-31 06:30 | 6:30 | 3.1608 | 30
2021-12-31 07:00 | 7:00 | 2.7915 | 30
2021-12-31 07:30 | 7:30 | 3.7867 | 30
2021-12-31 08:00 | 8:00 | 3.4165 | 30
2021-12-31 08:30 | 8:30 | 3.9361 | 30
2021-12-31 09:00 | 9:00 | 3.9209 | 30
2021-12-31 09:30 | 9:30 | 4.3303 | 30
2021-12-31 10:00 | 10:00 | 1.7508 | 30
2021-12-31 10:30 | 10:30 | 1.1567 | 30
2021-12-31 11:00 | 11:00 | 2.931 | 30
2021-12-31 11:30 | 11:30 | 4.4233 | 30
2021-12-31 12:00 | 12:00 | 5.5149 | 30
2021-12-31 12:30 | 12:30 | 4.801 | 30
2021-12-31 13:00 | 13:00 | 4.1334 | 30
2021-12-31 13:30 | 13:30 | 4.4565 | 30
2021-12-31 14:00 | 14:00 | 4.4244 | 30
2021-12-31 14:30 | 14:30 | 5.0121 | 30
2021-12-31 15:00 | 15:00 | 6.5277 | 30
2021-12-31 15:30 | 15:30 | 6.2984 | 30
2021-12-31 16:00 | 16:00 | 8.5733 | 30
2021-12-31 16:30 | 16:30 | 8.9665 | 30
2021-12-31 17:00 | 17:00 | 8.9198 | 30
2021-12-31 17:30 | 17:30 | 9.3804 | 30
2021-12-31 18:00 | 18:00 | 10.0113 | 30
2021-12-31 18:30 | 18:30 | 9.9405 | 30
2021-12-31 19:00 | 19:00 | 9.9082 | 30
2021-12-31 19:30 | 19:30 | 9.7657 | 30
2021-12-31 20:00 | 20:00 | 9.6907 | 30
2021-12-31 20:30 | 20:30 | 9.5369 | 30
2021-12-31 21:00 | 21:00 | 9.18 | 30
2021-12-31 21:30 | 21:30 | 8.887 | 30
2021-12-31 22:00 | 22:00 | 8.4999 | 30
2021-12-31 22:30 | 22:30 | 8.1683 | 30
2021-12-31 23:00 | 23:00 | 8.3079 | 30
2021-12-31 23:30 | 23:30 | 8.0496 | 30
2022-01-01 | 0:00 | 7.6653 | 30
2022-01-01 00:30 | 0:30 | 7.4548 | 30
2022-01-01 01:00 | 1:00 | 7.3655 | 30
2022-01-01 01:30 | 1:30 | 7.0846 | 30
2022-01-01 02:00 | 2:00 | 7.0109 | 30
2022-01-01 02:30 | 2:30 | 6.946 | 30
2022-01-01 03:00 | 3:00 | 6.7417 | 30
2022-01-01 03:30 | 3:30 | 6.6709 | 30
2022-01-01 04:00 | 4:00 | 6.8208 | 30
2022-01-01 04:30 | 4:30 | 6.719 | 30
2022-01-01 05:00 | 5:00 | 6.5916 | 30
2022-01-01 05:30 | 5:30 | 6.5897 | 30
2022-01-01 06:00 | 6:00 | 6.6351 | 30
2022-01-01 06:30 | 6:30 | 6.582 | 30
2022-01-01 07:00 | 7:00 | 6.6712 | 30
2022-01-01 07:30 | 7:30 | 6.5188 | 30
2022-01-01 08:00 | 8:00 | 6.8527 | 30
2022-01-01 08:30 | 8:30 | 6.6252 | 30
2022-01-01 09:00 | 9:00 | 7.0565 | 30
2022-01-01 09:30 | 9:30 | 6.6772 | 30
2022-01-01 10:00 | 10:00 | 3.6868 | 30
2022-01-01 10:30 | 10:30 | 5.264 | 30
2022-01-01 11:00 | 11:00 | 8.0248 | 30
2022-01-01 11:30 | 11:30 | 8.277 | 30
2022-01-01 12:00 | 12:00 | 7.173 | 30
2022-01-01 12:30 | 12:30 | 5.3366 | 30
2022-01-01 13:00 | 13:00 | 5.1009 | 30
2022-01-01 13:30 | 13:30 | 4.9178 | 30
2022-01-01 14:00 | 14:00 | 2.6889 | 30
2022-01-01 14:30 | 14:30 | 2.114 | 30
2022-01-01 15:00 | 15:00 | 1.975 | 30
2022-01-01 15:30 | 15:30 | 5.4734 | 30
2022-01-01 16:00 | 16:00 | 6.5758 | 30
2022-01-01 16:30 | 16:30 | 7.5908 | 30
2022-01-01 17:00 | 17:00 | 7.9838 | 30
2022-01-01 17:30 | 17:30 | 8.6698 | 30
2022-01-01 18:00 | 18:00 | 9.0755 | 30
2022-01-01 18:30 | 18:30 | 9.4699 | 30
2022-01-01 19:00 | 19:00 | 9.6949 | 30
2022-01-01 19:30 | 19:30 | 9.5438 | 30
2022-01-01 20:00 | 20:00 | 9.247 | 30
2022-01-01 20:30 | 20:30 | 8.8824 | 30
2022-01-01 21:00 | 21:00 | 8.5378 | 30
2022-01-01 21:30 | 21:30 | 8.2268 | 30
2022-01-01 22:00 | 22:00 | 7.6507 | 30
2022-01-01 22:30 | 22:30 | 7.1604 | 30
2022-01-01 23:00 | 23:00 | 7.1772 | 30
2022-01-01 23:30 | 23:30 | 6.9539 | 30
2022-01-02 | 0:00 | 6.6747 | 30
2022-01-02 00:30 | 0:30 | 6.3738 | 30
2022-01-02 01:00 | 1:00 | 6.5343 | 30
2022-01-02 01:30 | 1:30 | 6.2109 | 30
2022-01-02 02:00 | 2:00 | 5.9802 | 30
2022-01-02 02:30 | 2:30 | 5.8865 | 30
2022-01-02 03:00 | 3:00 | 5.6485 | 30
2022-01-02 03:30 | 3:30 | 5.6013 | 30
2022-01-02 04:00 | 4:00 | 5.589 | 30
2022-01-02 04:30 | 4:30 | 5.5031 | 30
2022-01-02 05:00 | 5:00 | 5.0156 | 30
2022-01-02 05:30 | 5:30 | 4.6442 | 30
2022-01-02 06:00 | 6:00 | 4.1722 | 30
2022-01-02 06:30 | 6:30 | 3.5798 | 30
2022-01-02 07:00 | 7:00 | 2.9362 | 30
2022-01-02 07:30 | 7:30 | 2.0668 | 30
2022-01-02 08:00 | 8:00 | 1.3496 | 30
2022-01-02 08:30 | 8:30 | 1.1582 | 30
2022-01-02 09:00 | 9:00 | 0.45154 | 30
2022-01-02 09:30 | 9:30 | 0.41322 | 30
2022-01-02 10:00 | 10:00 | 1.6131 | 30
2022-01-02 10:30 | 10:30 | 2.4301 | 30
2022-01-02 11:00 | 11:00 | 1.7437 | 30
2022-01-02 11:30 | 11:30 | 2.3194 | 30
2022-01-02 12:00 | 12:00 | 1.6644 | 30
2022-01-02 12:30 | 12:30 | 2.2553 | 30
2022-01-02 13:00 | 13:00 | 3.9097 | 30
2022-01-02 13:30 | 13:30 | 6.07 | 30
2022-01-02 14:00 | 14:00 | 6.6738 | 30
2022-01-02 14:30 | 14:30 | 8.1834 | 30
2022-01-02 15:00 | 15:00 | 6.3261 | 30
2022-01-02 15:30 | 15:30 | 6.3537 | 30
2022-01-02 16:00 | 16:00 | 6.839 | 30
2022-01-02 16:30 | 16:30 | 8.8787 | 30
2022-01-02 17:00 | 17:00 | 9.3332 | 30
2022-01-02 17:30 | 17:30 | 10.089 | 30
2022-01-02 18:00 | 18:00 | 10.7415 | 30
2022-01-02 18:30 | 18:30 | 11.0777 | 30
2022-01-02 19:00 | 19:00 | 11.1107 | 30
2022-01-02 19:30 | 19:30 | 10.9249 | 30
2022-01-02 20:00 | 20:00 | 10.5333 | 30
2022-01-02 20:30 | 20:30 | 10.0701 | 30
2022-01-02 21:00 | 21:00 | 9.6836 | 30
2022-01-02 21:30 | 21:30 | 9.0857 | 30
2022-01-02 22:00 | 22:00 | 8.5897 | 30
2022-01-02 22:30 | 22:30 | 8.1132 | 30
2022-01-02 23:00 | 23:00 | 8.0734 | 30
2022-01-02 23:30 | 23:30 | 7.7626 | 30
2022-01-03 | 0:00 | 6.9699 | 30
2022-01-03 00:30 | 0:30 | 5.8431 | 30
2022-01-03 01:00 | 1:00 | 5.7346 | 30
2022-01-03 01:30 | 1:30 | 5.4345 | 30
2022-01-03 02:00 | 2:00 | 5.2842 | 30
2022-01-03 02:30 | 2:30 | 5.3163 | 30
2022-01-03 03:00 | 3:00 | 5.278 | 30
2022-01-03 03:30 | 3:30 | 5.0304 | 30
2022-01-03 04:00 | 4:00 | 5.2312 | 30
2022-01-03 04:30 | 4:30 | 5.0797 | 30
2022-01-03 05:00 | 5:00 | 4.8845 | 30
2022-01-03 05:30 | 5:30 | 4.5264 | 30
2022-01-03 06:00 | 6:00 | 4.1581 | 30
2022-01-03 06:30 | 6:30 | 3.824 | 30
2022-01-03 07:00 | 7:00 | 3.42 | 30
2022-01-03 07:30 | 7:30 | 3.1774 | 30
2022-01-03 08:00 | 8:00 | 3.193 | 30
2022-01-03 08:30 | 8:30 | 0.72554 | 30
2022-01-03 09:00 | 9:00 | 0.51718 | 30
2022-01-03 09:30 | 9:30 | 0.413 | 30
2022-01-03 10:00 | 10:00 | 0.64621 | 30
2022-01-03 10:30 | 10:30 | 1.62 | 30
2022-01-03 11:00 | 11:00 | 2.0427 | 30
2022-01-03 11:30 | 11:30 | 2.27 | 30
2022-01-03 12:00 | 12:00 | 3.5525 | 30
2022-01-03 12:30 | 12:30 | 2.977 | 30
2022-01-03 13:00 | 13:00 | 3.2838 | 30
2022-01-03 13:30 | 13:30 | 3.6466 | 30
2022-01-03 14:00 | 14:00 | 6.0165 | 30
2022-01-03 14:30 | 14:30 | 2.8684 | 30
2022-01-03 15:00 | 15:00 | 2.6264 | 30
2022-01-03 15:30 | 15:30 | 4.0909 | 30
2022-01-03 16:00 | 16:00 | 5.4708 | 30
2022-01-03 16:30 | 16:30 | 7.6301 | 30
2022-01-03 17:00 | 17:00 | 9.4918 | 30
2022-01-03 17:30 | 17:30 | 10.8084 | 30
2022-01-03 18:00 | 18:00 | 11.5071 | 30
2022-01-03 18:30 | 18:30 | 11.7705 | 30
2022-01-03 19:00 | 19:00 | 11.5489 | 30
2022-01-03 19:30 | 19:30 | 11.238 | 30
2022-01-03 20:00 | 20:00 | 10.6749 | 30
2022-01-03 20:30 | 20:30 | 10.1796 | 30
2022-01-03 21:00 | 21:00 | 9.4535 | 30
2022-01-03 21:30 | 21:30 | 8.8965 | 30
2022-01-03 22:00 | 22:00 | 8.3405 | 30
2022-01-03 22:30 | 22:30 | 7.6955 | 30
2022-01-03 23:00 | 23:00 | 7.6091 | 30
2022-01-03 23:30 | 23:30 | 7.191 | 30
2022-01-04 | 0:00 | 6.6384 | 30
2022-01-04 00:30 | 0:30 | 6.4368 | 30
2022-01-04 01:00 | 1:00 | 6.6027 | 30
2022-01-04 01:30 | 1:30 | 6.2649 | 30
2022-01-04 02:00 | 2:00 | 6.047 | 30
2022-01-04 02:30 | 2:30 | 5.8929 | 30
2022-01-04 03:00 | 3:00 | 6.0438 | 30
2022-01-04 03:30 | 3:30 | 6.0656 | 30
2022-01-04 04:00 | 4:00 | 6.0481 | 30
2022-01-04 04:30 | 4:30 | 6.0837 | 30
2022-01-04 05:00 | 5:00 | 6.1544 | 30
2022-01-04 05:30 | 5:30 | 5.6918 | 30
2022-01-04 06:00 | 6:00 | 5.8762 | 30
2022-01-04 06:30 | 6:30 | 4.5477 | 30
2022-01-04 07:00 | 7:00 | 4.6429 | 30
2022-01-04 07:30 | 7:30 | 3.7964 | 30
2022-01-04 08:00 | 8:00 | 4.0128 | 30
2022-01-04 08:30 | 8:30 | 5.2752 | 30
2022-01-04 09:00 | 9:00 | 6.0939 | 30
2022-01-04 09:30 | 9:30 | 5.7482 | 30
2022-01-04 10:00 | 10:00 | 4.4304 | 30
2022-01-04 10:30 | 10:30 | 4.9323 | 30
2022-01-04 11:00 | 11:00 | 3.5483 | 30
2022-01-04 11:30 | 11:30 | 6.2064 | 30
2022-01-04 12:00 | 12:00 | 4.9696 | 30
2022-01-04 12:30 | 12:30 | 7.7635 | 30
2022-01-04 13:00 | 13:00 | 5.7446 | 30
2022-01-04 13:30 | 13:30 | 7.3688 | 30
2022-01-04 14:00 | 14:00 | 5.9667 | 30
2022-01-04 14:30 | 14:30 | 6.9774 | 30
2022-01-04 15:00 | 15:00 | 9.9707 | 30
2022-01-04 15:30 | 15:30 | 7.154 | 30
2022-01-04 16:00 | 16:00 | 8.7492 | 30
2022-01-04 16:30 | 16:30 | 10.0754 | 30
2022-01-04 17:00 | 17:00 | 10.953 | 30
2022-01-04 17:30 | 17:30 | 12.1943 | 30
2022-01-04 18:00 | 18:00 | 12.8678 | 30
2022-01-04 18:30 | 18:30 | 12.7865 | 30
2022-01-04 19:00 | 19:00 | 12.613 | 30
2022-01-04 19:30 | 19:30 | 12.202 | 30
2022-01-04 20:00 | 20:00 | 11.6555 | 30
2022-01-04 20:30 | 20:30 | 11.0792 | 30
2022-01-04 21:00 | 21:00 | 10.3328 | 30
2022-01-04 21:30 | 21:30 | 9.7274 | 30
2022-01-04 22:00 | 22:00 | 8.7228 | 30
2022-01-04 22:30 | 22:30 | 8.2929 | 30
2022-01-04 23:00 | 23:00 | 8.0474 | 30
2022-01-04 23:30 | 23:30 | 7.613 | 30
2022-01-05 | 0:00 | 6.9649 | 30
2022-01-05 00:30 | 0:30 | 6.7687 | 30
2022-01-05 01:00 | 1:00 | 6.7004 | 30
2022-01-05 01:30 | 1:30 | 6.4424 | 30
2022-01-05 02:00 | 2:00 | 6.1929 | 30
2022-01-05 02:30 | 2:30 | 5.9886 | 30
2022-01-05 03:00 | 3:00 | 6.2394 | 30
2022-01-05 03:30 | 3:30 | 6.3714 | 30
2022-01-05 04:00 | 4:00 | 6.4519 | 30
2022-01-05 04:30 | 4:30 | 6.4446 | 30
2022-01-05 05:00 | 5:00 | 6.0633 | 30
2022-01-05 05:30 | 5:30 | 5.7399 | 30
2022-01-05 06:00 | 6:00 | 5.7396 | 30
2022-01-05 06:30 | 6:30 | 5.5335 | 30
2022-01-05 07:00 | 7:00 | 5.5979 | 30
2022-01-05 07:30 | 7:30 | 5.7169 | 30
2022-01-05 08:00 | 8:00 | 4.5964 | 30
2022-01-05 08:30 | 8:30 | 5.1842 | 30
2022-01-05 09:00 | 9:00 | 6.149 | 30
2022-01-05 09:30 | 9:30 | 6.0282 | 30
2022-01-05 10:00 | 10:00 | 4.9755 | 30
2022-01-05 10:30 | 10:30 | 4.6318 | 30
2022-01-05 11:00 | 11:00 | 5.5281 | 30
2022-01-05 11:30 | 11:30 | 6.279 | 30
2022-01-05 12:00 | 12:00 | 5.4346 | 30
2022-01-05 12:30 | 12:30 | 5.3941 | 30
2022-01-05 13:00 | 13:00 | 5.8792 | 30
2022-01-05 13:30 | 13:30 | 6.5051 | 30
2022-01-05 14:00 | 14:00 | 7.0384 | 30
2022-01-05 14:30 | 14:30 | 7.3941 | 30
2022-01-05 15:00 | 15:00 | 6.6892 | 30
2022-01-05 15:30 | 15:30 | 7.2284 | 30
2022-01-05 16:00 | 16:00 | 8.005 | 30
2022-01-05 16:30 | 16:30 | 9.4255 | 30
2022-01-05 17:00 | 17:00 | 10.8163 | 30
2022-01-05 17:30 | 17:30 | 12.3573 | 30
2022-01-05 18:00 | 18:00 | 12.7509 | 30
2022-01-05 18:30 | 18:30 | 12.542 | 30
2022-01-05 19:00 | 19:00 | 12.2151 | 30
2022-01-05 19:30 | 19:30 | 11.6643 | 30
2022-01-05 20:00 | 20:00 | 11.3285 | 30
2022-01-05 20:30 | 20:30 | 10.792 | 30
2022-01-05 21:00 | 21:00 | 10.0732 | 30
2022-01-05 21:30 | 21:30 | 9.5761 | 30
2022-01-05 22:00 | 22:00 | 8.9399 | 30
2022-01-05 22:30 | 22:30 | 8.2995 | 30
2022-01-05 23:00 | 23:00 | 8.1492 | 30
2022-01-05 23:30 | 23:30 | 7.5789 | 30
2022-01-06 | 0:00 | 6.901 | 30
2022-01-06 00:30 | 0:30 | 6.569 | 30
2022-01-06 01:00 | 1:00 | 6.5939 | 30
2022-01-06 01:30 | 1:30 | 6.6064 | 30
2022-01-06 02:00 | 2:00 | 6.3973 | 30
2022-01-06 02:30 | 2:30 | 6.2491 | 30
2022-01-06 03:00 | 3:00 | 5.9801 | 30
2022-01-06 03:30 | 3:30 | 5.9626 | 30
2022-01-06 04:00 | 4:00 | 5.9491 | 30
2022-01-06 04:30 | 4:30 | 6.0207 | 30
2022-01-06 05:00 | 5:00 | 6.0212 | 30
2022-01-06 05:30 | 5:30 | 5.6739 | 30
2022-01-06 06:00 | 6:00 | 5.9107 | 30
2022-01-06 06:30 | 6:30 | 6.1865 | 30
2022-01-06 07:00 | 7:00 | 5.2695 | 30
2022-01-06 07:30 | 7:30 | 4.7392 | 30
2022-01-06 08:00 | 8:00 | 3.9972 | 30
2022-01-06 08:30 | 8:30 | 2.4967 | 30
2022-01-06 09:00 | 9:00 | 3.4449 | 30
2022-01-06 09:30 | 9:30 | 3.5869 | 30
2022-01-06 10:00 | 10:00 | 4.9703 | 30
2022-01-06 10:30 | 10:30 | 5.0901 | 30
2022-01-06 11:00 | 11:00 | 4.5984 | 30
2022-01-06 11:30 | 11:30 | 4.2116 | 30
2022-01-06 12:00 | 12:00 | 3.7525 | 30
2022-01-06 12:30 | 12:30 | 4.4267 | 30
2022-01-06 13:00 | 13:00 | 4.7762 | 30
2022-01-06 13:30 | 13:30 | 6.1447 | 30
2022-01-06 14:00 | 14:00 | 5.4998 | 30
2022-01-06 14:30 | 14:30 | 5.729 | 30
2022-01-06 15:00 | 15:00 | 5.9925 | 30
2022-01-06 15:30 | 15:30 | 8.0559 | 30
2022-01-06 16:00 | 16:00 | 9.4723 | 30
2022-01-06 16:30 | 16:30 | 10.7927 | 30
2022-01-06 17:00 | 17:00 | 11.7996 | 30
2022-01-06 17:30 | 17:30 | 13.3942 | 30
2022-01-06 18:00 | 18:00 | 13.89 | 30
2022-01-06 18:30 | 18:30 | 14.1267 | 30
2022-01-06 19:00 | 19:00 | 13.9542 | 30
2022-01-06 19:30 | 19:30 | 13.545 | 30
2022-01-06 20:00 | 20:00 | 12.2545 | 30
2022-01-06 20:30 | 20:30 | 11.818 | 30
2022-01-06 21:00 | 21:00 | 12.1286 | 30
2022-01-06 21:30 | 21:30 | 11.4687 | 30
2022-01-06 22:00 | 22:00 | 10.7616 | 30
2022-01-06 22:30 | 22:30 | 9.5285 | 30
2022-01-06 23:00 | 23:00 | 9.5461 | 30
2022-01-06 23:30 | 23:30 | 9.0445 | 30
2022-01-07 | 0:00 | 8.0637 | 30
2022-01-07 00:30 | 0:30 | 7.5513 | 30
2022-01-07 01:00 | 1:00 | 7.3891 | 30
2022-01-07 01:30 | 1:30 | 7.0211 | 30
2022-01-07 02:00 | 2:00 | 6.7904 | 30
2022-01-07 02:30 | 2:30 | 6.6639 | 30
2022-01-07 03:00 | 3:00 | 6.2604 | 30
2022-01-07 03:30 | 3:30 | 6.3001 | 30
2022-01-07 04:00 | 4:00 | 6.3186 | 30
2022-01-07 04:30 | 4:30 | 6.2626 | 30
2022-01-07 05:00 | 5:00 | 6.2615 | 30
2022-01-07 05:30 | 5:30 | 5.9315 | 30
2022-01-07 06:00 | 6:00 | 5.7048 | 30
2022-01-07 06:30 | 6:30 | 6.223 | 30
2022-01-07 07:00 | 7:00 | 5.8743 | 30
2022-01-07 07:30 | 7:30 | 6.6551 | 30
2022-01-07 08:00 | 8:00 | 6.461 | 30
2022-01-07 08:30 | 8:30 | 6.1577 | 30
2022-01-07 09:00 | 9:00 | 4.4726 | 30
2022-01-07 09:30 | 9:30 | 4.9236 | 30
2022-01-07 10:00 | 10:00 | 6.7599 | 30
2022-01-07 10:30 | 10:30 | 6.2815 | 30
2022-01-07 11:00 | 11:00 | 6.8068 | 30
2022-01-07 11:30 | 11:30 | 6.247 | 30
2022-01-07 12:00 | 12:00 | 7.5542 | 30
2022-01-07 12:30 | 12:30 | 7.0839 | 30
2022-01-07 13:00 | 13:00 | 7.5202 | 30
2022-01-07 13:30 | 13:30 | 7.5566 | 30
2022-01-07 14:00 | 14:00 | 7.9092 | 30
2022-01-07 14:30 | 14:30 | 7.9334 | 30
2022-01-07 15:00 | 15:00 | 8.8016 | 30
2022-01-07 15:30 | 15:30 | 8.9972 | 30
2022-01-07 16:00 | 16:00 | 9.3311 | 30
2022-01-07 16:30 | 16:30 | 9.9524 | 30
2022-01-07 17:00 | 17:00 | 10.4078 | 30
2022-01-07 17:30 | 17:30 | 11.1666 | 30
2022-01-07 18:00 | 18:00 | 11.9938 | 30
2022-01-07 18:30 | 18:30 | 12.1043 | 30
2022-01-07 19:00 | 19:00 | 12.0908 | 30
2022-01-07 19:30 | 19:30 | 11.7557 | 30
2022-01-07 20:00 | 20:00 | 11.5104 | 30
2022-01-07 20:30 | 20:30 | 11.3917 | 30
2022-01-07 21:00 | 21:00 | 10.9805 | 30
2022-01-07 21:30 | 21:30 | 10.5263 | 30
2022-01-07 22:00 | 22:00 | 10.0105 | 30
2022-01-07 22:30 | 22:30 | 9.5251 | 30
2022-01-07 23:00 | 23:00 | 9.4944 | 30
2022-01-07 23:30 | 23:30 | 9.1007 | 30
2022-01-08 | 0:00 | 8.302 | 30
2022-01-08 00:30 | 0:30 | 7.8172 | 30
2022-01-08 01:00 | 1:00 | 7.6196 | 30
2022-01-08 01:30 | 1:30 | 7.2589 | 30
2022-01-08 02:00 | 2:00 | 6.6642 | 30
2022-01-08 02:30 | 2:30 | 6.4361 | 30
2022-01-08 03:00 | 3:00 | 6.2239 | 30
2022-01-08 03:30 | 3:30 | 6.1672 | 30
2022-01-08 04:00 | 4:00 | 6.1947 | 30
2022-01-08 04:30 | 4:30 | 6.2188 | 30
2022-01-08 05:00 | 5:00 | 5.9673 | 30
2022-01-08 05:30 | 5:30 | 6.0391 | 30
2022-01-08 06:00 | 6:00 | 5.9362 | 30
2022-01-08 06:30 | 6:30 | 5.7287 | 30
2022-01-08 07:00 | 7:00 | 6.3048 | 30
2022-01-08 07:30 | 7:30 | 6.2632 | 30
2022-01-08 08:00 | 8:00 | 6.1572 | 30
2022-01-08 08:30 | 8:30 | 6.6439 | 30
2022-01-08 09:00 | 9:00 | 8.0962 | 30
2022-01-08 09:30 | 9:30 | 7.0025 | 30
2022-01-08 10:00 | 10:00 | 3.4768 | 30
2022-01-08 10:30 | 10:30 | 5.8782 | 30
2022-01-08 11:00 | 11:00 | 5.4433 | 30
2022-01-08 11:30 | 11:30 | 5.3077 | 30
2022-01-08 12:00 | 12:00 | 6.7963 | 30
2022-01-08 12:30 | 12:30 | 8.9444 | 30
2022-01-08 13:00 | 13:00 | 9.2875 | 30
2022-01-08 13:30 | 13:30 | 8.5356 | 30
2022-01-08 14:00 | 14:00 | 8.8002 | 30
2022-01-08 14:30 | 14:30 | 8.6684 | 30
2022-01-08 15:00 | 15:00 | 8.6058 | 30
2022-01-08 15:30 | 15:30 | 7.5165 | 30
2022-01-08 16:00 | 16:00 | 7.862 | 30
2022-01-08 16:30 | 16:30 | 8.5488 | 30
2022-01-08 17:00 | 17:00 | 9.0027 | 30
2022-01-08 17:30 | 17:30 | 10.2553 | 30
2022-01-08 18:00 | 18:00 | 10.9406 | 30
2022-01-08 18:30 | 18:30 | 11.7501 | 30
2022-01-08 19:00 | 19:00 | 11.8238 | 30
2022-01-08 19:30 | 19:30 | 11.3644 | 30
2022-01-08 20:00 | 20:00 | 11.2416 | 30
2022-01-08 20:30 | 20:30 | 10.8273 | 30
2022-01-08 21:00 | 21:00 | 10.3019 | 30
2022-01-08 21:30 | 21:30 | 9.8182 | 30
2022-01-08 22:00 | 22:00 | 9.2498 | 30
2022-01-08 22:30 | 22:30 | 8.7159 | 30
2022-01-08 23:00 | 23:00 | 8.7553 | 30
2022-01-08 23:30 | 23:30 | 8.2431 | 30
2022-01-09 | 0:00 | 7.6463 | 30
2022-01-09 00:30 | 0:30 | 7.43 | 30
2022-01-09 01:00 | 1:00 | 7.2603 | 30
2022-01-09 01:30 | 1:30 | 6.9933 | 30
2022-01-09 02:00 | 2:00 | 6.6897 | 30
2022-01-09 02:30 | 2:30 | 6.5607 | 30
2022-01-09 03:00 | 3:00 | 5.9257 | 30
2022-01-09 03:30 | 3:30 | 5.4391 | 30
2022-01-09 04:00 | 4:00 | 6.1519 | 30
2022-01-09 04:30 | 4:30 | 6.402 | 30
2022-01-09 05:00 | 5:00 | 6.3377 | 30
2022-01-09 05:30 | 5:30 | 6.3719 | 30
2022-01-09 06:00 | 6:00 | 6.0858 | 30
2022-01-09 06:30 | 6:30 | 5.6637 | 30
2022-01-09 07:00 | 7:00 | 5.3609 | 30
2022-01-09 07:30 | 7:30 | 5.0039 | 30
2022-01-09 08:00 | 8:00 | 3.9072 | 30
2022-01-09 08:30 | 8:30 | 6.3505 | 30
2022-01-09 09:00 | 9:00 | 6.0953 | 30
2022-01-09 09:30 | 9:30 | 5.3166 | 30
2022-01-09 10:00 | 10:00 | 4.6714 | 30
2022-01-09 10:30 | 10:30 | 6.0301 | 30
2022-01-09 11:00 | 11:00 | 6.3944 | 30
2022-01-09 11:30 | 11:30 | 7.2306 | 30
2022-01-09 12:00 | 12:00 | 7.3966 | 30
2022-01-09 12:30 | 12:30 | 5.9896 | 30
2022-01-09 13:00 | 13:00 | 6.3452 | 30
2022-01-09 13:30 | 13:30 | 6.8891 | 30
2022-01-09 14:00 | 14:00 | 8.9686 | 30
2022-01-09 14:30 | 14:30 | 8.6291 | 30
2022-01-09 15:00 | 15:00 | 8.8394 | 30
2022-01-09 15:30 | 15:30 | 9.1276 | 30
2022-01-09 16:00 | 16:00 | 10.3793 | 30
2022-01-09 16:30 | 16:30 | 11.2178 | 30
2022-01-09 17:00 | 17:00 | 11.698 | 30
2022-01-09 17:30 | 17:30 | 12.5645 | 30
2022-01-09 18:00 | 18:00 | 13.1122 | 30
2022-01-09 18:30 | 18:30 | 13.1136 | 30
2022-01-09 19:00 | 19:00 | 12.7362 | 30
2022-01-09 19:30 | 19:30 | 12.3918 | 30
2022-01-09 20:00 | 20:00 | 11.8488 | 30
2022-01-09 20:30 | 20:30 | 11.2704 | 30
2022-01-09 21:00 | 21:00 | 10.6043 | 30
2022-01-09 21:30 | 21:30 | 9.989 | 30
2022-01-09 22:00 | 22:00 | 9.1238 | 30
2022-01-09 22:30 | 22:30 | 8.5103 | 30
2022-01-09 23:00 | 23:00 | 8.3158 | 30
2022-01-09 23:30 | 23:30 | 7.8288 | 30
2022-01-10 | 0:00 | 7.5033 | 30
2022-01-10 00:30 | 0:30 | 7.8601 | 30
2022-01-10 01:00 | 1:00 | 7.8529 | 30
2022-01-10 01:30 | 1:30 | 7.5632 | 30
2022-01-10 02:00 | 2:00 | 7.3834 | 30
2022-01-10 02:30 | 2:30 | 5.4917 | 30
2022-01-10 03:00 | 3:00 | 5.3875 | 30
2022-01-10 03:30 | 3:30 | 5.7861 | 30
2022-01-10 04:00 | 4:00 | 6.2471 | 30
2022-01-10 04:30 | 4:30 | 6.4042 | 30
2022-01-10 05:00 | 5:00 | 6.8327 | 30
2022-01-10 05:30 | 5:30 | 6.7523 | 30
2022-01-10 06:00 | 6:00 | 6.1409 | 30
2022-01-10 06:30 | 6:30 | 5.7424 | 30
2022-01-10 07:00 | 7:00 | 4.4307 | 30
2022-01-10 07:30 | 7:30 | 3.5405 | 30
2022-01-10 08:00 | 8:00 | 3.3345 | 30
2022-01-10 08:30 | 8:30 | 2.6843 | 30
2022-01-10 09:00 | 9:00 | 2.8147 | 30
2022-01-10 09:30 | 9:30 | 2.105 | 30
2022-01-10 10:00 | 10:00 | 1.9266 | 30
2022-01-10 10:30 | 10:30 | 0.80065 | 30
2022-01-10 11:00 | 11:00 | 1.2444 | 30
2022-01-10 11:30 | 11:30 | 1.9362 | 30
2022-01-10 12:00 | 12:00 | 2.6336 | 30
2022-01-10 12:30 | 12:30 | 2.2724 | 30
2022-01-10 13:00 | 13:00 | 2.757 | 30
2022-01-10 13:30 | 13:30 | 2.9652 | 30
2022-01-10 14:00 | 14:00 | 3.2193 | 30
2022-01-10 14:30 | 14:30 | 4.1878 | 30
2022-01-10 15:00 | 15:00 | 5.4476 | 30
2022-01-10 15:30 | 15:30 | 6.8665 | 30
2022-01-10 16:00 | 16:00 | 8.501 | 30
2022-01-10 16:30 | 16:30 | 10.2209 | 30
2022-01-10 17:00 | 17:00 | 11.5741 | 30
2022-01-10 17:30 | 17:30 | 13.3697 | 30
2022-01-10 18:00 | 18:00 | 14.3631 | 30
2022-01-10 18:30 | 18:30 | 14.3277 | 30
2022-01-10 19:00 | 19:00 | 14.1738 | 30
2022-01-10 19:30 | 19:30 | 13.7345 | 30
2022-01-10 20:00 | 20:00 | 13.1687 | 30
2022-01-10 20:30 | 20:30 | 12.3676 | 30
2022-01-10 21:00 | 21:00 | 11.735 | 30
2022-01-10 21:30 | 21:30 | 11.0868 | 30
2022-01-10 22:00 | 22:00 | 10.163 | 30
2022-01-10 22:30 | 22:30 | 9.5473 | 30
2022-01-10 23:00 | 23:00 | 9.3616 | 30
2022-01-10 23:30 | 23:30 | 8.9907 | 30
2022-01-11 | 0:00 | 8.3685 | 30
2022-01-11 00:30 | 0:30 | 8.0799 | 30
2022-01-11 01:00 | 1:00 | 8.1442 | 30
2022-01-11 01:30 | 1:30 | 7.8317 | 30
2022-01-11 02:00 | 2:00 | 7.6136 | 30
2022-01-11 02:30 | 2:30 | 6.2077 | 30
2022-01-11 03:00 | 3:00 | 5.6518 | 30
2022-01-11 03:30 | 3:30 | 5.5964 | 30
2022-01-11 04:00 | 4:00 | 6.4604 | 30
2022-01-11 04:30 | 4:30 | 7.3765 | 30
2022-01-11 05:00 | 5:00 | 7.4479 | 30
2022-01-11 05:30 | 5:30 | 7.3927 | 30
2022-01-11 06:00 | 6:00 | 7.0902 | 30
2022-01-11 06:30 | 6:30 | 6.5061 | 30
2022-01-11 07:00 | 7:00 | 6.1871 | 30
2022-01-11 07:30 | 7:30 | 4.8534 | 30
2022-01-11 08:00 | 8:00 | 5.3848 | 30
2022-01-11 08:30 | 8:30 | 3.8787 | 30
2022-01-11 09:00 | 9:00 | 1.9333 | 30
2022-01-11 09:30 | 9:30 | 1.409 | 30
2022-01-11 10:00 | 10:00 | 1.2649 | 30
2022-01-11 10:30 | 10:30 | 1.0323 | 30
2022-01-11 11:00 | 11:00 | 3.0247 | 30
2022-01-11 11:30 | 11:30 | 3.2446 | 30
2022-01-11 12:00 | 12:00 | 4.2392 | 30
2022-01-11 12:30 | 12:30 | 3.0686 | 30
2022-01-11 13:00 | 13:00 | 1.2759 | 30
2022-01-11 13:30 | 13:30 | 2.0046 | 30
2022-01-11 14:00 | 14:00 | 2.4135 | 30
2022-01-11 14:30 | 14:30 | 3.0558 | 30
2022-01-11 15:00 | 15:00 | 4.9731 | 30
2022-01-11 15:30 | 15:30 | 6.7182 | 30
2022-01-11 16:00 | 16:00 | 8.4828 | 30
2022-01-11 16:30 | 16:30 | 10.251 | 30
2022-01-11 17:00 | 17:00 | 11.656 | 30
2022-01-11 17:30 | 17:30 | 12.6537 | 30
2022-01-11 18:00 | 18:00 | 13.1884 | 30
2022-01-11 18:30 | 18:30 | 13.0512 | 30
2022-01-11 19:00 | 19:00 | 12.8363 | 30
2022-01-11 19:30 | 19:30 | 12.4138 | 30
2022-01-11 20:00 | 20:00 | 11.9602 | 30
2022-01-11 20:30 | 20:30 | 11.4477 | 30
2022-01-11 21:00 | 21:00 | 10.6732 | 30
2022-01-11 21:30 | 21:30 | 9.3954 | 30
2022-01-11 22:00 | 22:00 | 8.6843 | 30
2022-01-11 22:30 | 22:30 | 8.0013 | 30
2022-01-11 23:00 | 23:00 | 7.8058 | 30
2022-01-11 23:30 | 23:30 | 7.3994 | 30
2022-01-12 | 0:00 | 6.836 | 30
2022-01-12 00:30 | 0:30 | 6.5773 | 30
2022-01-12 01:00 | 1:00 | 5.5481 | 30
2022-01-12 01:30 | 1:30 | 5.2169 | 30
2022-01-12 02:00 | 2:00 | 5.3322 | 30
2022-01-12 02:30 | 2:30 | 5.8252 | 30
2022-01-12 03:00 | 3:00 | 5.8182 | 30
2022-01-12 03:30 | 3:30 | 6.1379 | 30
2022-01-12 04:00 | 4:00 | 6.2801 | 30
2022-01-12 04:30 | 4:30 | 6.4478 | 30
2022-01-12 05:00 | 5:00 | 6.4919 | 30
2022-01-12 05:30 | 5:30 | 6.2972 | 30
2022-01-12 06:00 | 6:00 | 6.0937 | 30
2022-01-12 06:30 | 6:30 | 6.6854 | 30
2022-01-12 07:00 | 7:00 | 5.6442 | 30
2022-01-12 07:30 | 7:30 | 4.0156 | 30
2022-01-12 08:00 | 8:00 | 3.1628 | 30
2022-01-12 08:30 | 8:30 | 1.9 | 30
2022-01-12 09:00 | 9:00 | 2.5463 | 30
2022-01-12 09:30 | 9:30 | 1.7334 | 30
2022-01-12 10:00 | 10:00 | 1.4869 | 30
2022-01-12 10:30 | 10:30 | 2.5486 | 30
2022-01-12 11:00 | 11:00 | 3.5363 | 30
2022-01-12 11:30 | 11:30 | 1.1429 | 30
2022-01-12 12:00 | 12:00 | 1.6123 | 30
2022-01-12 12:30 | 12:30 | 3.1236 | 30
2022-01-12 13:00 | 13:00 | 3.9457 | 30
2022-01-12 13:30 | 13:30 | 3.8419 | 30
2022-01-12 14:00 | 14:00 | 5.7464 | 30
2022-01-12 14:30 | 14:30 | 4.0782 | 30
2022-01-12 15:00 | 15:00 | 5.2047 | 30
2022-01-12 15:30 | 15:30 | 6.8457 | 30
2022-01-12 16:00 | 16:00 | 8.5362 | 30
2022-01-12 16:30 | 16:30 | 10.3837 | 30
2022-01-12 17:00 | 17:00 | 11.3145 | 30
2022-01-12 17:30 | 17:30 | 12.3853 | 30
2022-01-12 18:00 | 18:00 | 12.8491 | 30
2022-01-12 18:30 | 18:30 | 13.0306 | 30
2022-01-12 19:00 | 19:00 | 12.9923 | 30
2022-01-12 19:30 | 19:30 | 12.455 | 30
2022-01-12 20:00 | 20:00 | 12.1098 | 30
2022-01-12 20:30 | 20:30 | 11.5327 | 30
2022-01-12 21:00 | 21:00 | 11.0289 | 30
2022-01-12 21:30 | 21:30 | 10.3853 | 30
2022-01-12 22:00 | 22:00 | 9.0082 | 30
2022-01-12 22:30 | 22:30 | 8.0464 | 30
2022-01-12 23:00 | 23:00 | 7.9237 | 30
2022-01-12 23:30 | 23:30 | 7.5112 | 30
2022-01-13 | 0:00 | 7.0567 | 30
2022-01-13 00:30 | 0:30 | 6.8144 | 30
2022-01-13 01:00 | 1:00 | 6.7327 | 30
2022-01-13 01:30 | 1:30 | 6.4111 | 30
2022-01-13 02:00 | 2:00 | 6.2385 | 30
2022-01-13 02:30 | 2:30 | 6.0943 | 30
2022-01-13 03:00 | 3:00 | 6.1614 | 30
2022-01-13 03:30 | 3:30 | 6.0844 | 30
2022-01-13 04:00 | 4:00 | 6.0708 | 30
2022-01-13 04:30 | 4:30 | 6.1548 | 30
2022-01-13 05:00 | 5:00 | 6.2699 | 30
2022-01-13 05:30 | 5:30 | 5.9553 | 30
2022-01-13 06:00 | 6:00 | 5.5342 | 30
2022-01-13 06:30 | 6:30 | 4.8164 | 30
2022-01-13 07:00 | 7:00 | 4.1101 | 30
2022-01-13 07:30 | 7:30 | 3.4526 | 30
2022-01-13 08:00 | 8:00 | 1.9646 | 30
2022-01-13 08:30 | 8:30 | 1.6345 | 30
2022-01-13 09:00 | 9:00 | 0.88084 | 30
2022-01-13 09:30 | 9:30 | 0.31589 | 30
2022-01-13 10:00 | 10:00 | 1.1432 | 30
2022-01-13 10:30 | 10:30 | 1.0097 | 30
2022-01-13 11:00 | 11:00 | 2.0954 | 30
2022-01-13 11:30 | 11:30 | 2.2083 | 30
2022-01-13 12:00 | 12:00 | 2.4669 | 30
2022-01-13 12:30 | 12:30 | 2.299 | 30
2022-01-13 13:00 | 13:00 | 1.781 | 30
2022-01-13 13:30 | 13:30 | 2.1454 | 30
2022-01-13 14:00 | 14:00 | 2.2505 | 30
2022-01-13 14:30 | 14:30 | 3.7887 | 30
2022-01-13 15:00 | 15:00 | 4.8866 | 30
2022-01-13 15:30 | 15:30 | 5.8618 | 30
2022-01-13 16:00 | 16:00 | 7.1589 | 30
2022-01-13 16:30 | 16:30 | 8.9464 | 30
2022-01-13 17:00 | 17:00 | 9.9743 | 30
2022-01-13 17:30 | 17:30 | 11.2652 | 30
2022-01-13 18:00 | 18:00 | 11.3748 | 30
2022-01-13 18:30 | 18:30 | 11.4035 | 30
2022-01-13 19:00 | 19:00 | 11.3454 | 30
2022-01-13 19:30 | 19:30 | 11.3251 | 30
2022-01-13 20:00 | 20:00 | 11.1746 | 30
2022-01-13 20:30 | 20:30 | 10.5783 | 30
2022-01-13 21:00 | 21:00 | 9.9842 | 30
2022-01-13 21:30 | 21:30 | 9.3261 | 30
2022-01-13 22:00 | 22:00 | 8.5991 | 30
2022-01-13 22:30 | 22:30 | 7.9851 | 30
2022-01-13 23:00 | 23:00 | 8.3712 | 30
2022-01-13 23:30 | 23:30 | 8.2184 | 30
2022-01-14 | 0:00 | 7.5597 | 30
2022-01-14 00:30 | 0:30 | 7.426 | 30
2022-01-14 01:00 | 1:00 | 7.3405 | 30
2022-01-14 01:30 | 1:30 | 7.0388 | 30
2022-01-14 02:00 | 2:00 | 6.8486 | 30
2022-01-14 02:30 | 2:30 | 6.6739 | 30
2022-01-14 03:00 | 3:00 | 6.5697 | 30
2022-01-14 03:30 | 3:30 | 6.2499 | 30
2022-01-14 04:00 | 4:00 | 6.2485 | 30
2022-01-14 04:30 | 4:30 | 6.338 | 30
2022-01-14 05:00 | 5:00 | 6.4127 | 30
2022-01-14 05:30 | 5:30 | 6.058 | 30
2022-01-14 06:00 | 6:00 | 5.6735 | 30
2022-01-14 06:30 | 6:30 | 5.0718 | 30
2022-01-14 07:00 | 7:00 | 4.063 | 30
2022-01-14 07:30 | 7:30 | 4.4876 | 30
2022-01-14 08:00 | 8:00 | 4.7364 | 30
2022-01-14 08:30 | 8:30 | 5.1295 | 30
2022-01-14 09:00 | 9:00 | 3.8264 | 30
2022-01-14 09:30 | 9:30 | 2.3878 | 30
2022-01-14 10:00 | 10:00 | 0.44204 | 30
2022-01-14 10:30 | 10:30 | 0.7996 | 30
2022-01-14 11:00 | 11:00 | 1.8229 | 30
2022-01-14 11:30 | 11:30 | 3.986 | 30
2022-01-14 12:00 | 12:00 | 3.5457 | 30
2022-01-14 12:30 | 12:30 | 3.9887 | 30
2022-01-14 13:00 | 13:00 | 1.6587 | 30
2022-01-14 13:30 | 13:30 | 4.2538 | 30
2022-01-14 14:00 | 14:00 | 5.4696 | 30
2022-01-14 14:30 | 14:30 | 3.5335 | 30
2022-01-14 15:00 | 15:00 | 4.6858 | 30
2022-01-14 15:30 | 15:30 | 5.5308 | 30
2022-01-14 16:00 | 16:00 | 6.9173 | 30
2022-01-14 16:30 | 16:30 | 7.8012 | 30
2022-01-14 17:00 | 17:00 | 9.1822 | 30
2022-01-14 17:30 | 17:30 | 10.0902 | 30
2022-01-14 18:00 | 18:00 | 11.0268 | 30
2022-01-14 18:30 | 18:30 | 10.9192 | 30
2022-01-14 19:00 | 19:00 | 11.1619 | 30
2022-01-14 19:30 | 19:30 | 10.7424 | 30
2022-01-14 20:00 | 20:00 | 10.1695 | 30
2022-01-14 20:30 | 20:30 | 9.7031 | 30
2022-01-14 21:00 | 21:00 | 9.2962 | 30
2022-01-14 21:30 | 21:30 | 8.6701 | 30
2022-01-14 22:00 | 22:00 | 8.0574 | 30
2022-01-14 22:30 | 22:30 | 7.4766 | 30
2022-01-14 23:00 | 23:00 | 7.3692 | 30
2022-01-14 23:30 | 23:30 | 7.0131 | 30
2022-01-15 | 0:00 | 6.849 | 30
2022-01-15 00:30 | 0:30 | 6.9794 | 30
2022-01-15 01:00 | 1:00 | 6.9016 | 30
2022-01-15 01:30 | 1:30 | 6.6549 | 30
2022-01-15 02:00 | 2:00 | 6.6353 | 30
2022-01-15 02:30 | 2:30 | 6.4958 | 30
2022-01-15 03:00 | 3:00 | 6.3716 | 30
2022-01-15 03:30 | 3:30 | 6.3026 | 30
2022-01-15 04:00 | 4:00 | 6.4103 | 30
2022-01-15 04:30 | 4:30 | 6.4273 | 30
2022-01-15 05:00 | 5:00 | 6.4354 | 30
2022-01-15 05:30 | 5:30 | 6.044 | 30
2022-01-15 06:00 | 6:00 | 5.8381 | 30
2022-01-15 06:30 | 6:30 | 5.034 | 30
2022-01-15 07:00 | 7:00 | 4.2728 | 30
2022-01-15 07:30 | 7:30 | 3.4676 | 30
2022-01-15 08:00 | 8:00 | 2.7506 | 30
2022-01-15 08:30 | 8:30 | 2.1084 | 30
2022-01-15 09:00 | 9:00 | 2.1664 | 30
2022-01-15 09:30 | 9:30 | 2.0651 | 30
2022-01-15 10:00 | 10:00 | 2.0943 | 30
2022-01-15 10:30 | 10:30 | 3.7765 | 30
2022-01-15 11:00 | 11:00 | 3.9396 | 30
2022-01-15 11:30 | 11:30 | 4.3835 | 30
2022-01-15 12:00 | 12:00 | 4.6911 | 30
2022-01-15 12:30 | 12:30 | 5.1496 | 30
2022-01-15 13:00 | 13:00 | 7.5506 | 30
2022-01-15 13:30 | 13:30 | 7.1462 | 30
2022-01-15 14:00 | 14:00 | 5.6437 | 30
2022-01-15 14:30 | 14:30 | 7.0594 | 30
2022-01-15 15:00 | 15:00 | 7.4584 | 30
2022-01-15 15:30 | 15:30 | 7.244 | 30
2022-01-15 16:00 | 16:00 | 8.786 | 30
2022-01-15 16:30 | 16:30 | 10.2263 | 30
2022-01-15 17:00 | 17:00 | 11.4531 | 30
2022-01-15 17:30 | 17:30 | 12.4698 | 30
2022-01-15 18:00 | 18:00 | 13.0701 | 30
2022-01-15 18:30 | 18:30 | 12.8847 | 30
2022-01-15 19:00 | 19:00 | 12.2422 | 30
2022-01-15 19:30 | 19:30 | 11.6908 | 30
2022-01-15 20:00 | 20:00 | 11.2381 | 30
2022-01-15 20:30 | 20:30 | 10.6029 | 30
2022-01-15 21:00 | 21:00 | 10.3315 | 30
2022-01-15 21:30 | 21:30 | 9.7311 | 30
2022-01-15 22:00 | 22:00 | 9.0176 | 30
2022-01-15 22:30 | 22:30 | 8.0396 | 30
2022-01-15 23:00 | 23:00 | 7.8298 | 30
2022-01-15 23:30 | 23:30 | 7.4037 | 30
2022-01-16 | 0:00 | 6.9038 | 30
2022-01-16 00:30 | 0:30 | 6.6743 | 30
2022-01-16 01:00 | 1:00 | 6.9413 | 30
2022-01-16 01:30 | 1:30 | 6.6674 | 30
2022-01-16 02:00 | 2:00 | 6.5187 | 30
2022-01-16 02:30 | 2:30 | 5.8 | 30
2022-01-16 03:00 | 3:00 | 5.6537 | 30
2022-01-16 03:30 | 3:30 | 5.525 | 30
2022-01-16 04:00 | 4:00 | 5.4442 | 30
2022-01-16 04:30 | 4:30 | 5.4211 | 30
2022-01-16 05:00 | 5:00 | 5.3986 | 30
2022-01-16 05:30 | 5:30 | 5.2656 | 30
2022-01-16 06:00 | 6:00 | 4.7238 | 30
2022-01-16 06:30 | 6:30 | 4.4489 | 30
2022-01-16 07:00 | 7:00 | 4.4767 | 30
2022-01-16 07:30 | 7:30 | 4.5217 | 30
2022-01-16 08:00 | 8:00 | 3.8611 | 30
2022-01-16 08:30 | 8:30 | 2.9341 | 30
2022-01-16 09:00 | 9:00 | 3.4719 | 30
2022-01-16 09:30 | 9:30 | 2.7016 | 30
2022-01-16 10:00 | 10:00 | 1.5784 | 30
2022-01-16 10:30 | 10:30 | 0.82881 | 30
2022-01-16 11:00 | 11:00 | 2.1066 | 30
2022-01-16 11:30 | 11:30 | 4.8195 | 30
2022-01-16 12:00 | 12:00 | 4.9093 | 30
2022-01-16 12:30 | 12:30 | 4.0811 | 30
2022-01-16 13:00 | 13:00 | 2.2817 | 30
2022-01-16 13:30 | 13:30 | 3.1993 | 30
2022-01-16 14:00 | 14:00 | 5.4051 | 30
2022-01-16 14:30 | 14:30 | 6.7426 | 30
2022-01-16 15:00 | 15:00 | 8.2204 | 30
2022-01-16 15:30 | 15:30 | 10.2707 | 30
2022-01-16 16:00 | 16:00 | 13.2933 | 30
2022-01-16 16:30 | 16:30 | 14.0176 | 30
2022-01-16 17:00 | 17:00 | 14.5107 | 30
2022-01-16 17:30 | 17:30 | 15.0161 | 30
2022-01-16 18:00 | 18:00 | 15.019 | 30
2022-01-16 18:30 | 18:30 | 13.6537 | 30
2022-01-16 19:00 | 19:00 | 13.7247 | 30
2022-01-16 19:30 | 19:30 | 13.1704 | 30
2022-01-16 20:00 | 20:00 | 12.7293 | 30
2022-01-16 20:30 | 20:30 | 11.9817 | 30
2022-01-16 21:00 | 21:00 | 11.249 | 30
2022-01-16 21:30 | 21:30 | 10.4526 | 30
2022-01-16 22:00 | 22:00 | 9.6493 | 30
2022-01-16 22:30 | 22:30 | 8.9242 | 30
2022-01-16 23:00 | 23:00 | 8.7112 | 30
2022-01-16 23:30 | 23:30 | 8.3271 | 30
2022-01-17 | 0:00 | 7.7129 | 30
2022-01-17 00:30 | 0:30 | 7.4435 | 30
2022-01-17 01:00 | 1:00 | 7.255 | 30
2022-01-17 01:30 | 1:30 | 6.9262 | 30
2022-01-17 02:00 | 2:00 | 6.6478 | 30
2022-01-17 02:30 | 2:30 | 6.4328 | 30
2022-01-17 03:00 | 3:00 | 5.9036 | 30
2022-01-17 03:30 | 3:30 | 5.5217 | 30
2022-01-17 04:00 | 4:00 | 6.0786 | 30
2022-01-17 04:30 | 4:30 | 6.1894 | 30
2022-01-17 05:00 | 5:00 | 6.2908 | 30
2022-01-17 05:30 | 5:30 | 6.2231 | 30
2022-01-17 06:00 | 6:00 | 6.1861 | 30
2022-01-17 06:30 | 6:30 | 5.6626 | 30
2022-01-17 07:00 | 7:00 | 5.8596 | 30
2022-01-17 07:30 | 7:30 | 5.4861 | 30
2022-01-17 08:00 | 8:00 | 3.9356 | 30
2022-01-17 08:30 | 8:30 | 2.6979 | 30
2022-01-17 09:00 | 9:00 | 3.7188 | 30
2022-01-17 09:30 | 9:30 | 3.5425 | 30
2022-01-17 10:00 | 10:00 | 3.5173 | 30
2022-01-17 10:30 | 10:30 | 2.9895 | 30
2022-01-17 11:00 | 11:00 | 6.0747 | 30
2022-01-17 11:30 | 11:30 | 7.6021 | 30
2022-01-17 12:00 | 12:00 | 7.9505 | 30
2022-01-17 12:30 | 12:30 | 9.9754 | 30
2022-01-17 13:00 | 13:00 | 10.1728 | 30
2022-01-17 13:30 | 13:30 | 7.199 | 30
2022-01-17 14:00 | 14:00 | 5.9878 | 30
2022-01-17 14:30 | 14:30 | 6.7056 | 30
2022-01-17 15:00 | 15:00 | 8.9528 | 30
2022-01-17 15:30 | 15:30 | 10.8288 | 30
2022-01-17 16:00 | 16:00 | 11.7474 | 30
2022-01-17 16:30 | 16:30 | 13.6389 | 30
2022-01-17 17:00 | 17:00 | 14.9428 | 30
2022-01-17 17:30 | 17:30 | 15.4031 | 30
2022-01-17 18:00 | 18:00 | 15.343 | 30
2022-01-17 18:30 | 18:30 | 15.2364 | 30
2022-01-17 19:00 | 19:00 | 15.5792 | 30
2022-01-17 19:30 | 19:30 | 14.9838 | 30
2022-01-17 20:00 | 20:00 | 14.2795 | 30
2022-01-17 20:30 | 20:30 | 13.0571 | 30
2022-01-17 21:00 | 21:00 | 12.0395 | 30
2022-01-17 21:30 | 21:30 | 11.212 | 30
2022-01-17 22:00 | 22:00 | 10.0852 | 30
2022-01-17 22:30 | 22:30 | 8.2764 | 30
2022-01-17 23:00 | 23:00 | 8.1301 | 30
2022-01-17 23:30 | 23:30 | 7.6561 | 30
2022-01-18 | 0:00 | 7.2296 | 30
2022-01-18 00:30 | 0:30 | 7.4903 | 30
2022-01-18 01:00 | 1:00 | 7.3516 | 30
2022-01-18 01:30 | 1:30 | 7.0605 | 30
2022-01-18 02:00 | 2:00 | 6.7841 | 30
2022-01-18 02:30 | 2:30 | 6.5878 | 30
2022-01-18 03:00 | 3:00 | 6.4095 | 30
2022-01-18 03:30 | 3:30 | 6.3481 | 30
2022-01-18 04:00 | 4:00 | 6.45 | 30
2022-01-18 04:30 | 4:30 | 6.4252 | 30
2022-01-18 05:00 | 5:00 | 6.4489 | 30
2022-01-18 05:30 | 5:30 | 6.1881 | 30
2022-01-18 06:00 | 6:00 | 6.1068 | 30
2022-01-18 06:30 | 6:30 | 5.6227 | 30
2022-01-18 07:00 | 7:00 | 5.0965 | 30
2022-01-18 07:30 | 7:30 | 4.7101 | 30
2022-01-18 08:00 | 8:00 | 3.2632 | 30
2022-01-18 08:30 | 8:30 | 3.5375 | 30
2022-01-18 09:00 | 9:00 | 5.8555 | 30
2022-01-18 09:30 | 9:30 | 5.0437 | 30
2022-01-18 10:00 | 10:00 | 4.0902 | 30
2022-01-18 10:30 | 10:30 | 5.3845 | 30
2022-01-18 11:00 | 11:00 | 3.7616 | 30
2022-01-18 11:30 | 11:30 | 6.4088 | 30
2022-01-18 12:00 | 12:00 | 8.1939 | 30
2022-01-18 12:30 | 12:30 | 6.154 | 30
2022-01-18 13:00 | 13:00 | 6.291 | 30
2022-01-18 13:30 | 13:30 | 6.1968 | 30
2022-01-18 14:00 | 14:00 | 7.7266 | 30
2022-01-18 14:30 | 14:30 | 8.4775 | 30
2022-01-18 15:00 | 15:00 | 10.7619 | 30
2022-01-18 15:30 | 15:30 | 11.233 | 30
2022-01-18 16:00 | 16:00 | 11.5307 | 30
2022-01-18 16:30 | 16:30 | 11.3793 | 30
2022-01-18 17:00 | 17:00 | 12.9062 | 30
2022-01-18 17:30 | 17:30 | 13.9493 | 30
2022-01-18 18:00 | 18:00 | 13.8931 | 30
2022-01-18 18:30 | 18:30 | 13.9353 | 30
2022-01-18 19:00 | 19:00 | 13.7073 | 30
2022-01-18 19:30 | 19:30 | 13.0218 | 30
2022-01-18 20:00 | 20:00 | 12.3774 | 30
2022-01-18 20:30 | 20:30 | 11.6024 | 30
2022-01-18 21:00 | 21:00 | 10.8769 | 30
2022-01-18 21:30 | 21:30 | 10.0144 | 30
2022-01-18 22:00 | 22:00 | 9.1471 | 30
2022-01-18 22:30 | 22:30 | 8.3137 | 30
2022-01-18 23:00 | 23:00 | 8.0613 | 30
2022-01-18 23:30 | 23:30 | 7.6755 | 30
2022-01-19 | 0:00 | 6.9387 | 30
2022-01-19 00:30 | 0:30 | 6.6946 | 30
2022-01-19 01:00 | 1:00 | 6.5253 | 30
2022-01-19 01:30 | 1:30 | 6.1431 | 30
2022-01-19 02:00 | 2:00 | 6.1474 | 30
2022-01-19 02:30 | 2:30 | 6.7758 | 30
2022-01-19 03:00 | 3:00 | 6.7327 | 30
2022-01-19 03:30 | 3:30 | 6.6784 | 30
2022-01-19 04:00 | 4:00 | 6.6397 | 30
2022-01-19 04:30 | 4:30 | 6.6811 | 30
2022-01-19 05:00 | 5:00 | 6.5797 | 30
2022-01-19 05:30 | 5:30 | 5.7896 | 30
2022-01-19 06:00 | 6:00 | 5.5022 | 30
2022-01-19 06:30 | 6:30 | 4.958 | 30
2022-01-19 07:00 | 7:00 | 4.5322 | 30
2022-01-19 07:30 | 7:30 | 4.3343 | 30
2022-01-19 08:00 | 8:00 | 3.8171 | 30
2022-01-19 08:30 | 8:30 | 3.2769 | 30
2022-01-19 09:00 | 9:00 | 3.101 | 30
2022-01-19 09:30 | 9:30 | 3.6453 | 30
2022-01-19 10:00 | 10:00 | 3.3684 | 30
2022-01-19 10:30 | 10:30 | 3.5102 | 30
2022-01-19 11:00 | 11:00 | 4.3045 | 30
2022-01-19 11:30 | 11:30 | 6.649 | 30
2022-01-19 12:00 | 12:00 | 6.5487 | 30
2022-01-19 12:30 | 12:30 | 6.8461 | 30
2022-01-19 13:00 | 13:00 | 7.1454 | 30
2022-01-19 13:30 | 13:30 | 5.8796 | 30
2022-01-19 14:00 | 14:00 | 10.8907 | 30
2022-01-19 14:30 | 14:30 | 12.0488 | 30
2022-01-19 15:00 | 15:00 | 8.5762 | 30
2022-01-19 15:30 | 15:30 | 11.1227 | 30
2022-01-19 16:00 | 16:00 | 10.0937 | 30
2022-01-19 16:30 | 16:30 | 12.773 | 30
2022-01-19 17:00 | 17:00 | 13.4035 | 30
2022-01-19 17:30 | 17:30 | 13.8883 | 30
2022-01-19 18:00 | 18:00 | 14.1208 | 30
2022-01-19 18:30 | 18:30 | 14.1859 | 30
2022-01-19 19:00 | 19:00 | 13.6574 | 30
2022-01-19 19:30 | 19:30 | 12.9936 | 30
2022-01-19 20:00 | 20:00 | 12.4396 | 30
2022-01-19 20:30 | 20:30 | 11.4243 | 30
2022-01-19 21:00 | 21:00 | 10.5613 | 30
2022-01-19 21:30 | 21:30 | 9.8331 | 30
2022-01-19 22:00 | 22:00 | 8.9894 | 30
2022-01-19 22:30 | 22:30 | 8.1739 | 30
2022-01-19 23:00 | 23:00 | 8.029 | 30
2022-01-19 23:30 | 23:30 | 7.5595 | 30
2022-01-20 | 0:00 | 6.9272 | 30
2022-01-20 00:30 | 0:30 | 6.7245 | 30
2022-01-20 01:00 | 1:00 | 6.6921 | 30
2022-01-20 01:30 | 1:30 | 6.4192 | 30
2022-01-20 02:00 | 2:00 | 6.1331 | 30
2022-01-20 02:30 | 2:30 | 5.9612 | 30
2022-01-20 03:00 | 3:00 | 5.6811 | 30
2022-01-20 03:30 | 3:30 | 5.7071 | 30
2022-01-20 04:00 | 4:00 | 5.7937 | 30
2022-01-20 04:30 | 4:30 | 5.8124 | 30
2022-01-20 05:00 | 5:00 | 5.8882 | 30
2022-01-20 05:30 | 5:30 | 5.9712 | 30
2022-01-20 06:00 | 6:00 | 5.7979 | 30
2022-01-20 06:30 | 6:30 | 5.8243 | 30
2022-01-20 07:00 | 7:00 | 5.4905 | 30
2022-01-20 07:30 | 7:30 | 5.122 | 30
2022-01-20 08:00 | 8:00 | 5.6068 | 30
2022-01-20 08:30 | 8:30 | 5.6918 | 30
2022-01-20 09:00 | 9:00 | 5.1608 | 30
2022-01-20 09:30 | 9:30 | 6.067 | 30
2022-01-20 10:00 | 10:00 | 4.789 | 30
2022-01-20 10:30 | 10:30 | 4.5382 | 30
2022-01-20 11:00 | 11:00 | 3.5418 | 30
2022-01-20 11:30 | 11:30 | 2.8274 | 30
2022-01-20 12:00 | 12:00 | 3.2129 | 30
2022-01-20 12:30 | 12:30 | 4.8042 | 30
2022-01-20 13:00 | 13:00 | 2.9385 | 30
2022-01-20 13:30 | 13:30 | 4.4764 | 30
2022-01-20 14:00 | 14:00 | 7.9943 | 30
2022-01-20 14:30 | 14:30 | 6.6968 | 30
2022-01-20 15:00 | 15:00 | 7.1403 | 30
2022-01-20 15:30 | 15:30 | 8.544 | 30
2022-01-20 16:00 | 16:00 | 7.9547 | 30
2022-01-20 16:30 | 16:30 | 8.8418 | 30
2022-01-20 17:00 | 17:00 | 9.8964 | 30
2022-01-20 17:30 | 17:30 | 10.5108 | 30
2022-01-20 18:00 | 18:00 | 11.1538 | 30
2022-01-20 18:30 | 18:30 | 11.29 | 30
2022-01-20 19:00 | 19:00 | 11.016 | 30
2022-01-20 19:30 | 19:30 | 10.3547 | 30
2022-01-20 20:00 | 20:00 | 10.2041 | 30
2022-01-20 20:30 | 20:30 | 9.8633 | 30
2022-01-20 21:00 | 21:00 | 9.07 | 30
2022-01-20 21:30 | 21:30 | 8.5976 | 30
2022-01-20 22:00 | 22:00 | 7.9418 | 30
2022-01-20 22:30 | 22:30 | 7.2567 | 30
2022-01-20 23:00 | 23:00 | 7.1008 | 30
2022-01-20 23:30 | 23:30 | 6.9163 | 30
2022-01-21 | 0:00 | 6.419 | 30
2022-01-21 00:30 | 0:30 | 6.356 | 30
2022-01-21 01:00 | 1:00 | 6.2852 | 30
2022-01-21 01:30 | 1:30 | 5.995 | 30
2022-01-21 02:00 | 2:00 | 5.8394 | 30
2022-01-21 02:30 | 2:30 | 5.6364 | 30
2022-01-21 03:00 | 3:00 | 5.5796 | 30
2022-01-21 03:30 | 3:30 | 5.546 | 30
2022-01-21 04:00 | 4:00 | 5.6603 | 30
2022-01-21 04:30 | 4:30 | 5.6831 | 30
2022-01-21 05:00 | 5:00 | 5.8183 | 30
2022-01-21 05:30 | 5:30 | 5.5222 | 30
2022-01-21 06:00 | 6:00 | 5.1577 | 30
2022-01-21 06:30 | 6:30 | 4.8943 | 30
2022-01-21 07:00 | 7:00 | 5.0496 | 30
2022-01-21 07:30 | 7:30 | 5.0233 | 30
2022-01-21 08:00 | 8:00 | 1.9879 | 30
2022-01-21 08:30 | 8:30 | 1.2281 | 30
2022-01-21 09:00 | 9:00 | 1.1266 | 30
2022-01-21 09:30 | 9:30 | 1.8563 | 30
2022-01-21 10:00 | 10:00 | 1.7522 | 30
2022-01-21 10:30 | 10:30 | 1.0153 | 30
2022-01-21 11:00 | 11:00 | 1.6361 | 30
2022-01-21 11:30 | 11:30 | 5.0984 | 30
2022-01-21 12:00 | 12:00 | 1.6563 | 30
2022-01-21 12:30 | 12:30 | 3.6505 | 30
2022-01-21 13:00 | 13:00 | 3.728 | 30
2022-01-21 13:30 | 13:30 | 1.2776 | 30
2022-01-21 14:00 | 14:00 | 1.1371 | 30
2022-01-21 14:30 | 14:30 | 2.3274 | 30
2022-01-21 15:00 | 15:00 | 4.1271 | 30
2022-01-21 15:30 | 15:30 | 3.5351 | 30
2022-01-21 16:00 | 16:00 | 6.1004 | 30
2022-01-21 16:30 | 16:30 | 6.5376 | 30
2022-01-21 17:00 | 17:00 | 8.3143 | 30
2022-01-21 17:30 | 17:30 | 9.6047 | 30
2022-01-21 18:00 | 18:00 | 10.0022 | 30
2022-01-21 18:30 | 18:30 | 10.6658 | 30
2022-01-21 19:00 | 19:00 | 10.9002 | 30
2022-01-21 19:30 | 19:30 | 10.5202 | 30
2022-01-21 20:00 | 20:00 | 10.2792 | 30
2022-01-21 20:30 | 20:30 | 9.9934 | 30
2022-01-21 21:00 | 21:00 | 9.4227 | 30
2022-01-21 21:30 | 21:30 | 8.9594 | 30
2022-01-21 22:00 | 22:00 | 8.4426 | 30
2022-01-21 22:30 | 22:30 | 8.1672 | 30
2022-01-21 23:00 | 23:00 | 8.3953 | 30
2022-01-21 23:30 | 23:30 | 8.1292 | 30
2022-01-22 | 0:00 | 7.5775 | 30
2022-01-22 00:30 | 0:30 | 7.3991 | 30
2022-01-22 01:00 | 1:00 | 7.4151 | 30
2022-01-22 01:30 | 1:30 | 6.9284 | 30
2022-01-22 02:00 | 2:00 | 6.7468 | 30
2022-01-22 02:30 | 2:30 | 6.5537 | 30
2022-01-22 03:00 | 3:00 | 6.4906 | 30
2022-01-22 03:30 | 3:30 | 6.4049 | 30
2022-01-22 04:00 | 4:00 | 6.4831 | 30
2022-01-22 04:30 | 4:30 | 6.4653 | 30
2022-01-22 05:00 | 5:00 | 6.4892 | 30
2022-01-22 05:30 | 5:30 | 6.1071 | 30
2022-01-22 06:00 | 6:00 | 5.7721 | 30
2022-01-22 06:30 | 6:30 | 6.0227 | 30
2022-01-22 07:00 | 7:00 | 5.7209 | 30
2022-01-22 07:30 | 7:30 | 5.0452 | 30
2022-01-22 08:00 | 8:00 | 4.4307 | 30
2022-01-22 08:30 | 8:30 | 0.76648 | 30
2022-01-22 09:00 | 9:00 | 2.8934 | 30
2022-01-22 09:30 | 9:30 | 1.5212 | 30
2022-01-22 10:00 | 10:00 | 3.0835 | 30
2022-01-22 10:30 | 10:30 | 5.0329 | 30
2022-01-22 11:00 | 11:00 | 1.4493 | 30
2022-01-22 11:30 | 11:30 | 1.8807 | 30
2022-01-22 12:00 | 12:00 | 1.2064 | 30
2022-01-22 12:30 | 12:30 | 1.8833 | 30
2022-01-22 13:00 | 13:00 | 2.8323 | 30
2022-01-22 13:30 | 13:30 | 4.0094 | 30
2022-01-22 14:00 | 14:00 | 1.3074 | 30
2022-01-22 14:30 | 14:30 | 4.0525 | 30
2022-01-22 15:00 | 15:00 | 4.2355 | 30
2022-01-22 15:30 | 15:30 | 4.2445 | 30
2022-01-22 16:00 | 16:00 | 4.804 | 30
2022-01-22 16:30 | 16:30 | 7.7845 | 30
2022-01-22 17:00 | 17:00 | 7.9781 | 30
2022-01-22 17:30 | 17:30 | 8.7111 | 30
2022-01-22 18:00 | 18:00 | 9.2119 | 30
2022-01-22 18:30 | 18:30 | 9.4393 | 30
2022-01-22 19:00 | 19:00 | 9.5198 | 30
2022-01-22 19:30 | 19:30 | 9.1943 | 30
2022-01-22 20:00 | 20:00 | 8.9228 | 30
2022-01-22 20:30 | 20:30 | 9.0748 | 30
2022-01-22 21:00 | 21:00 | 8.9081 | 30
2022-01-22 21:30 | 21:30 | 8.5907 | 30
2022-01-22 22:00 | 22:00 | 8.1061 | 30
2022-01-22 22:30 | 22:30 | 7.6183 | 30
2022-01-22 23:00 | 23:00 | 7.8295 | 30
2022-01-22 23:30 | 23:30 | 6.9382 | 30
2022-01-23 | 0:00 | 7.1678 | 30
2022-01-23 00:30 | 0:30 | 6.9876 | 30
2022-01-23 01:00 | 1:00 | 6.8653 | 30
2022-01-23 01:30 | 1:30 | 6.618 | 30
2022-01-23 02:00 | 2:00 | 6.4055 | 30
2022-01-23 02:30 | 2:30 | 6.271 | 30
2022-01-23 03:00 | 3:00 | 6.1451 | 30
2022-01-23 03:30 | 3:30 | 5.665 | 30
2022-01-23 04:00 | 4:00 | 5.1972 | 30
2022-01-23 04:30 | 4:30 | 5.1952 | 30
2022-01-23 05:00 | 5:00 | 5.1241 | 30
2022-01-23 05:30 | 5:30 | 4.8166 | 30
2022-01-23 06:00 | 6:00 | 4.5153 | 30
2022-01-23 06:30 | 6:30 | 3.8344 | 30
2022-01-23 07:00 | 7:00 | 3.1301 | 30
2022-01-23 07:30 | 7:30 | 2.2399 | 30
2022-01-23 08:00 | 8:00 | 1.5033 | 30
2022-01-23 08:30 | 8:30 | 1.2705 | 30
2022-01-23 09:00 | 9:00 | 0.85569 | 30
2022-01-23 09:30 | 9:30 | 2.7024 | 30
2022-01-23 10:00 | 10:00 | 2.9134 | 30
2022-01-23 10:30 | 10:30 | 3.6712 | 30
2022-01-23 11:00 | 11:00 | 3.7537 | 30
2022-01-23 11:30 | 11:30 | 5.3694 | 30
2022-01-23 12:00 | 12:00 | 4.6956 | 30
2022-01-23 12:30 | 12:30 | 4.9572 | 30
2022-01-23 13:00 | 13:00 | 1.9495 | 30
2022-01-23 13:30 | 13:30 | 1.3189 | 30
2022-01-23 14:00 | 14:00 | 5.0867 | 30
2022-01-23 14:30 | 14:30 | 7.3106 | 30
2022-01-23 15:00 | 15:00 | 7.1953 | 30
2022-01-23 15:30 | 15:30 | 6.0904 | 30
2022-01-23 16:00 | 16:00 | 4.2894 | 30
2022-01-23 16:30 | 16:30 | 6.3487 | 30
2022-01-23 17:00 | 17:00 | 8.5533 | 30
2022-01-23 17:30 | 17:30 | 10.2202 | 30
2022-01-23 18:00 | 18:00 | 11.0699 | 30
2022-01-23 18:30 | 18:30 | 11.088 | 30
2022-01-23 19:00 | 19:00 | 11.4208 | 30
2022-01-23 19:30 | 19:30 | 10.8373 | 30
2022-01-23 20:00 | 20:00 | 10.6172 | 30
2022-01-23 20:30 | 20:30 | 9.9735 | 30
2022-01-23 21:00 | 21:00 | 9.3564 | 30
2022-01-23 21:30 | 21:30 | 9.0163 | 30
2022-01-23 22:00 | 22:00 | 8.2337 | 30
2022-01-23 22:30 | 22:30 | 7.5052 | 30
2022-01-23 23:00 | 23:00 | 7.4127 | 30
2022-01-23 23:30 | 23:30 | 7.0695 | 30
2022-01-24 | 0:00 | 6.1996 | 30
2022-01-24 00:30 | 0:30 | 6.0069 | 30
2022-01-24 01:00 | 1:00 | 5.9144 | 30
2022-01-24 01:30 | 1:30 | 5.7239 | 30
2022-01-24 02:00 | 2:00 | 5.4766 | 30
2022-01-24 02:30 | 2:30 | 5.3999 | 30
2022-01-24 03:00 | 3:00 | 5.2614 | 30
2022-01-24 03:30 | 3:30 | 5.2282 | 30
2022-01-24 04:00 | 4:00 | 5.3704 | 30
2022-01-24 04:30 | 4:30 | 5.0748 | 30
2022-01-24 05:00 | 5:00 | 5.6077 | 30
2022-01-24 05:30 | 5:30 | 5.6385 | 30
2022-01-24 06:00 | 6:00 | 5.3706 | 30
2022-01-24 06:30 | 6:30 | 4.7535 | 30
2022-01-24 07:00 | 7:00 | 4.17 | 30
2022-01-24 07:30 | 7:30 | 3.0262 | 30
2022-01-24 08:00 | 8:00 | 1.7829 | 30
2022-01-24 08:30 | 8:30 | 0.79979 | 30
2022-01-24 09:00 | 9:00 | 0.86612 | 30
2022-01-24 09:30 | 9:30 | 1.3103 | 30
2022-01-24 10:00 | 10:00 | 2.7689 | 30
2022-01-24 10:30 | 10:30 | 2.7357 | 30
2022-01-24 11:00 | 11:00 | 1.3506 | 30
2022-01-24 11:30 | 11:30 | 3.5523 | 30
2022-01-24 12:00 | 12:00 | 5.4586 | 30
2022-01-24 12:30 | 12:30 | 5.996 | 30
2022-01-24 13:00 | 13:00 | 5.9395 | 30
2022-01-24 13:30 | 13:30 | 4.1224 | 30
2022-01-24 14:00 | 14:00 | 8.4134 | 30
2022-01-24 14:30 | 14:30 | 4.7794 | 30
2022-01-24 15:00 | 15:00 | 3.1649 | 30
2022-01-24 15:30 | 15:30 | 5.7359 | 30
2022-01-24 16:00 | 16:00 | 6.4254 | 30
2022-01-24 16:30 | 16:30 | 8.7928 | 30
2022-01-24 17:00 | 17:00 | 9.109 | 30
2022-01-24 17:30 | 17:30 | 10.5623 | 30
2022-01-24 18:00 | 18:00 | 11.2843 | 30
2022-01-24 18:30 | 18:30 | 12.0767 | 30
2022-01-24 19:00 | 19:00 | 12.2789 | 30
2022-01-24 19:30 | 19:30 | 11.6579 | 30
2022-01-24 20:00 | 20:00 | 11.3196 | 30
2022-01-24 20:30 | 20:30 | 10.82 | 30
2022-01-24 21:00 | 21:00 | 10.0497 | 30
2022-01-24 21:30 | 21:30 | 9.1349 | 30
2022-01-24 22:00 | 22:00 | 8.1546 | 30
2022-01-24 22:30 | 22:30 | 7.4118 | 30
2022-01-24 23:00 | 23:00 | 7.3083 | 30
2022-01-24 23:30 | 23:30 | 6.9504 | 30
2022-01-25 | 0:00 | 6.4011 | 30
2022-01-25 00:30 | 0:30 | 6.1591 | 30
2022-01-25 01:00 | 1:00 | 6.1941 | 30
2022-01-25 01:30 | 1:30 | 5.8573 | 30
2022-01-25 02:00 | 2:00 | 5.6708 | 30
2022-01-25 02:30 | 2:30 | 5.4687 | 30
2022-01-25 03:00 | 3:00 | 5.3729 | 30
2022-01-25 03:30 | 3:30 | 5.3885 | 30
2022-01-25 04:00 | 4:00 | 5.3568 | 30
2022-01-25 04:30 | 4:30 | 5.6979 | 30
2022-01-25 05:00 | 5:00 | 6.1195 | 30
2022-01-25 05:30 | 5:30 | 5.9931 | 30
2022-01-25 06:00 | 6:00 | 5.5986 | 30
2022-01-25 06:30 | 6:30 | 5.7716 | 30
2022-01-25 07:00 | 7:00 | 4.5528 | 30
2022-01-25 07:30 | 7:30 | 3.3357 | 30
2022-01-25 08:00 | 8:00 | 2.0184 | 30
2022-01-25 08:30 | 8:30 | 1.2923 | 30
2022-01-25 09:00 | 9:00 | 0.77836 | 30
2022-01-25 09:30 | 9:30 | 2.9826 | 30
2022-01-25 10:00 | 10:00 | 4.289 | 30
2022-01-25 10:30 | 10:30 | 2.9598 | 30
2022-01-25 11:00 | 11:00 | 5.1362 | 30
2022-01-25 11:30 | 11:30 | 2.4982 | 30
2022-01-25 12:00 | 12:00 | 2.5996 | 30
2022-01-25 12:30 | 12:30 | 2.1924 | 30
2022-01-25 13:00 | 13:00 | 6.8494 | 30
2022-01-25 13:30 | 13:30 | 5.8481 | 30
2022-01-25 14:00 | 14:00 | 7.4367 | 30
2022-01-25 14:30 | 14:30 | 7.7359 | 30
2022-01-25 15:00 | 15:00 | 8.9004 | 30
2022-01-25 15:30 | 15:30 | 9.4502 | 30
2022-01-25 16:00 | 16:00 | 10.7537 | 30
2022-01-25 16:30 | 16:30 | 11.3073 | 30
2022-01-25 17:00 | 17:00 | 11.689 | 30
2022-01-25 17:30 | 17:30 | 12.525 | 30
2022-01-25 18:00 | 18:00 | 12.4932 | 30
2022-01-25 18:30 | 18:30 | 12.9934 | 30
2022-01-25 19:00 | 19:00 | 13.1342 | 30
2022-01-25 19:30 | 19:30 | 12.6998 | 30
2022-01-25 20:00 | 20:00 | 11.4065 | 30
2022-01-25 20:30 | 20:30 | 10.7733 | 30
2022-01-25 21:00 | 21:00 | 10.1314 | 30
2022-01-25 21:30 | 21:30 | 9.558 | 30
2022-01-25 22:00 | 22:00 | 8.8498 | 30
2022-01-25 22:30 | 22:30 | 8.2337 | 30
2022-01-25 23:00 | 23:00 | 8.2529 | 30
2022-01-25 23:30 | 23:30 | 7.789 | 30
2022-01-26 | 0:00 | 7.1524 | 30
2022-01-26 00:30 | 0:30 | 6.8493 | 30
2022-01-26 01:00 | 1:00 | 6.8213 | 30
2022-01-26 01:30 | 1:30 | 6.5253 | 30
2022-01-26 02:00 | 2:00 | 6.1282 | 30
2022-01-26 02:30 | 2:30 | 5.7785 | 30
2022-01-26 03:00 | 3:00 | 5.6747 | 30
2022-01-26 03:30 | 3:30 | 5.6151 | 30
2022-01-26 04:00 | 4:00 | 5.5982 | 30
2022-01-26 04:30 | 4:30 | 5.6177 | 30
2022-01-26 05:00 | 5:00 | 5.6687 | 30
2022-01-26 05:30 | 5:30 | 5.7587 | 30
2022-01-26 06:00 | 6:00 | 6.0466 | 30
2022-01-26 06:30 | 6:30 | 6.1376 | 30
2022-01-26 07:00 | 7:00 | 5.8918 | 30
2022-01-26 07:30 | 7:30 | 5.9702 | 30
2022-01-26 08:00 | 8:00 | 6.2195 | 30
2022-01-26 08:30 | 8:30 | 6.1803 | 30
2022-01-26 09:00 | 9:00 | 5.3917 | 30
2022-01-26 09:30 | 9:30 | 4.0589 | 30
2022-01-26 10:00 | 10:00 | 2.9384 | 30
2022-01-26 10:30 | 10:30 | 3.5464 | 30
2022-01-26 11:00 | 11:00 | 6.2413 | 30
2022-01-26 11:30 | 11:30 | 5.753 | 30
2022-01-26 12:00 | 12:00 | 4.214 | 30
2022-01-26 12:30 | 12:30 | 1.5537 | 30
2022-01-26 13:00 | 13:00 | 4.984 | 30
2022-01-26 13:30 | 13:30 | 6.9682 | 30
2022-01-26 14:00 | 14:00 | 7.0157 | 30
2022-01-26 14:30 | 14:30 | 7.9702 | 30
2022-01-26 15:00 | 15:00 | 6.9819 | 30
2022-01-26 15:30 | 15:30 | 6.9906 | 30
2022-01-26 16:00 | 16:00 | 7.3812 | 30
2022-01-26 16:30 | 16:30 | 8.4292 | 30
2022-01-26 17:00 | 17:00 | 9.1688 | 30
2022-01-26 17:30 | 17:30 | 9.6498 | 30
2022-01-26 18:00 | 18:00 | 10.2676 | 30
2022-01-26 18:30 | 18:30 | 10.3626 | 30
2022-01-26 19:00 | 19:00 | 10.3704 | 30
2022-01-26 19:30 | 19:30 | 10.02 | 30
2022-01-26 20:00 | 20:00 | 10.0225 | 30
2022-01-26 20:30 | 20:30 | 9.7588 | 30
2022-01-26 21:00 | 21:00 | 9.3262 | 30
2022-01-26 21:30 | 21:30 | 8.9535 | 30
2022-01-26 22:00 | 22:00 | 8.3137 | 30
2022-01-26 22:30 | 22:30 | 7.3561 | 30
2022-01-26 23:00 | 23:00 | 7.3313 | 30
2022-01-26 23:30 | 23:30 | 6.9813 | 30
2022-01-27 | 0:00 | 6.4705 | 30
2022-01-27 00:30 | 0:30 | 6.337 | 30
2022-01-27 01:00 | 1:00 | 6.3658 | 30
2022-01-27 01:30 | 1:30 | 6.06 | 30
2022-01-27 02:00 | 2:00 | 5.8239 | 30
2022-01-27 02:30 | 2:30 | 5.7046 | 30
2022-01-27 03:00 | 3:00 | 5.6398 | 30
2022-01-27 03:30 | 3:30 | 5.6449 | 30
2022-01-27 04:00 | 4:00 | 5.7166 | 30
2022-01-27 04:30 | 4:30 | 5.8271 | 30
2022-01-27 05:00 | 5:00 | 5.965 | 30
2022-01-27 05:30 | 5:30 | 6.1217 | 30
2022-01-27 06:00 | 6:00 | 6.0323 | 30
2022-01-27 06:30 | 6:30 | 5.4571 | 30
2022-01-27 07:00 | 7:00 | 4.8446 | 30
2022-01-27 07:30 | 7:30 | 4.8015 | 30
2022-01-27 08:00 | 8:00 | 4.6306 | 30
2022-01-27 08:30 | 8:30 | 4.2815 | 30
2022-01-27 09:00 | 9:00 | 1.592 | 30
2022-01-27 09:30 | 9:30 | 1.4822 | 30
2022-01-27 10:00 | 10:00 | 3.1823 | 30
2022-01-27 10:30 | 10:30 | 3.5183 | 30
2022-01-27 11:00 | 11:00 | 1.4069 | 30
2022-01-27 11:30 | 11:30 | 1.7913 | 30
2022-01-27 12:00 | 12:00 | 5.2134 | 30
2022-01-27 12:30 | 12:30 | 3.7068 | 30
2022-01-27 13:00 | 13:00 | 4.4991 | 30
2022-01-27 13:30 | 13:30 | 5.5663 | 30
2022-01-27 14:00 | 14:00 | 5.3341 | 30
2022-01-27 14:30 | 14:30 | 5.3128 | 30
2022-01-27 15:00 | 15:00 | 5.2974 | 30
2022-01-27 15:30 | 15:30 | 5.1201 | 30
2022-01-27 16:00 | 16:00 | 5.4115 | 30
2022-01-27 16:30 | 16:30 | 6.9037 | 30
2022-01-27 17:00 | 17:00 | 7.9152 | 30
2022-01-27 17:30 | 17:30 | 9.4835 | 30
2022-01-27 18:00 | 18:00 | 10.4484 | 30
2022-01-27 18:30 | 18:30 | 11.332 | 30
2022-01-27 19:00 | 19:00 | 11.4351 | 30
2022-01-27 19:30 | 19:30 | 11.0951 | 30
2022-01-27 20:00 | 20:00 | 10.6339 | 30
2022-01-27 20:30 | 20:30 | 10.2622 | 30
2022-01-27 21:00 | 21:00 | 9.0135 | 30
2022-01-27 21:30 | 21:30 | 9.0649 | 30
2022-01-27 22:00 | 22:00 | 8.5309 | 30
2022-01-27 22:30 | 22:30 | 7.54 | 30
2022-01-27 23:00 | 23:00 | 7.4148 | 30
2022-01-27 23:30 | 23:30 | 6.8638 | 30
2022-01-28 | 0:00 | 6.1768 | 30
2022-01-28 00:30 | 0:30 | 6.0075 | 30
2022-01-28 01:00 | 1:00 | 5.9175 | 30
2022-01-28 01:30 | 1:30 | 5.6059 | 30
2022-01-28 02:00 | 2:00 | 5.3229 | 30
2022-01-28 02:30 | 2:30 | 5.4143 | 30
2022-01-28 03:00 | 3:00 | 5.3985 | 30
2022-01-28 03:30 | 3:30 | 5.4819 | 30
2022-01-28 04:00 | 4:00 | 5.5894 | 30
2022-01-28 04:30 | 4:30 | 5.7361 | 30
2022-01-28 05:00 | 5:00 | 6.0854 | 30
2022-01-28 05:30 | 5:30 | 6.0265 | 30
2022-01-28 06:00 | 6:00 | 5.6743 | 30
2022-01-28 06:30 | 6:30 | 5.3768 | 30
2022-01-28 07:00 | 7:00 | 4.7064 | 30
2022-01-28 07:30 | 7:30 | 4.7438 | 30
2022-01-28 08:00 | 8:00 | 2.9967 | 30
2022-01-28 08:30 | 8:30 | 3.0076 | 30
2022-01-28 09:00 | 9:00 | 4.2353 | 30
2022-01-28 09:30 | 9:30 | 2.416 | 30
2022-01-28 10:00 | 10:00 | 1.1171 | 30
2022-01-28 10:30 | 10:30 | 1.4642 | 30
2022-01-28 11:00 | 11:00 | 2.6406 | 30
2022-01-28 11:30 | 11:30 | 2.6769 | 30
2022-01-28 12:00 | 12:00 | 3.9728 | 30
2022-01-28 12:30 | 12:30 | 1.2828 | 30
2022-01-28 13:00 | 13:00 | 3.6835 | 30
2022-01-28 13:30 | 13:30 | 4.3045 | 30
2022-01-28 14:00 | 14:00 | 4.7168 | 30
2022-01-28 14:30 | 14:30 | 4.4421 | 30
2022-01-28 15:00 | 15:00 | 3.8552 | 30
2022-01-28 15:30 | 15:30 | 5.8249 | 30
2022-01-28 16:00 | 16:00 | 6.6493 | 30
2022-01-28 16:30 | 16:30 | 8.1999 | 30
2022-01-28 17:00 | 17:00 | 9.8529 | 30
2022-01-28 17:30 | 17:30 | 10.6303 | 30
2022-01-28 18:00 | 18:00 | 11.3608 | 30
2022-01-28 18:30 | 18:30 | 11.5932 | 30
2022-01-28 19:00 | 19:00 | 11.4553 | 30
2022-01-28 19:30 | 19:30 | 11.1343 | 30
2022-01-28 20:00 | 20:00 | 10.8581 | 30
2022-01-28 20:30 | 20:30 | 10.3268 | 30
2022-01-28 21:00 | 21:00 | 9.7321 | 30
2022-01-28 21:30 | 21:30 | 9.1073 | 30
2022-01-28 22:00 | 22:00 | 8.4022 | 30
2022-01-28 22:30 | 22:30 | 7.8904 | 30
2022-01-28 23:00 | 23:00 | 7.7368 | 30
2022-01-28 23:30 | 23:30 | 7.3312 | 30
2022-01-29 | 0:00 | 6.8894 | 30
2022-01-29 00:30 | 0:30 | 6.6779 | 30
2022-01-29 01:00 | 1:00 | 6.6431 | 30
2022-01-29 01:30 | 1:30 | 6.2571 | 30
2022-01-29 02:00 | 2:00 | 6.0117 | 30
2022-01-29 02:30 | 2:30 | 5.7873 | 30
2022-01-29 03:00 | 3:00 | 5.6271 | 30
2022-01-29 03:30 | 3:30 | 5.5487 | 30
2022-01-29 04:00 | 4:00 | 5.5309 | 30
2022-01-29 04:30 | 4:30 | 5.5586 | 30
2022-01-29 05:00 | 5:00 | 5.5803 | 30
2022-01-29 05:30 | 5:30 | 5.5463 | 30
2022-01-29 06:00 | 6:00 | 5.432 | 30
2022-01-29 06:30 | 6:30 | 5.2493 | 30
2022-01-29 07:00 | 7:00 | 3.6421 | 30
2022-01-29 07:30 | 7:30 | 5.0367 | 30
2022-01-29 08:00 | 8:00 | 3.1466 | 30
2022-01-29 08:30 | 8:30 | 2.2799 | 30
2022-01-29 09:00 | 9:00 | 2.1393 | 30
2022-01-29 09:30 | 9:30 | 1.4548 | 30
2022-01-29 10:00 | 10:00 | 0.72672 | 30
2022-01-29 10:30 | 10:30 | 0.95383 | 30
2022-01-29 11:00 | 11:00 | 0.98214 | 30
2022-01-29 11:30 | 11:30 | 0.90905 | 30
2022-01-29 12:00 | 12:00 | 1.2464 | 30
2022-01-29 12:30 | 12:30 | 0.7512 | 30
2022-01-29 13:00 | 13:00 | 1.2695 | 30
2022-01-29 13:30 | 13:30 | 2.6283 | 30
2022-01-29 14:00 | 14:00 | 3.7271 | 30
2022-01-29 14:30 | 14:30 | 5.3282 | 30
2022-01-29 15:00 | 15:00 | 5.3518 | 30
2022-01-29 15:30 | 15:30 | 8.1323 | 30
2022-01-29 16:00 | 16:00 | 8.7144 | 30
2022-01-29 16:30 | 16:30 | 9.482 | 30
2022-01-29 17:00 | 17:00 | 10.9684 | 30
2022-01-29 17:30 | 17:30 | 11.4608 | 30
2022-01-29 18:00 | 18:00 | 11.6121 | 30
2022-01-29 18:30 | 18:30 | 11.8379 | 30
2022-01-29 19:00 | 19:00 | 11.8418 | 30
2022-01-29 19:30 | 19:30 | 11.8372 | 30
2022-01-29 20:00 | 20:00 | 11.887 | 30
2022-01-29 20:30 | 20:30 | 11.3125 | 30
2022-01-29 21:00 | 21:00 | 10.8274 | 30
2022-01-29 21:30 | 21:30 | 10.2569 | 30
2022-01-29 22:00 | 22:00 | 9.6159 | 30
2022-01-29 22:30 | 22:30 | 9.0425 | 30
2022-01-29 23:00 | 23:00 | 8.8736 | 30
2022-01-29 23:30 | 23:30 | 7.6531 | 30
2022-01-30 | 0:00 | 6.7655 | 30
2022-01-30 00:30 | 0:30 | 6.3857 | 30
2022-01-30 01:00 | 1:00 | 6.3274 | 30
2022-01-30 01:30 | 1:30 | 6.0548 | 30
2022-01-30 02:00 | 2:00 | 5.7752 | 30
2022-01-30 02:30 | 2:30 | 5.5443 | 30
2022-01-30 03:00 | 3:00 | 5.3551 | 30
2022-01-30 03:30 | 3:30 | 5.1823 | 30
2022-01-30 04:00 | 4:00 | 5.2003 | 30
2022-01-30 04:30 | 4:30 | 5.2059 | 30
2022-01-30 05:00 | 5:00 | 5.9248 | 30
2022-01-30 05:30 | 5:30 | 5.9309 | 30
2022-01-30 06:00 | 6:00 | 5.4492 | 30
2022-01-30 06:30 | 6:30 | 4.7437 | 30
2022-01-30 07:00 | 7:00 | 3.9423 | 30
2022-01-30 07:30 | 7:30 | 2.8868 | 30
2022-01-30 08:00 | 8:00 | 1.7716 | 30
2022-01-30 08:30 | 8:30 | 2.4886 | 30
2022-01-30 09:00 | 9:00 | 2.3353 | 30
2022-01-30 09:30 | 9:30 | 2.7272 | 30
2022-01-30 10:00 | 10:00 | 2.5516 | 30
2022-01-30 10:30 | 10:30 | 2.9521 | 30
2022-01-30 11:00 | 11:00 | 2.0828 | 30
2022-01-30 11:30 | 11:30 | 3.1748 | 30
2022-01-30 12:00 | 12:00 | 4.8747 | 30
2022-01-30 12:30 | 12:30 | 4.7293 | 30
2022-01-30 13:00 | 13:00 | 5.433 | 30
2022-01-30 13:30 | 13:30 | 5.0421 | 30
2022-01-30 14:00 | 14:00 | 4.3493 | 30
2022-01-30 14:30 | 14:30 | 6.5517 | 30
2022-01-30 15:00 | 15:00 | 8.6903 | 30
2022-01-30 15:30 | 15:30 | 7.6779 | 30
2022-01-30 16:00 | 16:00 | 10.4754 | 30
2022-01-30 16:30 | 16:30 | 11.5922 | 30
2022-01-30 17:00 | 17:00 | 12.0565 | 30
2022-01-30 17:30 | 17:30 | 13.8821 | 30
2022-01-30 18:00 | 18:00 | 14.1641 | 30
2022-01-30 18:30 | 18:30 | 13.9548 | 30
2022-01-30 19:00 | 19:00 | 14.0025 | 30
2022-01-30 19:30 | 19:30 | 13.5146 | 30
2022-01-30 20:00 | 20:00 | 13.0174 | 30
2022-01-30 20:30 | 20:30 | 12.2281 | 30
2022-01-30 21:00 | 21:00 | 11.4421 | 30
2022-01-30 21:30 | 21:30 | 10.7369 | 30
2022-01-30 22:00 | 22:00 | 9.9628 | 30
2022-01-30 22:30 | 22:30 | 8.8722 | 30
2022-01-30 23:00 | 23:00 | 8.5395 | 30
2022-01-30 23:30 | 23:30 | 8.0975 | 30
2022-01-31 | 0:00 | 7.4755 | 30
2022-01-31 00:30 | 0:30 | 6.9009 | 30
2022-01-31 01:00 | 1:00 | 6.4355 | 30
2022-01-31 01:30 | 1:30 | 6.0496 | 30
2022-01-31 02:00 | 2:00 | 5.8569 | 30
2022-01-31 02:30 | 2:30 | 5.6641 | 30
2022-01-31 03:00 | 3:00 | 5.5434 | 30
2022-01-31 03:30 | 3:30 | 5.4934 | 30
2022-01-31 04:00 | 4:00 | 5.5681 | 30
2022-01-31 04:30 | 4:30 | 6.1713 | 30
2022-01-31 05:00 | 5:00 | 6.4462 | 30
2022-01-31 05:30 | 5:30 | 6.0142 | 30
2022-01-31 06:00 | 6:00 | 5.5979 | 30
2022-01-31 06:30 | 6:30 | 4.788 | 30
2022-01-31 07:00 | 7:00 | 4.1346 | 30
2022-01-31 07:30 | 7:30 | 3.2956 | 30
2022-01-31 08:00 | 8:00 | 2.5181 | 30
2022-01-31 08:30 | 8:30 | 1.9091 | 30
2022-01-31 09:00 | 9:00 | 2.5859 | 30
2022-01-31 09:30 | 9:30 | 3.4837 | 30
2022-01-31 10:00 | 10:00 | 3.8036 | 30
2022-01-31 10:30 | 10:30 | 3.3897 | 30
2022-01-31 11:00 | 11:00 | 4.708 | 30
2022-01-31 11:30 | 11:30 | 4.8402 | 30
2022-01-31 12:00 | 12:00 | 6.124 | 30
2022-01-31 12:30 | 12:30 | 6.3522 | 30
2022-01-31 13:00 | 13:00 | 6.1996 | 30
2022-01-31 13:30 | 13:30 | 9.3325 | 30
2022-01-31 14:00 | 14:00 | 9.5808 | 30
2022-01-31 14:30 | 14:30 | 9.3555 | 30
2022-01-31 15:00 | 15:00 | 9.01 | 30
2022-01-31 15:30 | 15:30 | 9.8898 | 30
2022-01-31 16:00 | 16:00 | 11.4878 | 30
2022-01-31 16:30 | 16:30 | 13.3404 | 30
2022-01-31 17:00 | 17:00 | 14.2952 | 30
2022-01-31 17:30 | 17:30 | 15.4345 | 30
2022-01-31 18:00 | 18:00 | 15.7589 | 30
2022-01-31 18:30 | 18:30 | 15.736 | 30
2022-01-31 19:00 | 19:00 | 15.5991 | 30
2022-01-31 19:30 | 19:30 | 14.9605 | 30
2022-01-31 20:00 | 20:00 | 14.0815 | 30
2022-01-31 20:30 | 20:30 | 12.9506 | 30
2022-01-31 21:00 | 21:00 | 12.3622 | 30
2022-01-31 21:30 | 21:30 | 11.4372 | 30
2022-01-31 22:00 | 22:00 | 10.3411 | 30
2022-01-31 22:30 | 22:30 | 9.5937 | 30
2022-01-31 23:00 | 23:00 | 8.892 | 30
2022-01-31 23:30 | 23:30 | 8.2023 | 30
2022-02-01 | 0:00 | 7.5508 | 30
2022-02-01 00:30 | 0:30 | 7.2311 | 30
2022-02-01 01:00 | 1:00 | 7.1102 | 30
2022-02-01 01:30 | 1:30 | 6.9223 | 30
2022-02-01 02:00 | 2:00 | 6.646 | 30
2022-02-01 02:30 | 2:30 | 6.4782 | 30
2022-02-01 03:00 | 3:00 | 6.4108 | 30
2022-02-01 03:30 | 3:30 | 6.9473 | 30
2022-02-01 04:00 | 4:00 | 7.717 | 30
2022-02-01 04:30 | 4:30 | 7.8846 | 30
2022-02-01 05:00 | 5:00 | 7.9392 | 30
2022-02-01 05:30 | 5:30 | 8.0688 | 30
2022-02-01 06:00 | 6:00 | 7.9553 | 30
2022-02-01 06:30 | 6:30 | 6.954 | 30
2022-02-01 07:00 | 7:00 | 6.2292 | 30
2022-02-01 07:30 | 7:30 | 5.2707 | 30
2022-02-01 08:00 | 8:00 | 5.2657 | 30
2022-02-01 08:30 | 8:30 | 4.5831 | 30
2022-02-01 09:00 | 9:00 | 4.1649 | 30
2022-02-01 09:30 | 9:30 | 3.871 | 30
2022-02-01 10:00 | 10:00 | 4.4271 | 30
2022-02-01 10:30 | 10:30 | 4.7992 | 30
2022-02-01 11:00 | 11:00 | 5.3116 | 30
2022-02-01 11:30 | 11:30 | 5.9746 | 30
2022-02-01 12:00 | 12:00 | 6.9558 | 30
2022-02-01 12:30 | 12:30 | 7.9697 | 30
2022-02-01 13:00 | 13:00 | 8.884 | 30
2022-02-01 13:30 | 13:30 | 9.7418 | 30
2022-02-01 14:00 | 14:00 | 14.4787 | 30
2022-02-01 14:30 | 14:30 | 18.8511 | 30
2022-02-01 15:00 | 15:00 | 12.0631 | 30
2022-02-01 15:30 | 15:30 | 9.7587 | 30
2022-02-01 16:00 | 16:00 | 13.6923 | 30
2022-02-01 16:30 | 16:30 | 15.0334 | 30
2022-02-01 17:00 | 17:00 | 16.3139 | 30
2022-02-01 17:30 | 17:30 | 14.7041 | 30
2022-02-01 18:00 | 18:00 | 16.7539 | 30
2022-02-01 18:30 | 18:30 | 16.7598 | 30
2022-02-01 19:00 | 19:00 | 16.1654 | 30
2022-02-01 19:30 | 19:30 | 15.1902 | 30
2022-02-01 20:00 | 20:00 | 14.0102 | 30
2022-02-01 20:30 | 20:30 | 12.9648 | 30
2022-02-01 21:00 | 21:00 | 12.0444 | 30
2022-02-01 21:30 | 21:30 | 11.0578 | 30
2022-02-01 22:00 | 22:00 | 9.8093 | 30
2022-02-01 22:30 | 22:30 | 9.1401 | 30
2022-02-01 23:00 | 23:00 | 9.1391 | 30
2022-02-01 23:30 | 23:30 | 9.0581 | 30
2022-02-02 | 0:00 | 8.624 | 30
2022-02-02 00:30 | 0:30 | 8.3865 | 30
2022-02-02 01:00 | 1:00 | 8.166 | 30
2022-02-02 01:30 | 1:30 | 8.1964 | 30
2022-02-02 02:00 | 2:00 | 7.1547 | 30
2022-02-02 02:30 | 2:30 | 6.4809 | 30
2022-02-02 03:00 | 3:00 | 6.288 | 30
2022-02-02 03:30 | 3:30 | 6.2769 | 30
2022-02-02 04:00 | 4:00 | 6.3244 | 30
2022-02-02 04:30 | 4:30 | 6.4176 | 30
2022-02-02 05:00 | 5:00 | 6.6221 | 30
2022-02-02 05:30 | 5:30 | 6.8247 | 30
2022-02-02 06:00 | 6:00 | 7.3031 | 30
2022-02-02 06:30 | 6:30 | 6.3214 | 30
2022-02-02 07:00 | 7:00 | 6.6547 | 30
2022-02-02 07:30 | 7:30 | 5.244 | 30
2022-02-02 08:00 | 8:00 | 5.6293 | 30
2022-02-02 08:30 | 8:30 | 5.9124 | 30
2022-02-02 09:00 | 9:00 | 5.8826 | 30
2022-02-02 09:30 | 9:30 | 7.5822 | 30
2022-02-02 10:00 | 10:00 | 7.0307 | 30
2022-02-02 10:30 | 10:30 | 7.3363 | 30
2022-02-02 11:00 | 11:00 | 7.5335 | 30
2022-02-02 11:30 | 11:30 | 8.9784 | 30
2022-02-02 12:00 | 12:00 | 9.6478 | 30
2022-02-02 12:30 | 12:30 | 12.3485 | 30
2022-02-02 13:00 | 13:00 | 12.126 | 30
2022-02-02 13:30 | 13:30 | 10.8667 | 30
2022-02-02 14:00 | 14:00 | 12.766 | 30
2022-02-02 14:30 | 14:30 | 15.5514 | 30
2022-02-02 15:00 | 15:00 | 14.0279 | 30
2022-02-02 15:30 | 15:30 | 12.0132 | 30
2022-02-02 16:00 | 16:00 | 12.6782 | 30
2022-02-02 16:30 | 16:30 | 11.8822 | 30
2022-02-02 17:00 | 17:00 | 11.9858 | 30
2022-02-02 17:30 | 17:30 | 12.8257 | 30
2022-02-02 18:00 | 18:00 | 14.0771 | 30
2022-02-02 18:30 | 18:30 | 14.3428 | 30
2022-02-02 19:00 | 19:00 | 14.3458 | 30
2022-02-02 19:30 | 19:30 | 13.5837 | 30
2022-02-02 20:00 | 20:00 | 12.9898 | 30
2022-02-02 20:30 | 20:30 | 12.245 | 30
2022-02-02 21:00 | 21:00 | 11.3446 | 30
2022-02-02 21:30 | 21:30 | 10.2865 | 30
2022-02-02 22:00 | 22:00 | 9.6281 | 30
2022-02-02 22:30 | 22:30 | 8.9264 | 30
2022-02-02 23:00 | 23:00 | 8.5062 | 30
2022-02-02 23:30 | 23:30 | 7.975 | 30
2022-02-03 | 0:00 | 7.7185 | 30
2022-02-03 00:30 | 0:30 | 7.3658 | 30
2022-02-03 01:00 | 1:00 | 7.1466 | 30
2022-02-03 01:30 | 1:30 | 7.2811 | 30
2022-02-03 02:00 | 2:00 | 7.0199 | 30
2022-02-03 02:30 | 2:30 | 6.7876 | 30
2022-02-03 03:00 | 3:00 | 6.5927 | 30
2022-02-03 03:30 | 3:30 | 6.6413 | 30
2022-02-03 04:00 | 4:00 | 6.6872 | 30
2022-02-03 04:30 | 4:30 | 6.7714 | 30
2022-02-03 05:00 | 5:00 | 6.9034 | 30
2022-02-03 05:30 | 5:30 | 6.8733 | 30
2022-02-03 06:00 | 6:00 | 6.8343 | 30
2022-02-03 06:30 | 6:30 | 7.4108 | 30
2022-02-03 07:00 | 7:00 | 7.7022 | 30
2022-02-03 07:30 | 7:30 | 7.4059 | 30
2022-02-03 08:00 | 8:00 | 6.8663 | 30
2022-02-03 08:30 | 8:30 | 3.6081 | 30
2022-02-03 09:00 | 9:00 | 2.7041 | 30
2022-02-03 09:30 | 9:30 | 3.4468 | 30
2022-02-03 10:00 | 10:00 | 4.9163 | 30
2022-02-03 10:30 | 10:30 | 6.5992 | 30
2022-02-03 11:00 | 11:00 | 9.0062 | 30
2022-02-03 11:30 | 11:30 | 11.2676 | 30
2022-02-03 12:00 | 12:00 | 11.7622 | 30
2022-02-03 12:30 | 12:30 | 11.2893 | 30
2022-02-03 13:00 | 13:00 | 11.3141 | 30
2022-02-03 13:30 | 13:30 | 10.7163 | 30
2022-02-03 14:00 | 14:00 | 10.2421 | 30
2022-02-03 14:30 | 14:30 | 10.3722 | 30
2022-02-03 15:00 | 15:00 | 10.0922 | 30
2022-02-03 15:30 | 15:30 | 9.7017 | 30
2022-02-03 16:00 | 16:00 | 9.4464 | 30
2022-02-03 16:30 | 16:30 | 9.8134 | 30
2022-02-03 17:00 | 17:00 | 9.565 | 30
2022-02-03 17:30 | 17:30 | 10.2625 | 30
2022-02-03 18:00 | 18:00 | 10.5971 | 30
2022-02-03 18:30 | 18:30 | 10.6171 | 30
2022-02-03 19:00 | 19:00 | 10.4812 | 30
2022-02-03 19:30 | 19:30 | 10.0881 | 30
2022-02-03 20:00 | 20:00 | 10.0091 | 30
2022-02-03 20:30 | 20:30 | 9.7274 | 30
2022-02-03 21:00 | 21:00 | 9.005 | 30
2022-02-03 21:30 | 21:30 | 8.6702 | 30
2022-02-03 22:00 | 22:00 | 7.9446 | 30
2022-02-03 22:30 | 22:30 | 7.5002 | 30
2022-02-03 23:00 | 23:00 | 7.1921 | 30
2022-02-03 23:30 | 23:30 | 6.7881 | 30
2022-02-04 | 0:00 | 6.0237 | 30
2022-02-04 00:30 | 0:30 | 5.8241 | 30
2022-02-04 01:00 | 1:00 | 5.7695 | 30
2022-02-04 01:30 | 1:30 | 5.6689 | 30
2022-02-04 02:00 | 2:00 | 5.4687 | 30
2022-02-04 02:30 | 2:30 | 5.2426 | 30
2022-02-04 03:00 | 3:00 | 5.1804 | 30
2022-02-04 03:30 | 3:30 | 5.2186 | 30
2022-02-04 04:00 | 4:00 | 5.0561 | 30
2022-02-04 04:30 | 4:30 | 5.0884 | 30
2022-02-04 05:00 | 5:00 | 5.3382 | 30
2022-02-04 05:30 | 5:30 | 5.4877 | 30
2022-02-04 06:00 | 6:00 | 5.1843 | 30
2022-02-04 06:30 | 6:30 | 4.5664 | 30
2022-02-04 07:00 | 7:00 | 3.9316 | 30
2022-02-04 07:30 | 7:30 | 2.8885 | 30
2022-02-04 08:00 | 8:00 | 1.7546 | 30
2022-02-04 08:30 | 8:30 | 1.8688 | 30
2022-02-04 09:00 | 9:00 | 2.2624 | 30
2022-02-04 09:30 | 9:30 | 1.1813 | 30
2022-02-04 10:00 | 10:00 | 0.99837 | 30
2022-02-04 10:30 | 10:30 | 2.6907 | 30
2022-02-04 11:00 | 11:00 | 0.67334 | 30
2022-02-04 11:30 | 11:30 | 0.91868 | 30
2022-02-04 12:00 | 12:00 | 0.46621 | 30
2022-02-04 12:30 | 12:30 | 3.4374 | 30
2022-02-04 13:00 | 13:00 | 3.2534 | 30
2022-02-04 13:30 | 13:30 | 1.9054 | 30
2022-02-04 14:00 | 14:00 | 3.0974 | 30
2022-02-04 14:30 | 14:30 | 3.2076 | 30
2022-02-04 15:00 | 15:00 | 5.8608 | 30
2022-02-04 15:30 | 15:30 | 7.5271 | 30
2022-02-04 16:00 | 16:00 | 6.9583 | 30
2022-02-04 16:30 | 16:30 | 6.658 | 30
2022-02-04 17:00 | 17:00 | 8.238 | 30
2022-02-04 17:30 | 17:30 | 8.3721 | 30
2022-02-04 18:00 | 18:00 | 9.3152 | 30
2022-02-04 18:30 | 18:30 | 9.6525 | 30
2022-02-04 19:00 | 19:00 | 9.7216 | 30
2022-02-04 19:30 | 19:30 | 9.3645 | 30
2022-02-04 20:00 | 20:00 | 9.259 | 30
2022-02-04 20:30 | 20:30 | 8.9294 | 30
2022-02-04 21:00 | 21:00 | 8.5028 | 30
2022-02-04 21:30 | 21:30 | 8.0785 | 30
2022-02-04 22:00 | 22:00 | 7.6453 | 30
2022-02-04 22:30 | 22:30 | 7.0733 | 30
2022-02-04 23:00 | 23:00 | 6.9017 | 30
2022-02-04 23:30 | 23:30 | 6.6908 | 30
2022-02-05 | 0:00 | 6.1644 | 30
2022-02-05 00:30 | 0:30 | 5.9559 | 30
2022-02-05 01:00 | 1:00 | 5.8494 | 30
2022-02-05 01:30 | 1:30 | 5.4973 | 30
2022-02-05 02:00 | 2:00 | 5.3762 | 30
2022-02-05 02:30 | 2:30 | 5.2911 | 30
2022-02-05 03:00 | 3:00 | 5.1003 | 30
2022-02-05 03:30 | 3:30 | 5.0815 | 30
2022-02-05 04:00 | 4:00 | 5.1374 | 30
2022-02-05 04:30 | 4:30 | 5.2143 | 30
2022-02-05 05:00 | 5:00 | 5.222 | 30
2022-02-05 05:30 | 5:30 | 5.1686 | 30
2022-02-05 06:00 | 6:00 | 4.6495 | 30
2022-02-05 06:30 | 6:30 | 4.3276 | 30
2022-02-05 07:00 | 7:00 | 3.5141 | 30
2022-02-05 07:30 | 7:30 | 3.0605 | 30
2022-02-05 08:00 | 8:00 | 1.3147 | 30
2022-02-05 08:30 | 8:30 | 1.6209 | 30
2022-02-05 09:00 | 9:00 | 1.5811 | 30
2022-02-05 09:30 | 9:30 | 2.4253 | 30
2022-02-05 10:00 | 10:00 | 0.87059 | 30
2022-02-05 10:30 | 10:30 | 1.3095 | 30
2022-02-05 11:00 | 11:00 | 0.89763 | 30
2022-02-05 11:30 | 11:30 | 0.90772 | 30
2022-02-05 12:00 | 12:00 | 1.505 | 30
2022-02-05 12:30 | 12:30 | 1.6051 | 30
2022-02-05 13:00 | 13:00 | 2.2714 | 30
2022-02-05 13:30 | 13:30 | 1.1724 | 30
2022-02-05 14:00 | 14:00 | 2.0014 | 30
2022-02-05 14:30 | 14:30 | 3.4774 | 30
2022-02-05 15:00 | 15:00 | 2.4358 | 30
2022-02-05 15:30 | 15:30 | 2.9401 | 30
2022-02-05 16:00 | 16:00 | 3.8484 | 30
2022-02-05 16:30 | 16:30 | 6.6698 | 30
2022-02-05 17:00 | 17:00 | 7.6726 | 30
2022-02-05 17:30 | 17:30 | 8.5622 | 30
2022-02-05 18:00 | 18:00 | 9.0338 | 30
2022-02-05 18:30 | 18:30 | 9.0273 | 30
2022-02-05 19:00 | 19:00 | 9.0878 | 30
2022-02-05 19:30 | 19:30 | 8.8044 | 30
2022-02-05 20:00 | 20:00 | 8.5216 | 30
2022-02-05 20:30 | 20:30 | 8.1341 | 30
2022-02-05 21:00 | 21:00 | 7.9789 | 30
2022-02-05 21:30 | 21:30 | 7.7027 | 30
2022-02-05 22:00 | 22:00 | 7.1411 | 30
2022-02-05 22:30 | 22:30 | 6.7037 | 30
2022-02-05 23:00 | 23:00 | 6.8709 | 30
2022-02-05 23:30 | 23:30 | 6.5083 | 30
2022-02-06 | 0:00 | 5.9195 | 30
2022-02-06 00:30 | 0:30 | 5.6793 | 30
2022-02-06 01:00 | 1:00 | 5.5894 | 30
2022-02-06 01:30 | 1:30 | 5.4221 | 30
2022-02-06 02:00 | 2:00 | 5.2015 | 30
2022-02-06 02:30 | 2:30 | 4.9748 | 30
2022-02-06 03:00 | 3:00 | 4.9239 | 30
2022-02-06 03:30 | 3:30 | 4.8882 | 30
2022-02-06 04:00 | 4:00 | 4.8008 | 30
2022-02-06 04:30 | 4:30 | 4.8485 | 30
2022-02-06 05:00 | 5:00 | 4.8919 | 30
2022-02-06 05:30 | 5:30 | 4.8218 | 30
2022-02-06 06:00 | 6:00 | 4.388 | 30
2022-02-06 06:30 | 6:30 | 3.6252 | 30
2022-02-06 07:00 | 7:00 | 2.9832 | 30
2022-02-06 07:30 | 7:30 | 2.9107 | 30
2022-02-06 08:00 | 8:00 | 2.0294 | 30
2022-02-06 08:30 | 8:30 | 1.4881 | 30
2022-02-06 09:00 | 9:00 | 1.1679 | 30
2022-02-06 09:30 | 9:30 | 2.1592 | 30
2022-02-06 10:00 | 10:00 | 1.0702 | 30
2022-02-06 10:30 | 10:30 | 0.90111 | 30
2022-02-06 11:00 | 11:00 | 2.9987 | 30
2022-02-06 11:30 | 11:30 | 2.3264 | 30
2022-02-06 12:00 | 12:00 | 1.4848 | 30
2022-02-06 12:30 | 12:30 | 1.2115 | 30
2022-02-06 13:00 | 13:00 | 2.2161 | 30
2022-02-06 13:30 | 13:30 | 0.98788 | 30
2022-02-06 14:00 | 14:00 | 2.8829 | 30
2022-02-06 14:30 | 14:30 | 3.9426 | 30
2022-02-06 15:00 | 15:00 | 3.136 | 30
2022-02-06 15:30 | 15:30 | 3.4082 | 30
2022-02-06 16:00 | 16:00 | 4.3814 | 30
2022-02-06 16:30 | 16:30 | 5.9424 | 30
2022-02-06 17:00 | 17:00 | 8.0847 | 30
2022-02-06 17:30 | 17:30 | 9.4246 | 30
2022-02-06 18:00 | 18:00 | 9.7787 | 30
2022-02-06 18:30 | 18:30 | 9.8424 | 30
2022-02-06 19:00 | 19:00 | 9.9035 | 30
2022-02-06 19:30 | 19:30 | 9.6477 | 30
2022-02-06 20:00 | 20:00 | 9.3382 | 30
2022-02-06 20:30 | 20:30 | 8.8499 | 30
2022-02-06 21:00 | 21:00 | 8.1635 | 30
2022-02-06 21:30 | 21:30 | 7.6554 | 30
2022-02-06 22:00 | 22:00 | 6.9859 | 30
2022-02-06 22:30 | 22:30 | 6.299 | 30
2022-02-06 23:00 | 23:00 | 6.2801 | 30
2022-02-06 23:30 | 23:30 | 6.0813 | 30
2022-02-07 | 0:00 | 5.6248 | 30
2022-02-07 00:30 | 0:30 | 5.4048 | 30
2022-02-07 01:00 | 1:00 | 5.3669 | 30
2022-02-07 01:30 | 1:30 | 5.0822 | 30
2022-02-07 02:00 | 2:00 | 4.9334 | 30
2022-02-07 02:30 | 2:30 | 4.8315 | 30
2022-02-07 03:00 | 3:00 | 4.8191 | 30
2022-02-07 03:30 | 3:30 | 4.7687 | 30
2022-02-07 04:00 | 4:00 | 4.8909 | 30
2022-02-07 04:30 | 4:30 | 5.0512 | 30
2022-02-07 05:00 | 5:00 | 5.2962 | 30
2022-02-07 05:30 | 5:30 | 5.4555 | 30
2022-02-07 06:00 | 6:00 | 5.3623 | 30
2022-02-07 06:30 | 6:30 | 5.1468 | 30
2022-02-07 07:00 | 7:00 | 3.9578 | 30
2022-02-07 07:30 | 7:30 | 2.7707 | 30
2022-02-07 08:00 | 8:00 | 1.5712 | 30
2022-02-07 08:30 | 8:30 | 0.86159 | 30
2022-02-07 09:00 | 9:00 | 1.3884 | 30
2022-02-07 09:30 | 9:30 | 0.93514 | 30
2022-02-07 10:00 | 10:00 | 2.2 | 30
2022-02-07 10:30 | 10:30 | 1.0812 | 30
2022-02-07 11:00 | 11:00 | 0.94643 | 30
2022-02-07 11:30 | 11:30 | 0.98779 | 30
2022-02-07 12:00 | 12:00 | 1.2318 | 30
2022-02-07 12:30 | 12:30 | 1.2827 | 30
2022-02-07 13:00 | 13:00 | 1.8156 | 30
2022-02-07 13:30 | 13:30 | 2.6077 | 30
2022-02-07 14:00 | 14:00 | 0.66374 | 30
2022-02-07 14:30 | 14:30 | 2.7048 | 30
2022-02-07 15:00 | 15:00 | 6.2947 | 30
2022-02-07 15:30 | 15:30 | 6.4992 | 30
2022-02-07 16:00 | 16:00 | 5.9967 | 30
2022-02-07 16:30 | 16:30 | 6.9292 | 30
2022-02-07 17:00 | 17:00 | 8.0125 | 30
2022-02-07 17:30 | 17:30 | 9.2777 | 30
2022-02-07 18:00 | 18:00 | 10.0666 | 30
2022-02-07 18:30 | 18:30 | 10.2762 | 30
2022-02-07 19:00 | 19:00 | 10.0693 | 30
2022-02-07 19:30 | 19:30 | 9.5409 | 30
2022-02-07 20:00 | 20:00 | 9.1018 | 30
2022-02-07 20:30 | 20:30 | 8.7233 | 30
2022-02-07 21:00 | 21:00 | 8.2062 | 30
2022-02-07 21:30 | 21:30 | 7.7765 | 30
2022-02-07 22:00 | 22:00 | 7.0738 | 30
2022-02-07 22:30 | 22:30 | 6.4441 | 30
2022-02-07 23:00 | 23:00 | 6.2822 | 30
2022-02-07 23:30 | 23:30 | 5.9917 | 30
2022-02-08 | 0:00 | 5.609 | 30
2022-02-08 00:30 | 0:30 | 5.4254 | 30
2022-02-08 01:00 | 1:00 | 5.375 | 30
2022-02-08 01:30 | 1:30 | 5.1706 | 30
2022-02-08 02:00 | 2:00 | 4.9731 | 30
2022-02-08 02:30 | 2:30 | 4.819 | 30
2022-02-08 03:00 | 3:00 | 4.7248 | 30
2022-02-08 03:30 | 3:30 | 4.7154 | 30
2022-02-08 04:00 | 4:00 | 4.8583 | 30
2022-02-08 04:30 | 4:30 | 4.963 | 30
2022-02-08 05:00 | 5:00 | 5.223 | 30
2022-02-08 05:30 | 5:30 | 5.3006 | 30
2022-02-08 06:00 | 6:00 | 5.0491 | 30
2022-02-08 06:30 | 6:30 | 4.5375 | 30
2022-02-08 07:00 | 7:00 | 3.7527 | 30
2022-02-08 07:30 | 7:30 | 2.5969 | 30
2022-02-08 08:00 | 8:00 | 1.2098 | 30
2022-02-08 08:30 | 8:30 | 0.80211 | 30
2022-02-08 09:00 | 9:00 | 1.4554 | 30
2022-02-08 09:30 | 9:30 | 2.2887 | 30
2022-02-08 10:00 | 10:00 | 2.3045 | 30
2022-02-08 10:30 | 10:30 | 1.4202 | 30
2022-02-08 11:00 | 11:00 | 0.67094 | 30
2022-02-08 11:30 | 11:30 | 0.8758 | 30
2022-02-08 12:00 | 12:00 | 0.75569 | 30
2022-02-08 12:30 | 12:30 | 0.53485 | 30
2022-02-08 13:00 | 13:00 | 0.70567 | 30
2022-02-08 13:30 | 13:30 | 0.87731 | 30
2022-02-08 14:00 | 14:00 | 2.6415 | 30
2022-02-08 14:30 | 14:30 | 1.7404 | 30
2022-02-08 15:00 | 15:00 | 2.4843 | 30
2022-02-08 15:30 | 15:30 | 4.0735 | 30
2022-02-08 16:00 | 16:00 | 4.8988 | 30
2022-02-08 16:30 | 16:30 | 6.52 | 30
2022-02-08 17:00 | 17:00 | 8.1823 | 30
2022-02-08 17:30 | 17:30 | 9.4603 | 30
2022-02-08 18:00 | 18:00 | 10.3711 | 30
2022-02-08 18:30 | 18:30 | 10.7768 | 30
2022-02-08 19:00 | 19:00 | 10.7071 | 30
2022-02-08 19:30 | 19:30 | 10.0901 | 30
2022-02-08 20:00 | 20:00 | 9.5821 | 30
2022-02-08 20:30 | 20:30 | 9.1824 | 30
2022-02-08 21:00 | 21:00 | 8.6981 | 30
2022-02-08 21:30 | 21:30 | 8.0552 | 30
2022-02-08 22:00 | 22:00 | 7.3249 | 30
2022-02-08 22:30 | 22:30 | 6.2986 | 30
2022-02-08 23:00 | 23:00 | 6.0796 | 30
2022-02-08 23:30 | 23:30 | 5.8 | 30
2022-02-09 | 0:00 | 5.3696 | 30
2022-02-09 00:30 | 0:30 | 5.1406 | 30
2022-02-09 01:00 | 1:00 | 5.1431 | 30
2022-02-09 01:30 | 1:30 | 4.7772 | 30
2022-02-09 02:00 | 2:00 | 4.5587 | 30
2022-02-09 02:30 | 2:30 | 4.5593 | 30
2022-02-09 03:00 | 3:00 | 4.6137 | 30
2022-02-09 03:30 | 3:30 | 4.6251 | 30
2022-02-09 04:00 | 4:00 | 4.7412 | 30
2022-02-09 04:30 | 4:30 | 4.9946 | 30
2022-02-09 05:00 | 5:00 | 5.2323 | 30
2022-02-09 05:30 | 5:30 | 5.272 | 30
2022-02-09 06:00 | 6:00 | 5.1005 | 30
2022-02-09 06:30 | 6:30 | 4.6579 | 30
2022-02-09 07:00 | 7:00 | 3.9395 | 30
2022-02-09 07:30 | 7:30 | 3.0826 | 30
2022-02-09 08:00 | 8:00 | 2.4962 | 30
2022-02-09 08:30 | 8:30 | 1.2616 | 30
2022-02-09 09:00 | 9:00 | 0.47503 | 30
2022-02-09 09:30 | 9:30 | 0.29682 | 30
2022-02-09 10:00 | 10:00 | 0.31375 | 30
2022-02-09 10:30 | 10:30 | 0.36012 | 30
2022-02-09 11:00 | 11:00 | 0.79659 | 30
2022-02-09 11:30 | 11:30 | 0.83083 | 30
2022-02-09 12:00 | 12:00 | 0.92315 | 30
2022-02-09 12:30 | 12:30 | 1.004 | 30
2022-02-09 13:00 | 13:00 | 0.73668 | 30
2022-02-09 13:30 | 13:30 | 1.7594 | 30
2022-02-09 14:00 | 14:00 | 4.5421 | 30
2022-02-09 14:30 | 14:30 | 2.7796 | 30
2022-02-09 15:00 | 15:00 | 2.4385 | 30
2022-02-09 15:30 | 15:30 | 4.0136 | 30
2022-02-09 16:00 | 16:00 | 5.8067 | 30
2022-02-09 16:30 | 16:30 | 7.8982 | 30
2022-02-09 17:00 | 17:00 | 9.0572 | 30
2022-02-09 17:30 | 17:30 | 10.3818 | 30
2022-02-09 18:00 | 18:00 | 10.9654 | 30
2022-02-09 18:30 | 18:30 | 11.1751 | 30
2022-02-09 19:00 | 19:00 | 10.8884 | 30
2022-02-09 19:30 | 19:30 | 10.3603 | 30
2022-02-09 20:00 | 20:00 | 9.9368 | 30
2022-02-09 20:30 | 20:30 | 9.4367 | 30
2022-02-09 21:00 | 21:00 | 8.8019 | 30
2022-02-09 21:30 | 21:30 | 8.2083 | 30
2022-02-09 22:00 | 22:00 | 7.5147 | 30
2022-02-09 22:30 | 22:30 | 7.1045 | 30
2022-02-09 23:00 | 23:00 | 7.0327 | 30
2022-02-09 23:30 | 23:30 | 6.6089 | 30
2022-02-10 | 0:00 | 6.1263 | 30
2022-02-10 00:30 | 0:30 | 6.061 | 30
2022-02-10 01:00 | 1:00 | 5.9609 | 30
2022-02-10 01:30 | 1:30 | 5.707 | 30
2022-02-10 02:00 | 2:00 | 5.5479 | 30
2022-02-10 02:30 | 2:30 | 4.8353 | 30
2022-02-10 03:00 | 3:00 | 5.257 | 30
2022-02-10 03:30 | 3:30 | 5.1633 | 30
2022-02-10 04:00 | 4:00 | 5.294 | 30
2022-02-10 04:30 | 4:30 | 5.4658 | 30
2022-02-10 05:00 | 5:00 | 5.6006 | 30
2022-02-10 05:30 | 5:30 | 5.7027 | 30
2022-02-10 06:00 | 6:00 | 5.5172 | 30
2022-02-10 06:30 | 6:30 | 4.89 | 30
2022-02-10 07:00 | 7:00 | 4.1904 | 30
2022-02-10 07:30 | 7:30 | 2.9643 | 30
2022-02-10 08:00 | 8:00 | 1.4189 | 30
2022-02-10 08:30 | 8:30 | 0.59756 | 30
2022-02-10 09:00 | 9:00 | 0.89143 | 30
2022-02-10 09:30 | 9:30 | 1.575 | 30
2022-02-10 10:00 | 10:00 | 1.6525 | 30
2022-02-10 10:30 | 10:30 | 1.9351 | 30
2022-02-10 11:00 | 11:00 | 1.9531 | 30
2022-02-10 11:30 | 11:30 | 1.7361 | 30
2022-02-10 12:00 | 12:00 | 1.7204 | 30
2022-02-10 12:30 | 12:30 | 1.1719 | 30
2022-02-10 13:00 | 13:00 | 0.83864 | 30
2022-02-10 13:30 | 13:30 | 2.2332 | 30
2022-02-10 14:00 | 14:00 | 2.2721 | 30
2022-02-10 14:30 | 14:30 | 2.902 | 30
2022-02-10 15:00 | 15:00 | 4.2827 | 30
2022-02-10 15:30 | 15:30 | 4.9189 | 30
2022-02-10 16:00 | 16:00 | 6.4665 | 30
2022-02-10 16:30 | 16:30 | 8.1483 | 30
2022-02-10 17:00 | 17:00 | 9.5384 | 30
2022-02-10 17:30 | 17:30 | 11.0436 | 30
2022-02-10 18:00 | 18:00 | 11.5758 | 30
2022-02-10 18:30 | 18:30 | 11.7603 | 30
2022-02-10 19:00 | 19:00 | 11.1139 | 30
2022-02-10 19:30 | 19:30 | 10.4721 | 30
2022-02-10 20:00 | 20:00 | 10.6461 | 30
2022-02-10 20:30 | 20:30 | 9.9616 | 30
2022-02-10 21:00 | 21:00 | 9.1207 | 30
2022-02-10 21:30 | 21:30 | 8.6818 | 30
2022-02-10 22:00 | 22:00 | 8.0083 | 30
2022-02-10 22:30 | 22:30 | 7.1403 | 30
2022-02-10 23:00 | 23:00 | 7.0048 | 30
2022-02-10 23:30 | 23:30 | 6.677 | 30
2022-02-11 | 0:00 | 5.9685 | 30
2022-02-11 00:30 | 0:30 | 5.4881 | 30
2022-02-11 01:00 | 1:00 | 5.4553 | 30
2022-02-11 01:30 | 1:30 | 5.2064 | 30
2022-02-11 02:00 | 2:00 | 4.9449 | 30
2022-02-11 02:30 | 2:30 | 4.988 | 30
2022-02-11 03:00 | 3:00 | 4.9278 | 30
2022-02-11 03:30 | 3:30 | 5.2728 | 30
2022-02-11 04:00 | 4:00 | 5.829 | 30
2022-02-11 04:30 | 4:30 | 5.8897 | 30
2022-02-11 05:00 | 5:00 | 6.1021 | 30
2022-02-11 05:30 | 5:30 | 6.1643 | 30
2022-02-11 06:00 | 6:00 | 5.9565 | 30
2022-02-11 06:30 | 6:30 | 5.4702 | 30
2022-02-11 07:00 | 7:00 | 4.8256 | 30
2022-02-11 07:30 | 7:30 | 3.6838 | 30
2022-02-11 08:00 | 8:00 | 2.972 | 30
2022-02-11 08:30 | 8:30 | 2.2727 | 30
2022-02-11 09:00 | 9:00 | 1.0664 | 30
2022-02-11 09:30 | 9:30 | 1.0803 | 30
2022-02-11 10:00 | 10:00 | 0.94967 | 30
2022-02-11 10:30 | 10:30 | 1.6028 | 30
2022-02-11 11:00 | 11:00 | 1.0487 | 30
2022-02-11 11:30 | 11:30 | 0.63638 | 30
2022-02-11 12:00 | 12:00 | 0.76823 | 30
2022-02-11 12:30 | 12:30 | 1.1018 | 30
2022-02-11 13:00 | 13:00 | 1.2617 | 30
2022-02-11 13:30 | 13:30 | 1.9196 | 30
2022-02-11 14:00 | 14:00 | 4.282 | 30
2022-02-11 14:30 | 14:30 | 5.3821 | 30
2022-02-11 15:00 | 15:00 | 5.2956 | 30
2022-02-11 15:30 | 15:30 | 8.104 | 30
2022-02-11 16:00 | 16:00 | 9.9268 | 30
2022-02-11 16:30 | 16:30 | 9.8803 | 30
2022-02-11 17:00 | 17:00 | 9.443 | 30
2022-02-11 17:30 | 17:30 | 10.396 | 30
2022-02-11 18:00 | 18:00 | 11.6917 | 30
2022-02-11 18:30 | 18:30 | 11.1935 | 30
2022-02-11 19:00 | 19:00 | 10.9898 | 30
2022-02-11 19:30 | 19:30 | 10.5986 | 30
2022-02-11 20:00 | 20:00 | 10.3851 | 30
2022-02-11 20:30 | 20:30 | 9.9512 | 30
2022-02-11 21:00 | 21:00 | 9.6092 | 30
2022-02-11 21:30 | 21:30 | 9.0609 | 30
2022-02-11 22:00 | 22:00 | 8.086 | 30
2022-02-11 22:30 | 22:30 | 6.6777 | 30
2022-02-11 23:00 | 23:00 | 7.8202 | 30
2022-02-11 23:30 | 23:30 | 7.1803 | 30
2022-02-12 | 0:00 | 5.6108 | 30
2022-02-12 00:30 | 0:30 | 5.3909 | 30
2022-02-12 01:00 | 1:00 | 6.3909 | 30
2022-02-12 01:30 | 1:30 | 6.2921 | 30
2022-02-12 02:00 | 2:00 | 6.582 | 30
2022-02-12 02:30 | 2:30 | 6.4545 | 30
2022-02-12 03:00 | 3:00 | 6.3317 | 30
2022-02-12 03:30 | 3:30 | 6.4206 | 30
2022-02-12 04:00 | 4:00 | 6.3847 | 30
2022-02-12 04:30 | 4:30 | 6.3234 | 30
2022-02-12 05:00 | 5:00 | 6.4031 | 30
2022-02-12 05:30 | 5:30 | 6.4304 | 30
2022-02-12 06:00 | 6:00 | 6.0418 | 30
2022-02-12 06:30 | 6:30 | 5.3374 | 30
2022-02-12 07:00 | 7:00 | 4.7336 | 30
2022-02-12 07:30 | 7:30 | 4.2773 | 30
2022-02-12 08:00 | 8:00 | 5.0333 | 30
2022-02-12 08:30 | 8:30 | 2.7997 | 30
2022-02-12 09:00 | 9:00 | 2.6999 | 30
2022-02-12 09:30 | 9:30 | 2.8131 | 30
2022-02-12 10:00 | 10:00 | 1.892 | 30
2022-02-12 10:30 | 10:30 | 3.8133 | 30
2022-02-12 11:00 | 11:00 | 1.341 | 30
2022-02-12 11:30 | 11:30 | 4.9632 | 30
2022-02-12 12:00 | 12:00 | 2.3432 | 30
2022-02-12 12:30 | 12:30 | 5.2909 | 30
2022-02-12 13:00 | 13:00 | 3.1144 | 30
2022-02-12 13:30 | 13:30 | 4.8668 | 30
2022-02-12 14:00 | 14:00 | 5.3536 | 30
2022-02-12 14:30 | 14:30 | 1.5566 | 30
2022-02-12 15:00 | 15:00 | 5.3624 | 30
2022-02-12 15:30 | 15:30 | 6.9102 | 30
2022-02-12 16:00 | 16:00 | 9.3178 | 30
2022-02-12 16:30 | 16:30 | 8.6029 | 30
2022-02-12 17:00 | 17:00 | 8.5912 | 30
2022-02-12 17:30 | 17:30 | 9.769 | 30
2022-02-12 18:00 | 18:00 | 10.4301 | 30
2022-02-12 18:30 | 18:30 | 10.8323 | 30
2022-02-12 19:00 | 19:00 | 10.4285 | 30
2022-02-12 19:30 | 19:30 | 9.5983 | 30
2022-02-12 20:00 | 20:00 | 9.5283 | 30
2022-02-12 20:30 | 20:30 | 9.2946 | 30
2022-02-12 21:00 | 21:00 | 8.6053 | 30
2022-02-12 21:30 | 21:30 | 8.2467 | 30
2022-02-12 22:00 | 22:00 | 7.5478 | 30
2022-02-12 22:30 | 22:30 | 6.8769 | 30
2022-02-12 23:00 | 23:00 | 6.8846 | 30
2022-02-12 23:30 | 23:30 | 6.4512 | 30
2022-02-13 | 0:00 | 6.0394 | 30
2022-02-13 00:30 | 0:30 | 5.797 | 30
2022-02-13 01:00 | 1:00 | 5.7236 | 30
2022-02-13 01:30 | 1:30 | 5.5053 | 30
2022-02-13 02:00 | 2:00 | 5.2638 | 30
2022-02-13 02:30 | 2:30 | 5.1136 | 30
2022-02-13 03:00 | 3:00 | 5.0428 | 30
2022-02-13 03:30 | 3:30 | 4.9545 | 30
2022-02-13 04:00 | 4:00 | 4.9382 | 30
2022-02-13 04:30 | 4:30 | 4.7284 | 30
2022-02-13 05:00 | 5:00 | 4.7219 | 30
2022-02-13 05:30 | 5:30 | 4.7987 | 30
2022-02-13 06:00 | 6:00 | 4.5998 | 30
2022-02-13 06:30 | 6:30 | 3.8651 | 30
2022-02-13 07:00 | 7:00 | 3.7294 | 30
2022-02-13 07:30 | 7:30 | 3.1812 | 30
2022-02-13 08:00 | 8:00 | 2.3767 | 30
2022-02-13 08:30 | 8:30 | 1.8196 | 30
2022-02-13 09:00 | 9:00 | 1.5209 | 30
2022-02-13 09:30 | 9:30 | 0.56947 | 30
2022-02-13 10:00 | 10:00 | 0.45801 | 30
2022-02-13 10:30 | 10:30 | 1.354 | 30
2022-02-13 11:00 | 11:00 | 0.96095 | 30
2022-02-13 11:30 | 11:30 | 2.1816 | 30
2022-02-13 12:00 | 12:00 | 1.1251 | 30
2022-02-13 12:30 | 12:30 | 0.6254 | 30
2022-02-13 13:00 | 13:00 | 0.51692 | 30
2022-02-13 13:30 | 13:30 | 1.3183 | 30
2022-02-13 14:00 | 14:00 | 0.91445 | 30
2022-02-13 14:30 | 14:30 | 2.8541 | 30
2022-02-13 15:00 | 15:00 | 4.4301 | 30
2022-02-13 15:30 | 15:30 | 5.992 | 30
2022-02-13 16:00 | 16:00 | 6.5454 | 30
2022-02-13 16:30 | 16:30 | 7.8426 | 30
2022-02-13 17:00 | 17:00 | 8.8614 | 30
2022-02-13 17:30 | 17:30 | 9.7567 | 30
2022-02-13 18:00 | 18:00 | 10.4535 | 30
2022-02-13 18:30 | 18:30 | 10.6979 | 30
2022-02-13 19:00 | 19:00 | 10.4604 | 30
2022-02-13 19:30 | 19:30 | 10.1132 | 30
2022-02-13 20:00 | 20:00 | 9.879 | 30
2022-02-13 20:30 | 20:30 | 9.4351 | 30
2022-02-13 21:00 | 21:00 | 9.1729 | 30
2022-02-13 21:30 | 21:30 | 8.926 | 30
2022-02-13 22:00 | 22:00 | 8.3213 | 30
2022-02-13 22:30 | 22:30 | 7.7661 | 30
2022-02-13 23:00 | 23:00 | 7.6506 | 30
2022-02-13 23:30 | 23:30 | 7.3189 | 30
2022-02-14 | 0:00 | 6.7437 | 30
2022-02-14 00:30 | 0:30 | 6.056 | 30
2022-02-14 01:00 | 1:00 | 6.1386 | 30
2022-02-14 01:30 | 1:30 | 5.8778 | 30
2022-02-14 02:00 | 2:00 | 5.6982 | 30
2022-02-14 02:30 | 2:30 | 5.4932 | 30
2022-02-14 03:00 | 3:00 | 5.2 | 30
2022-02-14 03:30 | 3:30 | 5.2268 | 30
2022-02-14 04:00 | 4:00 | 5.0693 | 30
2022-02-14 04:30 | 4:30 | 5.1173 | 30
2022-02-14 05:00 | 5:00 | 5.6029 | 30
2022-02-14 05:30 | 5:30 | 5.8651 | 30
2022-02-14 06:00 | 6:00 | 6.1587 | 30
2022-02-14 06:30 | 6:30 | 5.8921 | 30
2022-02-14 07:00 | 7:00 | 4.201 | 30
2022-02-14 07:30 | 7:30 | 3.4875 | 30
2022-02-14 08:00 | 8:00 | 3.3166 | 30
2022-02-14 08:30 | 8:30 | 2.1573 | 30
2022-02-14 09:00 | 9:00 | 1.8136 | 30
2022-02-14 09:30 | 9:30 | 0.74838 | 30
2022-02-14 10:00 | 10:00 | 0.49646 | 30
2022-02-14 10:30 | 10:30 | 4.7001 | 30
2022-02-14 11:00 | 11:00 | 2.9675 | 30
2022-02-14 11:30 | 11:30 | 2.2679 | 30
2022-02-14 12:00 | 12:00 | 3.1374 | 30
2022-02-14 12:30 | 12:30 | 4.3198 | 30
2022-02-14 13:00 | 13:00 | 4.7342 | 30
2022-02-14 13:30 | 13:30 | 3.9163 | 30
2022-02-14 14:00 | 14:00 | 6.1089 | 30
2022-02-14 14:30 | 14:30 | 5.6369 | 30
2022-02-14 15:00 | 15:00 | 3.793 | 30
2022-02-14 15:30 | 15:30 | 5.1919 | 30
2022-02-14 16:00 | 16:00 | 6.2632 | 30
2022-02-14 16:30 | 16:30 | 7.3122 | 30
2022-02-14 17:00 | 17:00 | 9.0925 | 30
2022-02-14 17:30 | 17:30 | 9.7284 | 30
2022-02-14 18:00 | 18:00 | 10.0323 | 30
2022-02-14 18:30 | 18:30 | 10.2437 | 30
2022-02-14 19:00 | 19:00 | 10.1912 | 30
2022-02-14 19:30 | 19:30 | 9.7513 | 30
2022-02-14 20:00 | 20:00 | 9.4834 | 30
2022-02-14 20:30 | 20:30 | 9.1535 | 30
2022-02-14 21:00 | 21:00 | 8.7507 | 30
2022-02-14 21:30 | 21:30 | 8.3321 | 30
2022-02-14 22:00 | 22:00 | 7.7307 | 30
2022-02-14 22:30 | 22:30 | 6.6091 | 30
2022-02-14 23:00 | 23:00 | 6.4701 | 30
2022-02-14 23:30 | 23:30 | 6.2963 | 30
2022-02-15 | 0:00 | 5.955 | 30
2022-02-15 00:30 | 0:30 | 5.7817 | 30
2022-02-15 01:00 | 1:00 | 5.8209 | 30
2022-02-15 01:30 | 1:30 | 5.7636 | 30
2022-02-15 02:00 | 2:00 | 6.0817 | 30
2022-02-15 02:30 | 2:30 | 5.7161 | 30
2022-02-15 03:00 | 3:00 | 5.9499 | 30
2022-02-15 03:30 | 3:30 | 6.1008 | 30
2022-02-15 04:00 | 4:00 | 6.188 | 30
2022-02-15 04:30 | 4:30 | 6.5134 | 30
2022-02-15 05:00 | 5:00 | 6.4994 | 30
2022-02-15 05:30 | 5:30 | 6.407 | 30
2022-02-15 06:00 | 6:00 | 5.9034 | 30
2022-02-15 06:30 | 6:30 | 5.9259 | 30
2022-02-15 07:00 | 7:00 | 6.2425 | 30
2022-02-15 07:30 | 7:30 | 6.288 | 30
2022-02-15 08:00 | 8:00 | 5.5276 | 30
2022-02-15 08:30 | 8:30 | 4.2451 | 30
2022-02-15 09:00 | 9:00 | 4.1429 | 30
2022-02-15 09:30 | 9:30 | 1.9607 | 30
2022-02-15 10:00 | 10:00 | 1.0267 | 30
2022-02-15 10:30 | 10:30 | 1.181 | 30
2022-02-15 11:00 | 11:00 | 1.3245 | 30
2022-02-15 11:30 | 11:30 | 1.0759 | 30
2022-02-15 12:00 | 12:00 | 1.3066 | 30
2022-02-15 12:30 | 12:30 | 0.60481 | 30
2022-02-15 13:00 | 13:00 | 2.8847 | 30
2022-02-15 13:30 | 13:30 | 4.9295 | 30
2022-02-15 14:00 | 14:00 | 5.2489 | 30
2022-02-15 14:30 | 14:30 | 5.9839 | 30
2022-02-15 15:00 | 15:00 | 6.1948 | 30
2022-02-15 15:30 | 15:30 | 6.4299 | 30
2022-02-15 16:00 | 16:00 | 6.4431 | 30
2022-02-15 16:30 | 16:30 | 7.1466 | 30
2022-02-15 17:00 | 17:00 | 7.883 | 30
2022-02-15 17:30 | 17:30 | 8.8627 | 30
2022-02-15 18:00 | 18:00 | 9.3216 | 30
2022-02-15 18:30 | 18:30 | 9.6461 | 30
2022-02-15 19:00 | 19:00 | 9.5827 | 30
2022-02-15 19:30 | 19:30 | 9.0628 | 30
2022-02-15 20:00 | 20:00 | 8.8504 | 30
2022-02-15 20:30 | 20:30 | 8.5507 | 30
2022-02-15 21:00 | 21:00 | 8.0899 | 30
2022-02-15 21:30 | 21:30 | 7.656 | 30
2022-02-15 22:00 | 22:00 | 6.9429 | 30
2022-02-15 22:30 | 22:30 | 6.2786 | 30
2022-02-15 23:00 | 23:00 | 6.1602 | 30
2022-02-15 23:30 | 23:30 | 5.8835 | 30
2022-02-16 | 0:00 | 5.4265 | 30
2022-02-16 00:30 | 0:30 | 5.311 | 30
2022-02-16 01:00 | 1:00 | 5.2793 | 30
2022-02-16 01:30 | 1:30 | 5.0683 | 30
2022-02-16 02:00 | 2:00 | 4.9931 | 30
2022-02-16 02:30 | 2:30 | 4.9297 | 30
2022-02-16 03:00 | 3:00 | 4.8692 | 30
2022-02-16 03:30 | 3:30 | 4.8549 | 30
2022-02-16 04:00 | 4:00 | 4.8396 | 30
2022-02-16 04:30 | 4:30 | 5.0746 | 30
2022-02-16 05:00 | 5:00 | 5.3804 | 30
2022-02-16 05:30 | 5:30 | 5.7093 | 30
2022-02-16 06:00 | 6:00 | 5.6327 | 30
2022-02-16 06:30 | 6:30 | 5.0878 | 30
2022-02-16 07:00 | 7:00 | 4.1913 | 30
2022-02-16 07:30 | 7:30 | 3.2421 | 30
2022-02-16 08:00 | 8:00 | 2.0253 | 30
2022-02-16 08:30 | 8:30 | 1.6844 | 30
2022-02-16 09:00 | 9:00 | 0.78214 | 30
2022-02-16 09:30 | 9:30 | 0.70952 | 30
2022-02-16 10:00 | 10:00 | 0.80676 | 30
2022-02-16 10:30 | 10:30 | 0.60699 | 30
2022-02-16 11:00 | 11:00 | 0.3308 | 30
2022-02-16 11:30 | 11:30 | 0.76501 | 30
2022-02-16 12:00 | 12:00 | 0.965 | 30
2022-02-16 12:30 | 12:30 | 0.79582 | 30
2022-02-16 13:00 | 13:00 | 0.71274 | 30
2022-02-16 13:30 | 13:30 | 1.2137 | 30
2022-02-16 14:00 | 14:00 | 1.2392 | 30
2022-02-16 14:30 | 14:30 | 0.75566 | 30
2022-02-16 15:00 | 15:00 | 3.7853 | 30
2022-02-16 15:30 | 15:30 | 5.6869 | 30
2022-02-16 16:00 | 16:00 | 5.3877 | 30
2022-02-16 16:30 | 16:30 | 7.6979 | 30
2022-02-16 17:00 | 17:00 | 8.4133 | 30
2022-02-16 17:30 | 17:30 | 9.5061 | 30
2022-02-16 18:00 | 18:00 | 10.8535 | 30
2022-02-16 18:30 | 18:30 | 11.1444 | 30
2022-02-16 19:00 | 19:00 | 11.0274 | 30
2022-02-16 19:30 | 19:30 | 10.5978 | 30
2022-02-16 20:00 | 20:00 | 10.3714 | 30
2022-02-16 20:30 | 20:30 | 10.0085 | 30
2022-02-16 21:00 | 21:00 | 8.7412 | 30
2022-02-16 21:30 | 21:30 | 7.9291 | 30
2022-02-16 22:00 | 22:00 | 6.9942 | 30
2022-02-16 22:30 | 22:30 | 6.3974 | 30
2022-02-16 23:00 | 23:00 | 6.2851 | 30
2022-02-16 23:30 | 23:30 | 5.9838 | 30
2022-02-17 | 0:00 | 5.4554 | 30
2022-02-17 00:30 | 0:30 | 5.2107 | 30
2022-02-17 01:00 | 1:00 | 5.1483 | 30
2022-02-17 01:30 | 1:30 | 4.924 | 30
2022-02-17 02:00 | 2:00 | 4.7266 | 30
2022-02-17 02:30 | 2:30 | 4.606 | 30
2022-02-17 03:00 | 3:00 | 4.4522 | 30
2022-02-17 03:30 | 3:30 | 4.5483 | 30
2022-02-17 04:00 | 4:00 | 4.5771 | 30
2022-02-17 04:30 | 4:30 | 4.6925 | 30
2022-02-17 05:00 | 5:00 | 4.99 | 30
2022-02-17 05:30 | 5:30 | 5.0789 | 30
2022-02-17 06:00 | 6:00 | 5.2078 | 30
2022-02-17 06:30 | 6:30 | 4.7241 | 30
2022-02-17 07:00 | 7:00 | 4.4833 | 30
2022-02-17 07:30 | 7:30 | 2.6949 | 30
2022-02-17 08:00 | 8:00 | 1.4841 | 30
2022-02-17 08:30 | 8:30 | 0.65466 | 30
2022-02-17 09:00 | 9:00 | 0.57212 | 30
2022-02-17 09:30 | 9:30 | 0.86069 | 30
2022-02-17 10:00 | 10:00 | 1.3754 | 30
2022-02-17 10:30 | 10:30 | 1.5909 | 30
2022-02-17 11:00 | 11:00 | 1.2709 | 30
2022-02-17 11:30 | 11:30 | 1.4861 | 30
2022-02-17 12:00 | 12:00 | 1.211 | 30
2022-02-17 12:30 | 12:30 | 2.195 | 30
2022-02-17 13:00 | 13:00 | 2.8729 | 30
2022-02-17 13:30 | 13:30 | 2.486 | 30
2022-02-17 14:00 | 14:00 | 3.4948 | 30
2022-02-17 14:30 | 14:30 | 3.09 | 30
2022-02-17 15:00 | 15:00 | 4.0937 | 30
2022-02-17 15:30 | 15:30 | 5.7396 | 30
2022-02-17 16:00 | 16:00 | 7.2005 | 30
2022-02-17 16:30 | 16:30 | 8.8139 | 30
2022-02-17 17:00 | 17:00 | 10.287 | 30
2022-02-17 17:30 | 17:30 | 11.1924 | 30
2022-02-17 18:00 | 18:00 | 11.9157 | 30
2022-02-17 18:30 | 18:30 | 11.6922 | 30
2022-02-17 19:00 | 19:00 | 11.469 | 30
2022-02-17 19:30 | 19:30 | 10.9455 | 30
2022-02-17 20:00 | 20:00 | 10.5437 | 30
2022-02-17 20:30 | 20:30 | 9.8599 | 30
2022-02-17 21:00 | 21:00 | 8.9986 | 30
2022-02-17 21:30 | 21:30 | 8.3242 | 30
2022-02-17 22:00 | 22:00 | 7.5784 | 30
2022-02-17 22:30 | 22:30 | 6.6634 | 30
2022-02-17 23:00 | 23:00 | 6.4791 | 30
2022-02-17 23:30 | 23:30 | 6.1556 | 30
2022-02-18 | 0:00 | 5.597 | 30
2022-02-18 00:30 | 0:30 | 5.4827 | 30
2022-02-18 01:00 | 1:00 | 5.4234 | 30
2022-02-18 01:30 | 1:30 | 5.2893 | 30
2022-02-18 02:00 | 2:00 | 4.9627 | 30
2022-02-18 02:30 | 2:30 | 4.806 | 30
2022-02-18 03:00 | 3:00 | 4.7132 | 30
2022-02-18 03:30 | 3:30 | 4.7134 | 30
2022-02-18 04:00 | 4:00 | 4.823 | 30
2022-02-18 04:30 | 4:30 | 5.0512 | 30
2022-02-18 05:00 | 5:00 | 5.4254 | 30
2022-02-18 05:30 | 5:30 | 5.7698 | 30
2022-02-18 06:00 | 6:00 | 5.7875 | 30
2022-02-18 06:30 | 6:30 | 5.2663 | 30
2022-02-18 07:00 | 7:00 | 4.7428 | 30
2022-02-18 07:30 | 7:30 | 4.2124 | 30
2022-02-18 08:00 | 8:00 | 3.1779 | 30
2022-02-18 08:30 | 8:30 | 2.2619 | 30
2022-02-18 09:00 | 9:00 | 1.5612 | 30
2022-02-18 09:30 | 9:30 | 1.1528 | 30
2022-02-18 10:00 | 10:00 | 0.93462 | 30
2022-02-18 10:30 | 10:30 | 0.95883 | 30
2022-02-18 11:00 | 11:00 | 1.2494 | 30
2022-02-18 11:30 | 11:30 | 1.7849 | 30
2022-02-18 12:00 | 12:00 | 1.6458 | 30
2022-02-18 12:30 | 12:30 | 1.6668 | 30
2022-02-18 13:00 | 13:00 | 2.6211 | 30
2022-02-18 13:30 | 13:30 | 3.7529 | 30
2022-02-18 14:00 | 14:00 | 5.1213 | 30
2022-02-18 14:30 | 14:30 | 5.6032 | 30
2022-02-18 15:00 | 15:00 | 7.1563 | 30
2022-02-18 15:30 | 15:30 | 12.2302 | 30
2022-02-18 16:00 | 16:00 | 13.046 | 30
2022-02-18 16:30 | 16:30 | 12.6799 | 30
2022-02-18 17:00 | 17:00 | 10.8393 | 30
2022-02-18 17:30 | 17:30 | 10.1402 | 30
2022-02-18 18:00 | 18:00 | 9.8354 | 30
2022-02-18 18:30 | 18:30 | 9.922 | 30
2022-02-18 19:00 | 19:00 | 9.7222 | 30
2022-02-18 19:30 | 19:30 | 9.6196 | 30
2022-02-18 20:00 | 20:00 | 9.6008 | 30
2022-02-18 20:30 | 20:30 | 9.1225 | 30
2022-02-18 21:00 | 21:00 | 8.538 | 30
2022-02-18 21:30 | 21:30 | 8.13 | 30
2022-02-18 22:00 | 22:00 | 7.3692 | 30
2022-02-18 22:30 | 22:30 | 6.8815 | 30
2022-02-18 23:00 | 23:00 | 6.9065 | 30
2022-02-18 23:30 | 23:30 | 6.324 | 30
2022-02-19 | 0:00 | 6.5132 | 30
2022-02-19 00:30 | 0:30 | 5.8882 | 30
2022-02-19 01:00 | 1:00 | 5.895 | 30
2022-02-19 01:30 | 1:30 | 5.6275 | 30
2022-02-19 02:00 | 2:00 | 5.3152 | 30
2022-02-19 02:30 | 2:30 | 5.133 | 30
2022-02-19 03:00 | 3:00 | 5.0361 | 30
2022-02-19 03:30 | 3:30 | 5.2109 | 30
2022-02-19 04:00 | 4:00 | 5.6159 | 30
2022-02-19 04:30 | 4:30 | 5.5774 | 30
2022-02-19 05:00 | 5:00 | 5.678 | 30
2022-02-19 05:30 | 5:30 | 5.7355 | 30
2022-02-19 06:00 | 6:00 | 5.3713 | 30
2022-02-19 06:30 | 6:30 | 4.8535 | 30
2022-02-19 07:00 | 7:00 | 4.591 | 30
2022-02-19 07:30 | 7:30 | 3.8233 | 30
2022-02-19 08:00 | 8:00 | 2.8656 | 30
2022-02-19 08:30 | 8:30 | 2.3303 | 30
2022-02-19 09:00 | 9:00 | 1.8107 | 30
2022-02-19 09:30 | 9:30 | 1.1296 | 30
2022-02-19 10:00 | 10:00 | 0.9217 | 30
2022-02-19 10:30 | 10:30 | 1.5361 | 30
2022-02-19 11:00 | 11:00 | 3.7475 | 30
2022-02-19 11:30 | 11:30 | 5.1284 | 30
2022-02-19 12:00 | 12:00 | 5.2061 | 30
2022-02-19 12:30 | 12:30 | 7.767 | 30
2022-02-19 13:00 | 13:00 | 10.0609 | 30
2022-02-19 13:30 | 13:30 | 2.9276 | 30
2022-02-19 14:00 | 14:00 | 2.242 | 30
2022-02-19 14:30 | 14:30 | 7.9984 | 30
2022-02-19 15:00 | 15:00 | 10.0347 | 30
2022-02-19 15:30 | 15:30 | 10.6285 | 30
2022-02-19 16:00 | 16:00 | 8.6979 | 30
2022-02-19 16:30 | 16:30 | 8.3254 | 30
2022-02-19 17:00 | 17:00 | 10.6425 | 30
2022-02-19 17:30 | 17:30 | 10.728 | 30
2022-02-19 18:00 | 18:00 | 10.4572 | 30
2022-02-19 18:30 | 18:30 | 9.9668 | 30
2022-02-19 19:00 | 19:00 | 9.6572 | 30
2022-02-19 19:30 | 19:30 | 9.2426 | 30
2022-02-19 20:00 | 20:00 | 9.1182 | 30
2022-02-19 20:30 | 20:30 | 8.7339 | 30
2022-02-19 21:00 | 21:00 | 8.125 | 30
2022-02-19 21:30 | 21:30 | 7.9481 | 30
2022-02-19 22:00 | 22:00 | 7.6735 | 30
2022-02-19 22:30 | 22:30 | 7.1671 | 30
2022-02-19 23:00 | 23:00 | 7.1209 | 30
2022-02-19 23:30 | 23:30 | 6.9326 | 30
2022-02-20 | 0:00 | 6.2905 | 30
2022-02-20 00:30 | 0:30 | 6.1261 | 30
2022-02-20 01:00 | 1:00 | 6.1312 | 30
2022-02-20 01:30 | 1:30 | 5.8346 | 30
2022-02-20 02:00 | 2:00 | 5.5919 | 30
2022-02-20 02:30 | 2:30 | 5.4054 | 30
2022-02-20 03:00 | 3:00 | 5.3477 | 30
2022-02-20 03:30 | 3:30 | 5.3199 | 30
2022-02-20 04:00 | 4:00 | 5.3568 | 30
2022-02-20 04:30 | 4:30 | 5.3816 | 30
2022-02-20 05:00 | 5:00 | 5.5625 | 30
2022-02-20 05:30 | 5:30 | 5.5459 | 30
2022-02-20 06:00 | 6:00 | 5.4037 | 30
2022-02-20 06:30 | 6:30 | 4.5367 | 30
2022-02-20 07:00 | 7:00 | 3.4153 | 30
2022-02-20 07:30 | 7:30 | 3.227 | 30
2022-02-20 08:00 | 8:00 | 2.3805 | 30
2022-02-20 08:30 | 8:30 | 3.4016 | 30
2022-02-20 09:00 | 9:00 | 3.6193 | 30
2022-02-20 09:30 | 9:30 | 6.3057 | 30
2022-02-20 10:00 | 10:00 | 3.0514 | 30
2022-02-20 10:30 | 10:30 | 2.3048 | 30
2022-02-20 11:00 | 11:00 | 5.7083 | 30
2022-02-20 11:30 | 11:30 | 3.4936 | 30
2022-02-20 12:00 | 12:00 | 4.6903 | 30
2022-02-20 12:30 | 12:30 | 3.3877 | 30
2022-02-20 13:00 | 13:00 | 4.0248 | 30
2022-02-20 13:30 | 13:30 | 3.3416 | 30
2022-02-20 14:00 | 14:00 | 2.7979 | 30
2022-02-20 14:30 | 14:30 | 2.8157 | 30
2022-02-20 15:00 | 15:00 | 4.11 | 30
2022-02-20 15:30 | 15:30 | 5.8687 | 30
2022-02-20 16:00 | 16:00 | 7.0497 | 30
2022-02-20 16:30 | 16:30 | 8.6958 | 30
2022-02-20 17:00 | 17:00 | 9.5976 | 30
2022-02-20 17:30 | 17:30 | 10.6261 | 30
2022-02-20 18:00 | 18:00 | 12.0783 | 30
2022-02-20 18:30 | 18:30 | 12.4816 | 30
2022-02-20 19:00 | 19:00 | 11.9883 | 30
2022-02-20 19:30 | 19:30 | 11.2357 | 30
2022-02-20 20:00 | 20:00 | 10.8176 | 30
2022-02-20 20:30 | 20:30 | 10.289 | 30
2022-02-20 21:00 | 21:00 | 9.5231 | 30
2022-02-20 21:30 | 21:30 | 8.9886 | 30
2022-02-20 22:00 | 22:00 | 8.2791 | 30
2022-02-20 22:30 | 22:30 | 7.6392 | 30
2022-02-20 23:00 | 23:00 | 7.5174 | 30
2022-02-20 23:30 | 23:30 | 7.033 | 30
2022-02-21 | 0:00 | 5.9482 | 30
2022-02-21 00:30 | 0:30 | 5.7622 | 30
2022-02-21 01:00 | 1:00 | 5.7324 | 30
2022-02-21 01:30 | 1:30 | 5.4358 | 30
2022-02-21 02:00 | 2:00 | 5.2281 | 30
2022-02-21 02:30 | 2:30 | 5.028 | 30
2022-02-21 03:00 | 3:00 | 4.9304 | 30
2022-02-21 03:30 | 3:30 | 5.0086 | 30
2022-02-21 04:00 | 4:00 | 5.0894 | 30
2022-02-21 04:30 | 4:30 | 5.2119 | 30
2022-02-21 05:00 | 5:00 | 5.4699 | 30
2022-02-21 05:30 | 5:30 | 5.6132 | 30
2022-02-21 06:00 | 6:00 | 5.6034 | 30
2022-02-21 06:30 | 6:30 | 5.004 | 30
2022-02-21 07:00 | 7:00 | 4.4325 | 30
2022-02-21 07:30 | 7:30 | 3.3662 | 30
2022-02-21 08:00 | 8:00 | 2.6363 | 30
2022-02-21 08:30 | 8:30 | 2.9848 | 30
2022-02-21 09:00 | 9:00 | 2.5338 | 30
2022-02-21 09:30 | 9:30 | 1.5258 | 30
2022-02-21 10:00 | 10:00 | 1.8392 | 30
2022-02-21 10:30 | 10:30 | 3.4847 | 30
2022-02-21 11:00 | 11:00 | 3.4714 | 30
2022-02-21 11:30 | 11:30 | 3.4221 | 30
2022-02-21 12:00 | 12:00 | 2.0619 | 30
2022-02-21 12:30 | 12:30 | 2.6324 | 30
2022-02-21 13:00 | 13:00 | 2.629 | 30
2022-02-21 13:30 | 13:30 | 3.3862 | 30
2022-02-21 14:00 | 14:00 | 2.69 | 30
2022-02-21 14:30 | 14:30 | 3.3673 | 30
2022-02-21 15:00 | 15:00 | 3.9576 | 30
2022-02-21 15:30 | 15:30 | 5.5348 | 30
2022-02-21 16:00 | 16:00 | 7.3655 | 30
2022-02-21 16:30 | 16:30 | 9.1616 | 30
2022-02-21 17:00 | 17:00 | 10.6022 | 30
2022-02-21 17:30 | 17:30 | 11.759 | 30
2022-02-21 18:00 | 18:00 | 12.1578 | 30
2022-02-21 18:30 | 18:30 | 12.3103 | 30
2022-02-21 19:00 | 19:00 | 12.002 | 30
2022-02-21 19:30 | 19:30 | 11.239 | 30
2022-02-21 20:00 | 20:00 | 10.669 | 30
2022-02-21 20:30 | 20:30 | 10.113 | 30
2022-02-21 21:00 | 21:00 | 9.421 | 30
2022-02-21 21:30 | 21:30 | 8.7269 | 30
2022-02-21 22:00 | 22:00 | 7.842 | 30
2022-02-21 22:30 | 22:30 | 7.137 | 30
2022-02-21 23:00 | 23:00 | 7.04 | 30
2022-02-21 23:30 | 23:30 | 6.6274 | 30
2022-02-22 | 0:00 | 6.1563 | 30
2022-02-22 00:30 | 0:30 | 6.0141 | 30
2022-02-22 01:00 | 1:00 | 5.9429 | 30
2022-02-22 01:30 | 1:30 | 5.6381 | 30
2022-02-22 02:00 | 2:00 | 5.4807 | 30
2022-02-22 02:30 | 2:30 | 5.3075 | 30
2022-02-22 03:00 | 3:00 | 5.2252 | 30
2022-02-22 03:30 | 3:30 | 5.2052 | 30
2022-02-22 04:00 | 4:00 | 5.3553 | 30
2022-02-22 04:30 | 4:30 | 5.492 | 30
2022-02-22 05:00 | 5:00 | 5.7483 | 30
2022-02-22 05:30 | 5:30 | 5.9184 | 30
2022-02-22 06:00 | 6:00 | 5.8449 | 30
2022-02-22 06:30 | 6:30 | 5.257 | 30
2022-02-22 07:00 | 7:00 | 4.8301 | 30
2022-02-22 07:30 | 7:30 | 4.4494 | 30
2022-02-22 08:00 | 8:00 | 2.8365 | 30
2022-02-22 08:30 | 8:30 | 3.5891 | 30
2022-02-22 09:00 | 9:00 | 2.7602 | 30
2022-02-22 09:30 | 9:30 | 2.5574 | 30
2022-02-22 10:00 | 10:00 | 1.2901 | 30
2022-02-22 10:30 | 10:30 | 1.3451 | 30
2022-02-22 11:00 | 11:00 | 0.27192 | 30
2022-02-22 11:30 | 11:30 | 0.49828 | 30
2022-02-22 12:00 | 12:00 | 1.2235 | 30
2022-02-22 12:30 | 12:30 | 2.4462 | 30
2022-02-22 13:00 | 13:00 | 3.5226 | 30
2022-02-22 13:30 | 13:30 | 5.4274 | 30
2022-02-22 14:00 | 14:00 | 6.1345 | 30
2022-02-22 14:30 | 14:30 | 7.2201 | 30
2022-02-22 15:00 | 15:00 | 7.1797 | 30
2022-02-22 15:30 | 15:30 | 7.2001 | 30
2022-02-22 16:00 | 16:00 | 8.9993 | 30
2022-02-22 16:30 | 16:30 | 9.7726 | 30
2022-02-22 17:00 | 17:00 | 11.2492 | 30
2022-02-22 17:30 | 17:30 | 11.3445 | 30
2022-02-22 18:00 | 18:00 | 11.8425 | 30
2022-02-22 18:30 | 18:30 | 11.8798 | 30
2022-02-22 19:00 | 19:00 | 11.7024 | 30
2022-02-22 19:30 | 19:30 | 11.3214 | 30
2022-02-22 20:00 | 20:00 | 11.1035 | 30
2022-02-22 20:30 | 20:30 | 10.7075 | 30
2022-02-22 21:00 | 21:00 | 9.989 | 30
2022-02-22 21:30 | 21:30 | 9.4393 | 30
2022-02-22 22:00 | 22:00 | 8.7296 | 30
2022-02-22 22:30 | 22:30 | 8.0081 | 30
2022-02-22 23:00 | 23:00 | 7.9103 | 30
2022-02-22 23:30 | 23:30 | 7.544 | 30
2022-02-23 | 0:00 | 7.0307 | 30
2022-02-23 00:30 | 0:30 | 6.8527 | 30
2022-02-23 01:00 | 1:00 | 6.1268 | 30
2022-02-23 01:30 | 1:30 | 5.6744 | 30
2022-02-23 02:00 | 2:00 | 5.481 | 30
2022-02-23 02:30 | 2:30 | 5.4169 | 30
2022-02-23 03:00 | 3:00 | 5.5183 | 30
2022-02-23 03:30 | 3:30 | 5.6677 | 30
2022-02-23 04:00 | 4:00 | 5.8883 | 30
2022-02-23 04:30 | 4:30 | 6.3137 | 30
2022-02-23 05:00 | 5:00 | 6.626 | 30
2022-02-23 05:30 | 5:30 | 6.7995 | 30
2022-02-23 06:00 | 6:00 | 7.1362 | 30
2022-02-23 06:30 | 6:30 | 7.1061 | 30
2022-02-23 07:00 | 7:00 | 7.34 | 30
2022-02-23 07:30 | 7:30 | 7.3667 | 30
2022-02-23 08:00 | 8:00 | 7.2098 | 30
2022-02-23 08:30 | 8:30 | 6.7017 | 30
2022-02-23 09:00 | 9:00 | 6.5453 | 30
2022-02-23 09:30 | 9:30 | 5.0391 | 30
2022-02-23 10:00 | 10:00 | 3.0819 | 30
2022-02-23 10:30 | 10:30 | 2.5207 | 30
2022-02-23 11:00 | 11:00 | 2.5016 | 30
2022-02-23 11:30 | 11:30 | 4.2767 | 30
2022-02-23 12:00 | 12:00 | 0.64634 | 30
2022-02-23 12:30 | 12:30 | 2.0003 | 30
2022-02-23 13:00 | 13:00 | 2.2294 | 30
2022-02-23 13:30 | 13:30 | 2.0155 | 30
2022-02-23 14:00 | 14:00 | 2.1366 | 30
2022-02-23 14:30 | 14:30 | 4.7535 | 30
2022-02-23 15:00 | 15:00 | 2.783 | 30
2022-02-23 15:30 | 15:30 | 3.9186 | 30
2022-02-23 16:00 | 16:00 | 5.6162 | 30
2022-02-23 16:30 | 16:30 | 8.0176 | 30
2022-02-23 17:00 | 17:00 | 10.1384 | 30
2022-02-23 17:30 | 17:30 | 11.3925 | 30
2022-02-23 18:00 | 18:00 | 12.2904 | 30
2022-02-23 18:30 | 18:30 | 12.5656 | 30
2022-02-23 19:00 | 19:00 | 12.1774 | 30
2022-02-23 19:30 | 19:30 | 11.3451 | 30
2022-02-23 20:00 | 20:00 | 11.0105 | 30
2022-02-23 20:30 | 20:30 | 10.5514 | 30
2022-02-23 21:00 | 21:00 | 9.9448 | 30
2022-02-23 21:30 | 21:30 | 9.4489 | 30
2022-02-23 22:00 | 22:00 | 8.6502 | 30
2022-02-23 22:30 | 22:30 | 7.9849 | 30
2022-02-23 23:00 | 23:00 | 7.9141 | 30
2022-02-23 23:30 | 23:30 | 7.5288 | 30
2022-02-24 | 0:00 | 7.0178 | 30
2022-02-24 00:30 | 0:30 | 6.858 | 30
2022-02-24 01:00 | 1:00 | 6.7539 | 30
2022-02-24 01:30 | 1:30 | 6.404 | 30
2022-02-24 02:00 | 2:00 | 6.0285 | 30
2022-02-24 02:30 | 2:30 | 5.9543 | 30
2022-02-24 03:00 | 3:00 | 5.802 | 30
2022-02-24 03:30 | 3:30 | 5.8434 | 30
2022-02-24 04:00 | 4:00 | 5.5928 | 30
2022-02-24 04:30 | 4:30 | 5.8351 | 30
2022-02-24 05:00 | 5:00 | 6.1045 | 30
2022-02-24 05:30 | 5:30 | 6.2743 | 30
2022-02-24 06:00 | 6:00 | 6.7637 | 30
2022-02-24 06:30 | 6:30 | 6.413 | 30
2022-02-24 07:00 | 7:00 | 5.7124 | 30
2022-02-24 07:30 | 7:30 | 5.2339 | 30
2022-02-24 08:00 | 8:00 | 4.8106 | 30
2022-02-24 08:30 | 8:30 | 6.5105 | 30
2022-02-24 09:00 | 9:00 | 4.2952 | 30
2022-02-24 09:30 | 9:30 | 4.3948 | 30
2022-02-24 10:00 | 10:00 | 5.7684 | 30
2022-02-24 10:30 | 10:30 | 5.362 | 30
2022-02-24 11:00 | 11:00 | 6.4238 | 30
2022-02-24 11:30 | 11:30 | 4.0365 | 30
2022-02-24 12:00 | 12:00 | 2.8806 | 30
2022-02-24 12:30 | 12:30 | 4.9035 | 30
2022-02-24 13:00 | 13:00 | 3.1948 | 30
2022-02-24 13:30 | 13:30 | 3.0157 | 30
2022-02-24 14:00 | 14:00 | 5.1771 | 30
2022-02-24 14:30 | 14:30 | 4.9448 | 30
2022-02-24 15:00 | 15:00 | 4.5471 | 30
2022-02-24 15:30 | 15:30 | 5.2246 | 30
2022-02-24 16:00 | 16:00 | 7.0098 | 30
2022-02-24 16:30 | 16:30 | 7.931 | 30
2022-02-24 17:00 | 17:00 | 9.0159 | 30
2022-02-24 17:30 | 17:30 | 9.5618 | 30
2022-02-24 18:00 | 18:00 | 10.2237 | 30
2022-02-24 18:30 | 18:30 | 11.0865 | 30
2022-02-24 19:00 | 19:00 | 11.0743 | 30
2022-02-24 19:30 | 19:30 | 10.7454 | 30
2022-02-24 20:00 | 20:00 | 10.9367 | 30
2022-02-24 20:30 | 20:30 | 11.2091 | 30
2022-02-24 21:00 | 21:00 | 10.7191 | 30
2022-02-24 21:30 | 21:30 | 10.1151 | 30
2022-02-24 22:00 | 22:00 | 9.6616 | 30
2022-02-24 22:30 | 22:30 | 8.9867 | 30
2022-02-24 23:00 | 23:00 | 7.9973 | 30
2022-02-24 23:30 | 23:30 | 7.4202 | 30
2022-02-25 | 0:00 | 6.9 | 30
2022-02-25 00:30 | 0:30 | 6.8366 | 30
2022-02-25 01:00 | 1:00 | 6.7961 | 30
2022-02-25 01:30 | 1:30 | 6.2484 | 30
2022-02-25 02:00 | 2:00 | 5.5319 | 30
2022-02-25 02:30 | 2:30 | 6.1809 | 30
2022-02-25 03:00 | 3:00 | 6.0898 | 30
2022-02-25 03:30 | 3:30 | 5.9201 | 30
2022-02-25 04:00 | 4:00 | 5.5516 | 30
2022-02-25 04:30 | 4:30 | 6.2184 | 30
2022-02-25 05:00 | 5:00 | 6.5183 | 30
2022-02-25 05:30 | 5:30 | 6.5079 | 30
2022-02-25 06:00 | 6:00 | 6.5103 | 30
2022-02-25 06:30 | 6:30 | 7.7395 | 30
2022-02-25 07:00 | 7:00 | 8.0368 | 30
2022-02-25 07:30 | 7:30 | 7.7518 | 30
2022-02-25 08:00 | 8:00 | 7.6336 | 30
2022-02-25 08:30 | 8:30 | 7.706 | 30
2022-02-25 09:00 | 9:00 | 8.0171 | 30
2022-02-25 09:30 | 9:30 | 7.657 | 30
2022-02-25 10:00 | 10:00 | 7.3522 | 30
2022-02-25 10:30 | 10:30 | 6.5877 | 30
2022-02-25 11:00 | 11:00 | 6.4804 | 30
2022-02-25 11:30 | 11:30 | 6.4785 | 30
2022-02-25 12:00 | 12:00 | 6.1739 | 30
2022-02-25 12:30 | 12:30 | 7.2759 | 30
2022-02-25 13:00 | 13:00 | 7.1282 | 30
2022-02-25 13:30 | 13:30 | 7.495 | 30
2022-02-25 14:00 | 14:00 | 8.1597 | 30
2022-02-25 14:30 | 14:30 | 8.1297 | 30
2022-02-25 15:00 | 15:00 | 8.2169 | 30
2022-02-25 15:30 | 15:30 | 8.327 | 30
2022-02-25 16:00 | 16:00 | 8.744 | 30
2022-02-25 16:30 | 16:30 | 9.1868 | 30
2022-02-25 17:00 | 17:00 | 9.4092 | 30
2022-02-25 17:30 | 17:30 | 9.698 | 30
2022-02-25 18:00 | 18:00 | 9.9808 | 30
2022-02-25 18:30 | 18:30 | 10.013 | 30
2022-02-25 19:00 | 19:00 | 9.6457 | 30
2022-02-25 19:30 | 19:30 | 9.2188 | 30
2022-02-25 20:00 | 20:00 | 9.2068 | 30
2022-02-25 20:30 | 20:30 | 8.9782 | 30
2022-02-25 21:00 | 21:00 | 8.4982 | 30
2022-02-25 21:30 | 21:30 | 8.2211 | 30
2022-02-25 22:00 | 22:00 | 7.6964 | 30
2022-02-25 22:30 | 22:30 | 7.1672 | 30
2022-02-25 23:00 | 23:00 | 7.3136 | 30
2022-02-25 23:30 | 23:30 | 6.9126 | 30
2022-02-26 | 0:00 | 6.3919 | 30
2022-02-26 00:30 | 0:30 | 6.1989 | 30
2022-02-26 01:00 | 1:00 | 6.0966 | 30
2022-02-26 01:30 | 1:30 | 6.0746 | 30
2022-02-26 02:00 | 2:00 | 5.8533 | 30
2022-02-26 02:30 | 2:30 | 5.6722 | 30
2022-02-26 03:00 | 3:00 | 5.7337 | 30
2022-02-26 03:30 | 3:30 | 5.613 | 30
2022-02-26 04:00 | 4:00 | 5.598 | 30
2022-02-26 04:30 | 4:30 | 5.6737 | 30
2022-02-26 05:00 | 5:00 | 5.6681 | 30
2022-02-26 05:30 | 5:30 | 5.7616 | 30
2022-02-26 06:00 | 6:00 | 6.0151 | 30
2022-02-26 06:30 | 6:30 | 6.4714 | 30
2022-02-26 07:00 | 7:00 | 7.0555 | 30
2022-02-26 07:30 | 7:30 | 7.4751 | 30
2022-02-26 08:00 | 8:00 | 7.6118 | 30
2022-02-26 08:30 | 8:30 | 7.8914 | 30
2022-02-26 09:00 | 9:00 | 8.436 | 30
2022-02-26 09:30 | 9:30 | 8.104 | 30
2022-02-26 10:00 | 10:00 | 7.5383 | 30
2022-02-26 10:30 | 10:30 | 7.6165 | 30
2022-02-26 11:00 | 11:00 | 6.7863 | 30
2022-02-26 11:30 | 11:30 | 6.2462 | 30
2022-02-26 12:00 | 12:00 | 7.7391 | 30
2022-02-26 12:30 | 12:30 | 8.7503 | 30
2022-02-26 13:00 | 13:00 | 8.169 | 30
2022-02-26 13:30 | 13:30 | 8.7149 | 30
2022-02-26 14:00 | 14:00 | 8.7797 | 30
2022-02-26 14:30 | 14:30 | 8.297 | 30
2022-02-26 15:00 | 15:00 | 8.27 | 30
2022-02-26 15:30 | 15:30 | 8.3211 | 30
2022-02-26 16:00 | 16:00 | 8.0807 | 30
2022-02-26 16:30 | 16:30 | 8.6628 | 30
2022-02-26 17:00 | 17:00 | 9.5997 | 30
2022-02-26 17:30 | 17:30 | 10.016 | 30
2022-02-26 18:00 | 18:00 | 10.1713 | 30
2022-02-26 18:30 | 18:30 | 10.252 | 30
2022-02-26 19:00 | 19:00 | 9.8068 | 30
2022-02-26 19:30 | 19:30 | 9.5797 | 30
2022-02-26 20:00 | 20:00 | 9.4728 | 30
2022-02-26 20:30 | 20:30 | 9.123 | 30
2022-02-26 21:00 | 21:00 | 8.2828 | 30
2022-02-26 21:30 | 21:30 | 7.8001 | 30
2022-02-26 22:00 | 22:00 | 8.6947 | 30
2022-02-26 22:30 | 22:30 | 8.4964 | 30
2022-02-26 23:00 | 23:00 | 8.5712 | 30
2022-02-26 23:30 | 23:30 | 8.355 | 30
2022-02-27 | 0:00 | 7.8197 | 30
2022-02-27 00:30 | 0:30 | 7.4261 | 30
2022-02-27 01:00 | 1:00 | 7.5211 | 30
2022-02-27 01:30 | 1:30 | 7.2988 | 30
2022-02-27 02:00 | 2:00 | 7.1088 | 30
2022-02-27 02:30 | 2:30 | 6.9629 | 30
2022-02-27 03:00 | 3:00 | 6.7489 | 30
2022-02-27 03:30 | 3:30 | 6.398 | 30
2022-02-27 04:00 | 4:00 | 5.2052 | 30
2022-02-27 04:30 | 4:30 | 5.9227 | 30
2022-02-27 05:00 | 5:00 | 6.4483 | 30
2022-02-27 05:30 | 5:30 | 5.9011 | 30
2022-02-27 06:00 | 6:00 | 6.9807 | 30
2022-02-27 06:30 | 6:30 | 7.4373 | 30
2022-02-27 07:00 | 7:00 | 7.753 | 30
2022-02-27 07:30 | 7:30 | 8.234 | 30
2022-02-27 08:00 | 8:00 | 8.9099 | 30
2022-02-27 08:30 | 8:30 | 9.4286 | 30
2022-02-27 09:00 | 9:00 | 9.9659 | 30
2022-02-27 09:30 | 9:30 | 10.2324 | 30
2022-02-27 10:00 | 10:00 | 10.1707 | 30
2022-02-27 10:30 | 10:30 | 10.3079 | 30
2022-02-27 11:00 | 11:00 | 10.2674 | 30
2022-02-27 11:30 | 11:30 | 10.0868 | 30
2022-02-27 12:00 | 12:00 | 10.3373 | 30
2022-02-27 12:30 | 12:30 | 10.3436 | 30
2022-02-27 13:00 | 13:00 | 10.2564 | 30
2022-02-27 13:30 | 13:30 | 10.4469 | 30
2022-02-27 14:00 | 14:00 | 10.3224 | 30
2022-02-27 14:30 | 14:30 | 10.4296 | 30
2022-02-27 15:00 | 15:00 | 10.5101 | 30
2022-02-27 15:30 | 15:30 | 10.988 | 30
2022-02-27 16:00 | 16:00 | 11.1563 | 30
2022-02-27 16:30 | 16:30 | 11.0861 | 30
2022-02-27 17:00 | 17:00 | 11.1801 | 30
2022-02-27 17:30 | 17:30 | 11.5607 | 30
2022-02-27 18:00 | 18:00 | 11.3541 | 30
2022-02-27 18:30 | 18:30 | 11.01 | 30
2022-02-27 19:00 | 19:00 | 9.9446 | 30
2022-02-27 19:30 | 19:30 | 8.6226 | 30
2022-02-27 20:00 | 20:00 | 8.5148 | 30
2022-02-27 20:30 | 20:30 | 8.1649 | 30
2022-02-27 21:00 | 21:00 | 7.6681 | 30
2022-02-27 21:30 | 21:30 | 7.4983 | 30
2022-02-27 22:00 | 22:00 | 6.9455 | 30
2022-02-27 22:30 | 22:30 | 6.4393 | 30
2022-02-27 23:00 | 23:00 | 6.4494 | 30
2022-02-27 23:30 | 23:30 | 6.2572 | 30
2022-02-28 | 0:00 | 5.7911 | 30
2022-02-28 00:30 | 0:30 | 5.525 | 30
2022-02-28 01:00 | 1:00 | 5.4356 | 30
2022-02-28 01:30 | 1:30 | 5.3402 | 30
2022-02-28 02:00 | 2:00 | 5.0501 | 30
2022-02-28 02:30 | 2:30 | 4.768 | 30
2022-02-28 03:00 | 3:00 | 4.6581 | 30
2022-02-28 03:30 | 3:30 | 4.6622 | 30
2022-02-28 04:00 | 4:00 | 4.6484 | 30
2022-02-28 04:30 | 4:30 | 3.8968 | 30
2022-02-28 05:00 | 5:00 | 3.7459 | 30
2022-02-28 05:30 | 5:30 | 3.7148 | 30
2022-02-28 06:00 | 6:00 | 3.8322 | 30
2022-02-28 06:30 | 6:30 | 3.4452 | 30
2022-02-28 07:00 | 7:00 | 3.5772 | 30
2022-02-28 07:30 | 7:30 | 3.5901 | 30
2022-02-28 08:00 | 8:00 | 4.2582 | 30
2022-02-28 08:30 | 8:30 | 4.0004 | 30
2022-02-28 09:00 | 9:00 | 3.9571 | 30
2022-02-28 09:30 | 9:30 | 3.5763 | 30
2022-02-28 10:00 | 10:00 | 2.1535 | 30
2022-02-28 10:30 | 10:30 | 1.8401 | 30
2022-02-28 11:00 | 11:00 | 3.0963 | 30
2022-02-28 11:30 | 11:30 | 3.9216 | 30
2022-02-28 12:00 | 12:00 | 3.3621 | 30
2022-02-28 12:30 | 12:30 | 4.4467 | 30
2022-02-28 13:00 | 13:00 | 5.0535 | 30
2022-02-28 13:30 | 13:30 | 5.013 | 30
2022-02-28 14:00 | 14:00 | 4.5393 | 30
2022-02-28 14:30 | 14:30 | 5.6135 | 30
2022-02-28 15:00 | 15:00 | 6.7488 | 30
2022-02-28 15:30 | 15:30 | 4.4891 | 30
2022-02-28 16:00 | 16:00 | 6.9397 | 30
2022-02-28 16:30 | 16:30 | 7.6549 | 30
2022-02-28 17:00 | 17:00 | 8.001 | 30
2022-02-28 17:30 | 17:30 | 8.342 | 30
2022-02-28 18:00 | 18:00 | 8.2865 | 30
2022-02-28 18:30 | 18:30 | 8.3415 | 30
2022-02-28 19:00 | 19:00 | 8.4315 | 30
2022-02-28 19:30 | 19:30 | 8.8991 | 30
2022-02-28 20:00 | 20:00 | 8.712 | 30
2022-02-28 20:30 | 20:30 | 11.7572 | 30
2022-02-28 21:00 | 21:00 | 10.6485 | 30
2022-02-28 21:30 | 21:30 | 9.7973 | 30
2022-02-28 22:00 | 22:00 | 9.0565 | 30
2022-02-28 22:30 | 22:30 | 8.4533 | 30
2022-02-28 23:00 | 23:00 | 8.1081 | 30
2022-02-28 23:30 | 23:30 | 7.8791 | 30
2022-03-01 | 0:00 | 7.3834 | 30
2022-03-01 00:30 | 0:30 | 7.2417 | 30
2022-03-01 01:00 | 1:00 | 6.7467 | 30
2022-03-01 01:30 | 1:30 | 6.0332 | 30
2022-03-01 02:00 | 2:00 | 6.2 | 30
2022-03-01 02:30 | 2:30 | 5.0432 | 30
2022-03-01 03:00 | 3:00 | 4.5525 | 30
2022-03-01 03:30 | 3:30 | 5.1068 | 30
2022-03-01 04:00 | 4:00 | 6.1799 | 30
2022-03-01 04:30 | 4:30 | 6.3958 | 30
2022-03-01 05:00 | 5:00 | 6.5064 | 30
2022-03-01 05:30 | 5:30 | 6.3959 | 30
2022-03-01 06:00 | 6:00 | 6.2698 | 30
2022-03-01 06:30 | 6:30 | 5.8533 | 30
2022-03-01 07:00 | 7:00 | 5.1659 | 30
2022-03-01 07:30 | 7:30 | 4.4015 | 30
2022-03-01 08:00 | 8:00 | 3.5929 | 30
2022-03-01 08:30 | 8:30 | 2.6921 | 30
2022-03-01 09:00 | 9:00 | 2.2168 | 30
2022-03-01 09:30 | 9:30 | 2.3974 | 30
2022-03-01 10:00 | 10:00 | 3.1383 | 30
2022-03-01 10:30 | 10:30 | 3.7565 | 30
2022-03-01 11:00 | 11:00 | 4.1998 | 30
2022-03-01 11:30 | 11:30 | 6.2432 | 30
2022-03-01 12:00 | 12:00 | 8.3986 | 30
2022-03-01 12:30 | 12:30 | 7.7695 | 30
2022-03-01 13:00 | 13:00 | 8.7789 | 30
2022-03-01 13:30 | 13:30 | 4.9121 | 30
2022-03-01 14:00 | 14:00 | 4.4667 | 30
2022-03-01 14:30 | 14:30 | 3.3048 | 30
2022-03-01 15:00 | 15:00 | 4.7965 | 30
2022-03-01 15:30 | 15:30 | 6.3946 | 30
2022-03-01 16:00 | 16:00 | 8.0553 | 30
2022-03-01 16:30 | 16:30 | 9.5258 | 30
2022-03-01 17:00 | 17:00 | 10.7104 | 30
2022-03-01 17:30 | 17:30 | 11.7921 | 30
2022-03-01 18:00 | 18:00 | 12.3002 | 30
2022-03-01 18:30 | 18:30 | 12.4535 | 30
2022-03-01 19:00 | 19:00 | 12.1439 | 30
2022-03-01 19:30 | 19:30 | 11.2653 | 30
2022-03-01 20:00 | 20:00 | 10.9528 | 30
2022-03-01 20:30 | 20:30 | 10.4817 | 30
2022-03-01 21:00 | 21:00 | 9.5113 | 30
2022-03-01 21:30 | 21:30 | 8.948 | 30
2022-03-01 22:00 | 22:00 | 8.385 | 30
2022-03-01 22:30 | 22:30 | 7.6877 | 30
2022-03-01 23:00 | 23:00 | 7.6575 | 30
2022-03-01 23:30 | 23:30 | 7.3025 | 30
2022-03-02 | 0:00 | 6.799 | 30
2022-03-02 00:30 | 0:30 | 6.6567 | 30
2022-03-02 01:00 | 1:00 | 6.6282 | 30
2022-03-02 01:30 | 1:30 | 6.472 | 30
2022-03-02 02:00 | 2:00 | 6.1803 | 30
2022-03-02 02:30 | 2:30 | 5.9523 | 30
2022-03-02 03:00 | 3:00 | 5.854 | 30
2022-03-02 03:30 | 3:30 | 5.8244 | 30
2022-03-02 04:00 | 4:00 | 5.4853 | 30
2022-03-02 04:30 | 4:30 | 5.459 | 30
2022-03-02 05:00 | 5:00 | 5.8129 | 30
2022-03-02 05:30 | 5:30 | 5.72 | 30
2022-03-02 06:00 | 6:00 | 5.556 | 30
2022-03-02 06:30 | 6:30 | 5.0455 | 30
2022-03-02 07:00 | 7:00 | 4.4714 | 30
2022-03-02 07:30 | 7:30 | 3.835 | 30
2022-03-02 08:00 | 8:00 | 2.8602 | 30
2022-03-02 08:30 | 8:30 | 1.351 | 30
2022-03-02 09:00 | 9:00 | 1.4357 | 30
2022-03-02 09:30 | 9:30 | 1.177 | 30
2022-03-02 10:00 | 10:00 | 1.0967 | 30
2022-03-02 10:30 | 10:30 | 2.9366 | 30
2022-03-02 11:00 | 11:00 | 3.6817 | 30
2022-03-02 11:30 | 11:30 | 4.9007 | 30
2022-03-02 12:00 | 12:00 | 5.6875 | 30
2022-03-02 12:30 | 12:30 | 6.0573 | 30
2022-03-02 13:00 | 13:00 | 7.1026 | 30
2022-03-02 13:30 | 13:30 | 7.9177 | 30
2022-03-02 14:00 | 14:00 | 7.7906 | 30
2022-03-02 14:30 | 14:30 | 8.1086 | 30
2022-03-02 15:00 | 15:00 | 7.6207 | 30
2022-03-02 15:30 | 15:30 | 8.616 | 30
2022-03-02 16:00 | 16:00 | 10.2869 | 30
2022-03-02 16:30 | 16:30 | 11.8462 | 30
2022-03-02 17:00 | 17:00 | 11.8649 | 30
2022-03-02 17:30 | 17:30 | 13.0774 | 30
2022-03-02 18:00 | 18:00 | 13.719 | 30
2022-03-02 18:30 | 18:30 | 13.7386 | 30
2022-03-02 19:00 | 19:00 | 13.1974 | 30
2022-03-02 19:30 | 19:30 | 12.5617 | 30
2022-03-02 20:00 | 20:00 | 12.1 | 30
2022-03-02 20:30 | 20:30 | 11.5631 | 30
2022-03-02 21:00 | 21:00 | 8.8789 | 30
2022-03-02 21:30 | 21:30 | 8.4616 | 30
2022-03-02 22:00 | 22:00 | 9.6322 | 30
2022-03-02 22:30 | 22:30 | 8.7896 | 30
2022-03-02 23:00 | 23:00 | 8.2688 | 30
2022-03-02 23:30 | 23:30 | 7.8439 | 30
2022-03-03 | 0:00 | 6.9835 | 30
2022-03-03 00:30 | 0:30 | 6.1582 | 30
2022-03-03 01:00 | 1:00 | 6.0837 | 30
2022-03-03 01:30 | 1:30 | 6.1375 | 30
2022-03-03 02:00 | 2:00 | 6.027 | 30
2022-03-03 02:30 | 2:30 | 5.796 | 30
2022-03-03 03:00 | 3:00 | 5.6143 | 30
2022-03-03 03:30 | 3:30 | 5.6374 | 30
2022-03-03 04:00 | 4:00 | 5.9686 | 30
2022-03-03 04:30 | 4:30 | 6.9908 | 30
2022-03-03 05:00 | 5:00 | 7.142 | 30
2022-03-03 05:30 | 5:30 | 7.2111 | 30
2022-03-03 06:00 | 6:00 | 7.5731 | 30
2022-03-03 06:30 | 6:30 | 7.9459 | 30
2022-03-03 07:00 | 7:00 | 8.5713 | 30
2022-03-03 07:30 | 7:30 | 8.5341 | 30
2022-03-03 08:00 | 8:00 | 8.7166 | 30
2022-03-03 08:30 | 8:30 | 8.1625 | 30
2022-03-03 09:00 | 9:00 | 7.5999 | 30
2022-03-03 09:30 | 9:30 | 7.814 | 30
2022-03-03 10:00 | 10:00 | 2.4744 | 30
2022-03-03 10:30 | 10:30 | 2.9465 | 30
2022-03-03 11:00 | 11:00 | 8.553 | 30
2022-03-03 11:30 | 11:30 | 8.6234 | 30
2022-03-03 12:00 | 12:00 | 6.2107 | 30
2022-03-03 12:30 | 12:30 | 1.9254 | 30
2022-03-03 13:00 | 13:00 | 2.7299 | 30
2022-03-03 13:30 | 13:30 | 1.5604 | 30
2022-03-03 14:00 | 14:00 | 3.7353 | 30
2022-03-03 14:30 | 14:30 | 3.6911 | 30
2022-03-03 15:00 | 15:00 | 3.3271 | 30
2022-03-03 15:30 | 15:30 | 4.788 | 30
2022-03-03 16:00 | 16:00 | 6.6779 | 30
2022-03-03 16:30 | 16:30 | 9.1865 | 30
2022-03-03 17:00 | 17:00 | 10.4266 | 30
2022-03-03 17:30 | 17:30 | 10.8428 | 30
2022-03-03 18:00 | 18:00 | 11.1759 | 30
2022-03-03 18:30 | 18:30 | 11.4988 | 30
2022-03-03 19:00 | 19:00 | 10.9849 | 30
2022-03-03 19:30 | 19:30 | 10.4166 | 30
2022-03-03 20:00 | 20:00 | 10.1297 | 30
2022-03-03 20:30 | 20:30 | 9.5651 | 30
2022-03-03 21:00 | 21:00 | 9.1302 | 30
2022-03-03 21:30 | 21:30 | 8.5629 | 30
2022-03-03 22:00 | 22:00 | 8.0208 | 30
2022-03-03 22:30 | 22:30 | 7.4884 | 30
2022-03-03 23:00 | 23:00 | 7.4798 | 30
2022-03-03 23:30 | 23:30 | 7.0725 | 30
2022-03-04 | 0:00 | 6.5807 | 30
2022-03-04 00:30 | 0:30 | 6.4964 | 30
2022-03-04 01:00 | 1:00 | 6.4805 | 30
2022-03-04 01:30 | 1:30 | 6.2661 | 30
2022-03-04 02:00 | 2:00 | 6.0319 | 30
2022-03-04 02:30 | 2:30 | 6.0439 | 30
2022-03-04 03:00 | 3:00 | 6.9318 | 30
2022-03-04 03:30 | 3:30 | 6.9001 | 30
2022-03-04 04:00 | 4:00 | 6.4174 | 30
2022-03-04 04:30 | 4:30 | 5.5732 | 30
2022-03-04 05:00 | 5:00 | 5.5878 | 30
2022-03-04 05:30 | 5:30 | 5.6212 | 30
2022-03-04 06:00 | 6:00 | 5.7074 | 30
2022-03-04 06:30 | 6:30 | 5.8647 | 30
2022-03-04 07:00 | 7:00 | 6.3377 | 30
2022-03-04 07:30 | 7:30 | 6.4472 | 30
2022-03-04 08:00 | 8:00 | 7.0666 | 30
2022-03-04 08:30 | 8:30 | 6.0648 | 30
2022-03-04 09:00 | 9:00 | 7.1515 | 30
2022-03-04 09:30 | 9:30 | 6.8716 | 30
2022-03-04 10:00 | 10:00 | 4.2048 | 30
2022-03-04 10:30 | 10:30 | 2.8176 | 30
2022-03-04 11:00 | 11:00 | 1.5069 | 30
2022-03-04 11:30 | 11:30 | 1.0795 | 30
2022-03-04 12:00 | 12:00 | 2.5103 | 30
2022-03-04 12:30 | 12:30 | 4.3573 | 30
2022-03-04 13:00 | 13:00 | 4.0172 | 30
2022-03-04 13:30 | 13:30 | 5.5481 | 30
2022-03-04 14:00 | 14:00 | 6.9321 | 30
2022-03-04 14:30 | 14:30 | 7.2268 | 30
2022-03-04 15:00 | 15:00 | 7.6039 | 30
2022-03-04 15:30 | 15:30 | 8.1292 | 30
2022-03-04 16:00 | 16:00 | 8.1945 | 30
2022-03-04 16:30 | 16:30 | 8.3277 | 30
2022-03-04 17:00 | 17:00 | 8.9609 | 30
2022-03-04 17:30 | 17:30 | 9.9443 | 30
2022-03-04 18:00 | 18:00 | 10.1389 | 30
2022-03-04 18:30 | 18:30 | 10.3919 | 30
2022-03-04 19:00 | 19:00 | 10.3459 | 30
2022-03-04 19:30 | 19:30 | 9.9127 | 30
2022-03-04 20:00 | 20:00 | 9.6209 | 30
2022-03-04 20:30 | 20:30 | 9.3371 | 30
2022-03-04 21:00 | 21:00 | 8.8269 | 30
2022-03-04 21:30 | 21:30 | 8.5487 | 30
2022-03-04 22:00 | 22:00 | 7.9497 | 30
2022-03-04 22:30 | 22:30 | 7.3202 | 30
2022-03-04 23:00 | 23:00 | 6.9932 | 30
2022-03-04 23:30 | 23:30 | 6.6947 | 30
2022-03-05 | 0:00 | 6.1462 | 30
2022-03-05 00:30 | 0:30 | 5.9267 | 30
2022-03-05 01:00 | 1:00 | 5.8885 | 30
2022-03-05 01:30 | 1:30 | 5.6401 | 30
2022-03-05 02:00 | 2:00 | 5.3579 | 30
2022-03-05 02:30 | 2:30 | 5.124 | 30
2022-03-05 03:00 | 3:00 | 5.2266 | 30
2022-03-05 03:30 | 3:30 | 5.174 | 30
2022-03-05 04:00 | 4:00 | 5.1323 | 30
2022-03-05 04:30 | 4:30 | 5.1356 | 30
2022-03-05 05:00 | 5:00 | 5.306 | 30
2022-03-05 05:30 | 5:30 | 5.2876 | 30
2022-03-05 06:00 | 6:00 | 5.0608 | 30
2022-03-05 06:30 | 6:30 | 4.4983 | 30
2022-03-05 07:00 | 7:00 | 3.8724 | 30
2022-03-05 07:30 | 7:30 | 3.0992 | 30
2022-03-05 08:00 | 8:00 | 2.1583 | 30
2022-03-05 08:30 | 8:30 | 1.29 | 30
2022-03-05 09:00 | 9:00 | 0.60697 | 30
2022-03-05 09:30 | 9:30 | 0.78437 | 30
2022-03-05 10:00 | 10:00 | 0.50118 | 30
2022-03-05 10:30 | 10:30 | 0.81769 | 30
2022-03-05 11:00 | 11:00 | 1.1204 | 30
2022-03-05 11:30 | 11:30 | 2.3818 | 30
2022-03-05 12:00 | 12:00 | 1.5716 | 30
2022-03-05 12:30 | 12:30 | 3.5968 | 30
2022-03-05 13:00 | 13:00 | 2.4179 | 30
2022-03-05 13:30 | 13:30 | 2.9178 | 30
2022-03-05 14:00 | 14:00 | 2.8975 | 30
2022-03-05 14:30 | 14:30 | 4.2551 | 30
2022-03-05 15:00 | 15:00 | 5.9862 | 30
2022-03-05 15:30 | 15:30 | 7.6111 | 30
2022-03-05 16:00 | 16:00 | 10.6415 | 30
2022-03-05 16:30 | 16:30 | 11.9912 | 30
2022-03-05 17:00 | 17:00 | 11.5049 | 30
2022-03-05 17:30 | 17:30 | 12.0464 | 30
2022-03-05 18:00 | 18:00 | 12.2143 | 30
2022-03-05 18:30 | 18:30 | 12.0949 | 30
2022-03-05 19:00 | 19:00 | 11.5527 | 30
2022-03-05 19:30 | 19:30 | 10.9958 | 30
2022-03-05 20:00 | 20:00 | 10.6592 | 30
2022-03-05 20:30 | 20:30 | 10.1934 | 30
2022-03-05 21:00 | 21:00 | 9.7044 | 30
2022-03-05 21:30 | 21:30 | 9.2239 | 30
2022-03-05 22:00 | 22:00 | 8.3215 | 30
2022-03-05 22:30 | 22:30 | 7.7206 | 30
2022-03-05 23:00 | 23:00 | 7.8473 | 30
2022-03-05 23:30 | 23:30 | 7.4512 | 30
2022-03-06 | 0:00 | 6.9041 | 30
2022-03-06 00:30 | 0:30 | 6.5453 | 30
2022-03-06 01:00 | 1:00 | 6.4714 | 30
2022-03-06 01:30 | 1:30 | 6.2177 | 30
2022-03-06 02:00 | 2:00 | 5.9449 | 30
2022-03-06 02:30 | 2:30 | 5.8176 | 30
2022-03-06 03:00 | 3:00 | 6.0017 | 30
2022-03-06 03:30 | 3:30 | 5.897 | 30
2022-03-06 04:00 | 4:00 | 5.8059 | 30
2022-03-06 04:30 | 4:30 | 5.808 | 30
2022-03-06 05:00 | 5:00 | 5.8644 | 30
2022-03-06 05:30 | 5:30 | 5.8538 | 30
2022-03-06 06:00 | 6:00 | 5.956 | 30
2022-03-06 06:30 | 6:30 | 5.139 | 30
2022-03-06 07:00 | 7:00 | 5.0662 | 30
2022-03-06 07:30 | 7:30 | 4.3834 | 30
2022-03-06 08:00 | 8:00 | 3.9854 | 30
2022-03-06 08:30 | 8:30 | 3.7747 | 30
2022-03-06 09:00 | 9:00 | 5.4911 | 30
2022-03-06 09:30 | 9:30 | 4.1542 | 30
2022-03-06 10:00 | 10:00 | 4.6376 | 30
2022-03-06 10:30 | 10:30 | 6.7594 | 30
2022-03-06 11:00 | 11:00 | 5.9472 | 30
2022-03-06 11:30 | 11:30 | 7.9593 | 30
2022-03-06 12:00 | 12:00 | 9.2595 | 30
2022-03-06 12:30 | 12:30 | 10.1032 | 30
2022-03-06 13:00 | 13:00 | 7.1078 | 30
2022-03-06 13:30 | 13:30 | 11.0631 | 30
2022-03-06 14:00 | 14:00 | 10.6119 | 30
2022-03-06 14:30 | 14:30 | 12.5104 | 30
2022-03-06 15:00 | 15:00 | 11.6157 | 30
2022-03-06 15:30 | 15:30 | 13.5614 | 30
2022-03-06 16:00 | 16:00 | 14.7721 | 30
2022-03-06 16:30 | 16:30 | 15.1457 | 30
2022-03-06 17:00 | 17:00 | 14.2393 | 30
2022-03-06 17:30 | 17:30 | 11.4474 | 30
2022-03-06 18:00 | 18:00 | 10.5529 | 30
2022-03-06 18:30 | 18:30 | 10.915 | 30
2022-03-06 19:00 | 19:00 | 11.1491 | 30
2022-03-06 19:30 | 19:30 | 11.4999 | 30
2022-03-06 20:00 | 20:00 | 9.7525 | 30
2022-03-06 20:30 | 20:30 | 8.9196 | 30
2022-03-06 21:00 | 21:00 | 8.6206 | 30
2022-03-06 21:30 | 21:30 | 8.2705 | 30
2022-03-06 22:00 | 22:00 | 7.6109 | 30
2022-03-06 22:30 | 22:30 | 6.8956 | 30
2022-03-06 23:00 | 23:00 | 6.7888 | 30
2022-03-06 23:30 | 23:30 | 6.5146 | 30
2022-03-07 | 0:00 | 5.8533 | 30
2022-03-07 00:30 | 0:30 | 5.7415 | 30
2022-03-07 01:00 | 1:00 | 5.8222 | 30
2022-03-07 01:30 | 1:30 | 5.6784 | 30
2022-03-07 02:00 | 2:00 | 5.4937 | 30
2022-03-07 02:30 | 2:30 | 5.3153 | 30
2022-03-07 03:00 | 3:00 | 5.2063 | 30
2022-03-07 03:30 | 3:30 | 5.2407 | 30
2022-03-07 04:00 | 4:00 | 5.1872 | 30
2022-03-07 04:30 | 4:30 | 5.3079 | 30
2022-03-07 05:00 | 5:00 | 6.2689 | 30
2022-03-07 05:30 | 5:30 | 6.6028 | 30
2022-03-07 06:00 | 6:00 | 7.0095 | 30
2022-03-07 06:30 | 6:30 | 6.9642 | 30
2022-03-07 07:00 | 7:00 | 6.4808 | 30
2022-03-07 07:30 | 7:30 | 6.303 | 30
2022-03-07 08:00 | 8:00 | 5.4034 | 30
2022-03-07 08:30 | 8:30 | 3.3857 | 30
2022-03-07 09:00 | 9:00 | 1.2711 | 30
2022-03-07 09:30 | 9:30 | 0.70826 | 30
2022-03-07 10:00 | 10:00 | 1.1329 | 30
2022-03-07 10:30 | 10:30 | 0.8807 | 30
2022-03-07 11:00 | 11:00 | 0.71071 | 30
2022-03-07 11:30 | 11:30 | 0.53112 | 30
2022-03-07 12:00 | 12:00 | 0.5648 | 30
2022-03-07 12:30 | 12:30 | 0.42245 | 30
2022-03-07 13:00 | 13:00 | 0.36102 | 30
2022-03-07 13:30 | 13:30 | 0.73106 | 30
2022-03-07 14:00 | 14:00 | 2.1328 | 30
2022-03-07 14:30 | 14:30 | 5.0678 | 30
2022-03-07 15:00 | 15:00 | 8.0882 | 30
2022-03-07 15:30 | 15:30 | 8.3899 | 30
2022-03-07 16:00 | 16:00 | 8.8588 | 30
2022-03-07 16:30 | 16:30 | 10.2972 | 30
2022-03-07 17:00 | 17:00 | 11.6003 | 30
2022-03-07 17:30 | 17:30 | 12.8845 | 30
2022-03-07 18:00 | 18:00 | 13.5455 | 30
2022-03-07 18:30 | 18:30 | 13.6454 | 30
2022-03-07 19:00 | 19:00 | 13.284 | 30
2022-03-07 19:30 | 19:30 | 12.5212 | 30
2022-03-07 20:00 | 20:00 | 12.1035 | 30
2022-03-07 20:30 | 20:30 | 11.4424 | 30
2022-03-07 21:00 | 21:00 | 10.6784 | 30
2022-03-07 21:30 | 21:30 | 10.0275 | 30
2022-03-07 22:00 | 22:00 | 8.5986 | 30
2022-03-07 22:30 | 22:30 | 7.8176 | 30
2022-03-07 23:00 | 23:00 | 7.6777 | 30
2022-03-07 23:30 | 23:30 | 7.3893 | 30
2022-03-08 | 0:00 | 6.7872 | 30
2022-03-08 00:30 | 0:30 | 6.4594 | 30
2022-03-08 01:00 | 1:00 | 6.4872 | 30
2022-03-08 01:30 | 1:30 | 5.8779 | 30
2022-03-08 02:00 | 2:00 | 5.8056 | 30
2022-03-08 02:30 | 2:30 | 5.7632 | 30
2022-03-08 03:00 | 3:00 | 5.6677 | 30
2022-03-08 03:30 | 3:30 | 5.6717 | 30
2022-03-08 04:00 | 4:00 | 5.7408 | 30
2022-03-08 04:30 | 4:30 | 5.8131 | 30
2022-03-08 05:00 | 5:00 | 6.0799 | 30
2022-03-08 05:30 | 5:30 | 6.2877 | 30
2022-03-08 06:00 | 6:00 | 6.263 | 30
2022-03-08 06:30 | 6:30 | 5.9818 | 30
2022-03-08 07:00 | 7:00 | 5.6271 | 30
2022-03-08 07:30 | 7:30 | 4.3805 | 30
2022-03-08 08:00 | 8:00 | 1.8885 | 30
2022-03-08 08:30 | 8:30 | 1.3175 | 30
2022-03-08 09:00 | 9:00 | 0.83757 | 30
2022-03-08 09:30 | 9:30 | 0.32559 | 30
2022-03-08 10:00 | 10:00 | 0.38381 | 30
2022-03-08 10:30 | 10:30 | 0.36865 | 30
2022-03-08 11:00 | 11:00 | 0.42214 | 30
2022-03-08 11:30 | 11:30 | 1.0239 | 30
2022-03-08 12:00 | 12:00 | 0.93582 | 30
2022-03-08 12:30 | 12:30 | 1.2474 | 30
2022-03-08 13:00 | 13:00 | 2.3384 | 30
2022-03-08 13:30 | 13:30 | 2.8654 | 30
2022-03-08 14:00 | 14:00 | 4.1333 | 30
2022-03-08 14:30 | 14:30 | 5.5837 | 30
2022-03-08 15:00 | 15:00 | 7.1304 | 30
2022-03-08 15:30 | 15:30 | 9.2298 | 30
2022-03-08 16:00 | 16:00 | 11.4479 | 30
2022-03-08 16:30 | 16:30 | 13.5244 | 30
2022-03-08 17:00 | 17:00 | 15.1339 | 30
2022-03-08 17:30 | 17:30 | 17.0451 | 30
2022-03-08 18:00 | 18:00 | 17.571 | 30
2022-03-08 18:30 | 18:30 | 17.8642 | 30
2022-03-08 19:00 | 19:00 | 17.2432 | 30
2022-03-08 19:30 | 19:30 | 16.2335 | 30
2022-03-08 20:00 | 20:00 | 15.4497 | 30
2022-03-08 20:30 | 20:30 | 14.3404 | 30
2022-03-08 21:00 | 21:00 | 13.3087 | 30
2022-03-08 21:30 | 21:30 | 12.307 | 30
2022-03-08 22:00 | 22:00 | 11.249 | 30
2022-03-08 22:30 | 22:30 | 10.0674 | 30
2022-03-08 23:00 | 23:00 | 8.0671 | 30
2022-03-08 23:30 | 23:30 | 7.746 | 30
2022-03-09 | 0:00 | 6.9946 | 30
2022-03-09 00:30 | 0:30 | 6.7882 | 30
2022-03-09 01:00 | 1:00 | 6.7363 | 30
2022-03-09 01:30 | 1:30 | 6.4875 | 30
2022-03-09 02:00 | 2:00 | 7.6141 | 30
2022-03-09 02:30 | 2:30 | 8.1159 | 30
2022-03-09 03:00 | 3:00 | 7.2269 | 30
2022-03-09 03:30 | 3:30 | 7.3501 | 30
2022-03-09 04:00 | 4:00 | 6.8779 | 30
2022-03-09 04:30 | 4:30 | 6.4117 | 30
2022-03-09 05:00 | 5:00 | 6.612 | 30
2022-03-09 05:30 | 5:30 | 6.323 | 30
2022-03-09 06:00 | 6:00 | 7.4637 | 30
2022-03-09 06:30 | 6:30 | 8.4136 | 30
2022-03-09 07:00 | 7:00 | 8.1754 | 30
2022-03-09 07:30 | 7:30 | 7.6076 | 30
2022-03-09 08:00 | 8:00 | 4.5622 | 30
2022-03-09 08:30 | 8:30 | 2.7919 | 30
2022-03-09 09:00 | 9:00 | 4.8159 | 30
2022-03-09 09:30 | 9:30 | 4.3215 | 30
2022-03-09 10:00 | 10:00 | 2.6444 | 30
2022-03-09 10:30 | 10:30 | 2.4314 | 30
2022-03-09 11:00 | 11:00 | 3.0858 | 30
2022-03-09 11:30 | 11:30 | 1.2557 | 30
2022-03-09 12:00 | 12:00 | 0.95721 | 30
2022-03-09 12:30 | 12:30 | 1.7052 | 30
2022-03-09 13:00 | 13:00 | 3.1593 | 30
2022-03-09 13:30 | 13:30 | 4.8959 | 30
2022-03-09 14:00 | 14:00 | 11.5086 | 30
2022-03-09 14:30 | 14:30 | 8.1418 | 30
2022-03-09 15:00 | 15:00 | 10.3715 | 30
2022-03-09 15:30 | 15:30 | 13.3143 | 30
2022-03-09 16:00 | 16:00 | 13.1967 | 30
2022-03-09 16:30 | 16:30 | 14.448 | 30
2022-03-09 17:00 | 17:00 | 16.3556 | 30
2022-03-09 17:30 | 17:30 | 16.6674 | 30
2022-03-09 18:00 | 18:00 | 16.744 | 30
2022-03-09 18:30 | 18:30 | 16.8252 | 30
2022-03-09 19:00 | 19:00 | 15.8871 | 30
2022-03-09 19:30 | 19:30 | 14.8666 | 30
2022-03-09 20:00 | 20:00 | 14.1242 | 30
2022-03-09 20:30 | 20:30 | 12.9472 | 30
2022-03-09 21:00 | 21:00 | 11.7188 | 30
2022-03-09 21:30 | 21:30 | 10.6329 | 30
2022-03-09 22:00 | 22:00 | 9.5512 | 30
2022-03-09 22:30 | 22:30 | 8.6396 | 30
2022-03-09 23:00 | 23:00 | 7.9987 | 30
2022-03-09 23:30 | 23:30 | 7.5267 | 30
2022-03-10 | 0:00 | 6.9941 | 30
2022-03-10 00:30 | 0:30 | 6.6688 | 30
2022-03-10 01:00 | 1:00 | 6.5545 | 30
2022-03-10 01:30 | 1:30 | 6.2726 | 30
2022-03-10 02:00 | 2:00 | 5.9254 | 30
2022-03-10 02:30 | 2:30 | 6.121 | 30
2022-03-10 03:00 | 3:00 | 6.0707 | 30
2022-03-10 03:30 | 3:30 | 5.8793 | 30
2022-03-10 04:00 | 4:00 | 5.9071 | 30
2022-03-10 04:30 | 4:30 | 5.8554 | 30
2022-03-10 05:00 | 5:00 | 6.2327 | 30
2022-03-10 05:30 | 5:30 | 6.439 | 30
2022-03-10 06:00 | 6:00 | 6.6191 | 30
2022-03-10 06:30 | 6:30 | 6.6457 | 30
2022-03-10 07:00 | 7:00 | 6.8413 | 30
2022-03-10 07:30 | 7:30 | 6.0424 | 30
2022-03-10 08:00 | 8:00 | 4.2673 | 30
2022-03-10 08:30 | 8:30 | 2.8505 | 30
2022-03-10 09:00 | 9:00 | 1.454 | 30
2022-03-10 09:30 | 9:30 | 2.7341 | 30
2022-03-10 10:00 | 10:00 | 1.1912 | 30
2022-03-10 10:30 | 10:30 | 3.8667 | 30
2022-03-10 11:00 | 11:00 | 5.3514 | 30
2022-03-10 11:30 | 11:30 | 6.8508 | 30
2022-03-10 12:00 | 12:00 | 7.0523 | 30
2022-03-10 12:30 | 12:30 | 3.4734 | 30
2022-03-10 13:00 | 13:00 | 1.9372 | 30
2022-03-10 13:30 | 13:30 | 4.9799 | 30
2022-03-10 14:00 | 14:00 | 7.4445 | 30
2022-03-10 14:30 | 14:30 | 7.6379 | 30
2022-03-10 15:00 | 15:00 | 7.1349 | 30
2022-03-10 15:30 | 15:30 | 6.3057 | 30
2022-03-10 16:00 | 16:00 | 7.2014 | 30
2022-03-10 16:30 | 16:30 | 8.3115 | 30
2022-03-10 17:00 | 17:00 | 8.4803 | 30
2022-03-10 17:30 | 17:30 | 9.5757 | 30
2022-03-10 18:00 | 18:00 | 10.2827 | 30
2022-03-10 18:30 | 18:30 | 10.6553 | 30
2022-03-10 19:00 | 19:00 | 10.287 | 30
2022-03-10 19:30 | 19:30 | 9.8721 | 30
2022-03-10 20:00 | 20:00 | 9.7781 | 30
2022-03-10 20:30 | 20:30 | 9.2618 | 30
2022-03-10 21:00 | 21:00 | 8.5941 | 30
2022-03-10 21:30 | 21:30 | 8.2634 | 30
2022-03-10 22:00 | 22:00 | 7.5556 | 30
2022-03-10 22:30 | 22:30 | 6.8466 | 30
2022-03-10 23:00 | 23:00 | 6.6974 | 30
2022-03-10 23:30 | 23:30 | 6.444 | 30
2022-03-11 | 0:00 | 5.8594 | 30
2022-03-11 00:30 | 0:30 | 5.5553 | 30
2022-03-11 01:00 | 1:00 | 5.7229 | 30
2022-03-11 01:30 | 1:30 | 5.533 | 30
2022-03-11 02:00 | 2:00 | 5.2679 | 30
2022-03-11 02:30 | 2:30 | 5.2051 | 30
2022-03-11 03:00 | 3:00 | 5.1094 | 30
2022-03-11 03:30 | 3:30 | 5.1575 | 30
2022-03-11 04:00 | 4:00 | 5.2223 | 30
2022-03-11 04:30 | 4:30 | 5.4118 | 30
2022-03-11 05:00 | 5:00 | 5.6749 | 30
2022-03-11 05:30 | 5:30 | 5.8054 | 30
2022-03-11 06:00 | 6:00 | 5.9885 | 30
2022-03-11 06:30 | 6:30 | 5.6881 | 30
2022-03-11 07:00 | 7:00 | 5.6333 | 30
2022-03-11 07:30 | 7:30 | 5.2447 | 30
2022-03-11 08:00 | 8:00 | 4.7526 | 30
2022-03-11 08:30 | 8:30 | 4.5334 | 30
2022-03-11 09:00 | 9:00 | 4.0745 | 30
2022-03-11 09:30 | 9:30 | 3.4138 | 30
2022-03-11 10:00 | 10:00 | 3.1623 | 30
2022-03-11 10:30 | 10:30 | 2.6798 | 30
2022-03-11 11:00 | 11:00 | 1.6907 | 30
2022-03-11 11:30 | 11:30 | 1.579 | 30
2022-03-11 12:00 | 12:00 | 2.0895 | 30
2022-03-11 12:30 | 12:30 | 2.1161 | 30
2022-03-11 13:00 | 13:00 | 2.0225 | 30
2022-03-11 13:30 | 13:30 | 2.4038 | 30
2022-03-11 14:00 | 14:00 | 5.549 | 30
2022-03-11 14:30 | 14:30 | 5.2304 | 30
2022-03-11 15:00 | 15:00 | 3.9896 | 30
2022-03-11 15:30 | 15:30 | 5.9134 | 30
2022-03-11 16:00 | 16:00 | 6.6058 | 30
2022-03-11 16:30 | 16:30 | 7.3576 | 30
2022-03-11 17:00 | 17:00 | 7.763 | 30
2022-03-11 17:30 | 17:30 | 8.5694 | 30
2022-03-11 18:00 | 18:00 | 9.016 | 30
2022-03-11 18:30 | 18:30 | 9.1946 | 30
2022-03-11 19:00 | 19:00 | 8.9816 | 30
2022-03-11 19:30 | 19:30 | 8.6027 | 30
2022-03-11 20:00 | 20:00 | 8.651 | 30
2022-03-11 20:30 | 20:30 | 8.3273 | 30
2022-03-11 21:00 | 21:00 | 7.9139 | 30
2022-03-11 21:30 | 21:30 | 7.4351 | 30
2022-03-11 22:00 | 22:00 | 6.9003 | 30
2022-03-11 22:30 | 22:30 | 6.3656 | 30
2022-03-11 23:00 | 23:00 | 6.5127 | 30
2022-03-11 23:30 | 23:30 | 6.4291 | 30
2022-03-12 | 0:00 | 5.9863 | 30
2022-03-12 00:30 | 0:30 | 5.7053 | 30
2022-03-12 01:00 | 1:00 | 5.6788 | 30
2022-03-12 01:30 | 1:30 | 5.3515 | 30
2022-03-12 02:00 | 2:00 | 5.1428 | 30
2022-03-12 02:30 | 2:30 | 5.0478 | 30
2022-03-12 03:00 | 3:00 | 4.9681 | 30
2022-03-12 03:30 | 3:30 | 5.0094 | 30
2022-03-12 04:00 | 4:00 | 5.0078 | 30
2022-03-12 04:30 | 4:30 | 5.0202 | 30
2022-03-12 05:00 | 5:00 | 5.1929 | 30
2022-03-12 05:30 | 5:30 | 5.3783 | 30
2022-03-12 06:00 | 6:00 | 5.4097 | 30
2022-03-12 06:30 | 6:30 | 4.7123 | 30
2022-03-12 07:00 | 7:00 | 4.144 | 30
2022-03-12 07:30 | 7:30 | 3.2636 | 30
2022-03-12 08:00 | 8:00 | 2.2445 | 30
2022-03-12 08:30 | 8:30 | 1.3383 | 30
2022-03-12 09:00 | 9:00 | 0.7088 | 30
2022-03-12 09:30 | 9:30 | 1.0037 | 30
2022-03-12 10:00 | 10:00 | 1.7792 | 30
2022-03-12 10:30 | 10:30 | 3.7072 | 30
2022-03-12 11:00 | 11:00 | 1.3025 | 30
2022-03-12 11:30 | 11:30 | 2.1254 | 30
2022-03-12 12:00 | 12:00 | 4.0915 | 30
2022-03-12 12:30 | 12:30 | 3.4736 | 30
2022-03-12 13:00 | 13:00 | 2.4096 | 30
2022-03-12 13:30 | 13:30 | 2.2477 | 30
2022-03-12 14:00 | 14:00 | 3.0767 | 30
2022-03-12 14:30 | 14:30 | 5.5085 | 30
2022-03-12 15:00 | 15:00 | 4.608 | 30
2022-03-12 15:30 | 15:30 | 7.0041 | 30
2022-03-12 16:00 | 16:00 | 6.9646 | 30
2022-03-12 16:30 | 16:30 | 6.3862 | 30
2022-03-12 17:00 | 17:00 | 6.8705 | 30
2022-03-12 17:30 | 17:30 | 8.2528 | 30
2022-03-12 18:00 | 18:00 | 8.6155 | 30
2022-03-12 18:30 | 18:30 | 8.7052 | 30
2022-03-12 19:00 | 19:00 | 8.4265 | 30
2022-03-12 19:30 | 19:30 | 8.4216 | 30
2022-03-12 20:00 | 20:00 | 8.2703 | 30
2022-03-12 20:30 | 20:30 | 7.9926 | 30
2022-03-12 21:00 | 21:00 | 7.4612 | 30
2022-03-12 21:30 | 21:30 | 7.1582 | 30
2022-03-12 22:00 | 22:00 | 6.671 | 30
2022-03-12 22:30 | 22:30 | 6.2056 | 30
2022-03-12 23:00 | 23:00 | 6.2457 | 30
2022-03-12 23:30 | 23:30 | 5.9856 | 30
2022-03-13 | 0:00 | 5.5304 | 30
2022-03-13 00:30 | 0:30 | 5.3609 | 30
2022-03-13 01:00 | 1:00 | 5.3355 | 30
2022-03-13 01:30 | 1:30 | 5.1629 | 30
2022-03-13 02:00 | 2:00 | 4.7696 | 30
2022-03-13 02:30 | 2:30 | 4.526 | 30
2022-03-13 03:00 | 3:00 | 4.4715 | 30
2022-03-13 03:30 | 3:30 | 4.5215 | 30
2022-03-13 04:00 | 4:00 | 4.6741 | 30
2022-03-13 04:30 | 4:30 | 4.7319 | 30
2022-03-13 05:00 | 5:00 | 4.7649 | 30
2022-03-13 05:30 | 5:30 | 4.7214 | 30
2022-03-13 06:00 | 6:00 | 4.6812 | 30
2022-03-13 06:30 | 6:30 | 4.1122 | 30
2022-03-13 07:00 | 7:00 | 3.2927 | 30
2022-03-13 07:30 | 7:30 | 2.5013 | 30
2022-03-13 08:00 | 8:00 | 1.8737 | 30
2022-03-13 08:30 | 8:30 | 1.7096 | 30
2022-03-13 09:00 | 9:00 | 2.8004 | 30
2022-03-13 09:30 | 9:30 | 1.2937 | 30
2022-03-13 10:00 | 10:00 | 0.80298 | 30
2022-03-13 10:30 | 10:30 | 0.77378 | 30
2022-03-13 11:00 | 11:00 | 0.98094 | 30
2022-03-13 11:30 | 11:30 | 1.5976 | 30
2022-03-13 12:00 | 12:00 | 1.3034 | 30
2022-03-13 12:30 | 12:30 | 2.5976 | 30
2022-03-13 13:00 | 13:00 | 2.5774 | 30
2022-03-13 13:30 | 13:30 | 1.1807 | 30
2022-03-13 14:00 | 14:00 | 1.2204 | 30
2022-03-13 14:30 | 14:30 | 1.5092 | 30
2022-03-13 15:00 | 15:00 | 2.0733 | 30
2022-03-13 15:30 | 15:30 | 5.5255 | 30
2022-03-13 16:00 | 16:00 | 7.4983 | 30
2022-03-13 16:30 | 16:30 | 8.0745 | 30
2022-03-13 17:00 | 17:00 | 8.3458 | 30
2022-03-13 17:30 | 17:30 | 9.5823 | 30
2022-03-13 18:00 | 18:00 | 10.0777 | 30
2022-03-13 18:30 | 18:30 | 10.2694 | 30
2022-03-13 19:00 | 19:00 | 9.8098 | 30
2022-03-13 19:30 | 19:30 | 9.1731 | 30
2022-03-13 20:00 | 20:00 | 8.8537 | 30
2022-03-13 20:30 | 20:30 | 8.302 | 30
2022-03-13 21:00 | 21:00 | 7.9069 | 30
2022-03-13 21:30 | 21:30 | 7.3567 | 30
2022-03-13 22:00 | 22:00 | 6.6572 | 30
2022-03-13 22:30 | 22:30 | 6.1014 | 30
2022-03-13 23:00 | 23:00 | 6.0177 | 30
2022-03-13 23:30 | 23:30 | 5.8867 | 30
2022-03-14 | 0:00 | 5.4579 | 30
2022-03-14 00:30 | 0:30 | 5.2479 | 30
2022-03-14 01:00 | 1:00 | 5.2283 | 30
2022-03-14 01:30 | 1:30 | 5.0794 | 30
2022-03-14 02:00 | 2:00 | 4.9039 | 30
2022-03-14 02:30 | 2:30 | 4.8163 | 30
2022-03-14 03:00 | 3:00 | 4.6918 | 30
2022-03-14 03:30 | 3:30 | 4.6358 | 30
2022-03-14 04:00 | 4:00 | 4.7545 | 30
2022-03-14 04:30 | 4:30 | 4.9803 | 30
2022-03-14 05:00 | 5:00 | 5.6865 | 30
2022-03-14 05:30 | 5:30 | 5.9412 | 30
2022-03-14 06:00 | 6:00 | 6.0299 | 30
2022-03-14 06:30 | 6:30 | 5.5605 | 30
2022-03-14 07:00 | 7:00 | 4.7702 | 30
2022-03-14 07:30 | 7:30 | 3.6332 | 30
2022-03-14 08:00 | 8:00 | 2.1193 | 30
2022-03-14 08:30 | 8:30 | 0.8872 | 30
2022-03-14 09:00 | 9:00 | 0.4022 | 30
2022-03-14 09:30 | 9:30 | 0.73119 | 30
2022-03-14 10:00 | 10:00 | 0.55051 | 30
2022-03-14 10:30 | 10:30 | 0.49957 | 30
2022-03-14 11:00 | 11:00 | 0.90502 | 30
2022-03-14 11:30 | 11:30 | 1.2279 | 30
2022-03-14 12:00 | 12:00 | 0.92813 | 30
2022-03-14 12:30 | 12:30 | 0.70276 | 30
2022-03-14 13:00 | 13:00 | 1.3088 | 30
2022-03-14 13:30 | 13:30 | 4.7328 | 30
2022-03-14 14:00 | 14:00 | 4.0503 | 30
2022-03-14 14:30 | 14:30 | 3.4927 | 30
2022-03-14 15:00 | 15:00 | 3.6881 | 30
2022-03-14 15:30 | 15:30 | 5.2566 | 30
2022-03-14 16:00 | 16:00 | 5.6379 | 30
2022-03-14 16:30 | 16:30 | 7.486 | 30
2022-03-14 17:00 | 17:00 | 9.0928 | 30
2022-03-14 17:30 | 17:30 | 9.7969 | 30
2022-03-14 18:00 | 18:00 | 10.2631 | 30
2022-03-14 18:30 | 18:30 | 10.4322 | 30
2022-03-14 19:00 | 19:00 | 9.8231 | 30
2022-03-14 19:30 | 19:30 | 9.4227 | 30
2022-03-14 20:00 | 20:00 | 9.1599 | 30
2022-03-14 20:30 | 20:30 | 8.7266 | 30
2022-03-14 21:00 | 21:00 | 8.1058 | 30
2022-03-14 21:30 | 21:30 | 7.4252 | 30
2022-03-14 22:00 | 22:00 | 6.8121 | 30
2022-03-14 22:30 | 22:30 | 6.0664 | 30
2022-03-14 23:00 | 23:00 | 5.8555 | 30
2022-03-14 23:30 | 23:30 | 5.6067 | 30
2022-03-15 | 0:00 | 5.1813 | 30
2022-03-15 00:30 | 0:30 | 5.0169 | 30
2022-03-15 01:00 | 1:00 | 5.0259 | 30
2022-03-15 01:30 | 1:30 | 4.805 | 30
2022-03-15 02:00 | 2:00 | 4.5822 | 30
2022-03-15 02:30 | 2:30 | 5.1598 | 30
2022-03-15 03:00 | 3:00 | 5.9519 | 30
2022-03-15 03:30 | 3:30 | 5.1941 | 30
2022-03-15 04:00 | 4:00 | 5.3861 | 30
2022-03-15 04:30 | 4:30 | 5.3342 | 30
2022-03-15 05:00 | 5:00 | 5.6789 | 30
2022-03-15 05:30 | 5:30 | 5.7654 | 30
2022-03-15 06:00 | 6:00 | 6.1348 | 30
2022-03-15 06:30 | 6:30 | 5.8017 | 30
2022-03-15 07:00 | 7:00 | 5.7331 | 30
2022-03-15 07:30 | 7:30 | 4.8687 | 30
2022-03-15 08:00 | 8:00 | 3.0385 | 30
2022-03-15 08:30 | 8:30 | 0.93392 | 30
2022-03-15 09:00 | 9:00 | 0.76241 | 30
2022-03-15 09:30 | 9:30 | 1.0632 | 30
2022-03-15 10:00 | 10:00 | 1.658 | 30
2022-03-15 10:30 | 10:30 | 1.1897 | 30
2022-03-15 11:00 | 11:00 | 0.69379 | 30
2022-03-15 11:30 | 11:30 | 2.1461 | 30
2022-03-15 12:00 | 12:00 | 1.6783 | 30
2022-03-15 12:30 | 12:30 | 3.7401 | 30
2022-03-15 13:00 | 13:00 | 0.92766 | 30
2022-03-15 13:30 | 13:30 | 0.72286 | 30
2022-03-15 14:00 | 14:00 | 2.8569 | 30
2022-03-15 14:30 | 14:30 | 1.2392 | 30
2022-03-15 15:00 | 15:00 | 4.3933 | 30
2022-03-15 15:30 | 15:30 | 4.942 | 30
2022-03-15 16:00 | 16:00 | 5.7795 | 30
2022-03-15 16:30 | 16:30 | 6.6573 | 30
2022-03-15 17:00 | 17:00 | 8.3195 | 30
2022-03-15 17:30 | 17:30 | 9.5568 | 30
2022-03-15 18:00 | 18:00 | 10.171 | 30
2022-03-15 18:30 | 18:30 | 10.4473 | 30
2022-03-15 19:00 | 19:00 | 10.004 | 30
2022-03-15 19:30 | 19:30 | 9.4588 | 30
2022-03-15 20:00 | 20:00 | 9.0974 | 30
2022-03-15 20:30 | 20:30 | 8.6577 | 30
2022-03-15 21:00 | 21:00 | 8.2503 | 30
2022-03-15 21:30 | 21:30 | 7.6213 | 30
2022-03-15 22:00 | 22:00 | 6.8969 | 30
2022-03-15 22:30 | 22:30 | 6.2838 | 30
2022-03-15 23:00 | 23:00 | 6.2002 | 30
2022-03-15 23:30 | 23:30 | 5.9882 | 30
2022-03-16 | 0:00 | 5.505 | 30
2022-03-16 00:30 | 0:30 | 5.2998 | 30
2022-03-16 01:00 | 1:00 | 5.3505 | 30
2022-03-16 01:30 | 1:30 | 5.1508 | 30
2022-03-16 02:00 | 2:00 | 5.0347 | 30
2022-03-16 02:30 | 2:30 | 4.8077 | 30
2022-03-16 03:00 | 3:00 | 4.7334 | 30
2022-03-16 03:30 | 3:30 | 4.6747 | 30
2022-03-16 04:00 | 4:00 | 4.7715 | 30
2022-03-16 04:30 | 4:30 | 4.9359 | 30
2022-03-16 05:00 | 5:00 | 5.2358 | 30
2022-03-16 05:30 | 5:30 | 5.3886 | 30
2022-03-16 06:00 | 6:00 | 5.6183 | 30
2022-03-16 06:30 | 6:30 | 5.6832 | 30
2022-03-16 07:00 | 7:00 | 6.0515 | 30
2022-03-16 07:30 | 7:30 | 4.8539 | 30
2022-03-16 08:00 | 8:00 | 3.6105 | 30
2022-03-16 08:30 | 8:30 | 2.5518 | 30
2022-03-16 09:00 | 9:00 | 1.6902 | 30
2022-03-16 09:30 | 9:30 | 1.091 | 30
2022-03-16 10:00 | 10:00 | 1.795 | 30
2022-03-16 10:30 | 10:30 | 1.6115 | 30
2022-03-16 11:00 | 11:00 | 0.5469 | 30
2022-03-16 11:30 | 11:30 | 0.67248 | 30
2022-03-16 12:00 | 12:00 | 1.0721 | 30
2022-03-16 12:30 | 12:30 | 1.1724 | 30
2022-03-16 13:00 | 13:00 | 2.7256 | 30
2022-03-16 13:30 | 13:30 | 1.4881 | 30
2022-03-16 14:00 | 14:00 | 2.7781 | 30
2022-03-16 14:30 | 14:30 | 3.0375 | 30
2022-03-16 15:00 | 15:00 | 4.8722 | 30
2022-03-16 15:30 | 15:30 | 6.3853 | 30
2022-03-16 16:00 | 16:00 | 6.2062 | 30
2022-03-16 16:30 | 16:30 | 7.5907 | 30
2022-03-16 17:00 | 17:00 | 8.8724 | 30
2022-03-16 17:30 | 17:30 | 9.6091 | 30
2022-03-16 18:00 | 18:00 | 9.8934 | 30
2022-03-16 18:30 | 18:30 | 10.3614 | 30
2022-03-16 19:00 | 19:00 | 10.234 | 30
2022-03-16 19:30 | 19:30 | 9.585 | 30
2022-03-16 20:00 | 20:00 | 9.2796 | 30
2022-03-16 20:30 | 20:30 | 8.8504 | 30
2022-03-16 21:00 | 21:00 | 8.3058 | 30
2022-03-16 21:30 | 21:30 | 7.8177 | 30
2022-03-16 22:00 | 22:00 | 7.2197 | 30
2022-03-16 22:30 | 22:30 | 6.5685 | 30
2022-03-16 23:00 | 23:00 | 6.5263 | 30
2022-03-16 23:30 | 23:30 | 6.0921 | 30
2022-03-17 | 0:00 | 5.6975 | 30
2022-03-17 00:30 | 0:30 | 5.5088 | 30
2022-03-17 01:00 | 1:00 | 5.5004 | 30
2022-03-17 01:30 | 1:30 | 5.2399 | 30
2022-03-17 02:00 | 2:00 | 4.9922 | 30
2022-03-17 02:30 | 2:30 | 4.7967 | 30
2022-03-17 03:00 | 3:00 | 4.7899 | 30
2022-03-17 03:30 | 3:30 | 4.7363 | 30
2022-03-17 04:00 | 4:00 | 4.8348 | 30
2022-03-17 04:30 | 4:30 | 5.0231 | 30
2022-03-17 05:00 | 5:00 | 5.2224 | 30
2022-03-17 05:30 | 5:30 | 5.458 | 30
2022-03-17 06:00 | 6:00 | 5.679 | 30
2022-03-17 06:30 | 6:30 | 5.161 | 30
2022-03-17 07:00 | 7:00 | 4.6386 | 30
2022-03-17 07:30 | 7:30 | 4.1636 | 30
2022-03-17 08:00 | 8:00 | 2.6353 | 30
2022-03-17 08:30 | 8:30 | 1.3784 | 30
2022-03-17 09:00 | 9:00 | 0.70088 | 30
2022-03-17 09:30 | 9:30 | 0.24273 | 30
2022-03-17 10:00 | 10:00 | 1.5549 | 30
2022-03-17 10:30 | 10:30 | 1.3784 | 30
2022-03-17 11:00 | 11:00 | 0.72668 | 30
2022-03-17 11:30 | 11:30 | 0.48819 | 30
2022-03-17 12:00 | 12:00 | 0.48823 | 30
2022-03-17 12:30 | 12:30 | 1.9236 | 30
2022-03-17 13:00 | 13:00 | 3.1885 | 30
2022-03-17 13:30 | 13:30 | 2.9509 | 30
2022-03-17 14:00 | 14:00 | 3.9725 | 30
2022-03-17 14:30 | 14:30 | 5.1997 | 30
2022-03-17 15:00 | 15:00 | 5.4413 | 30
2022-03-17 15:30 | 15:30 | 8.0552 | 30
2022-03-17 16:00 | 16:00 | 8.3714 | 30
2022-03-17 16:30 | 16:30 | 10.6801 | 30
2022-03-17 17:00 | 17:00 | 10.9354 | 30
2022-03-17 17:30 | 17:30 | 11.5808 | 30
2022-03-17 18:00 | 18:00 | 12.0239 | 30
2022-03-17 18:30 | 18:30 | 12.1903 | 30
2022-03-17 19:00 | 19:00 | 11.7238 | 30
2022-03-17 19:30 | 19:30 | 10.5739 | 30
2022-03-17 20:00 | 20:00 | 9.9825 | 30
2022-03-17 20:30 | 20:30 | 9.5165 | 30
2022-03-17 21:00 | 21:00 | 8.8725 | 30
2022-03-17 21:30 | 21:30 | 8.3464 | 30
2022-03-17 22:00 | 22:00 | 7.6971 | 30
2022-03-17 22:30 | 22:30 | 6.7509 | 30
2022-03-17 23:00 | 23:00 | 6.6478 | 30
2022-03-17 23:30 | 23:30 | 6.219 | 30
2022-03-18 | 0:00 | 5.8063 | 30
2022-03-18 00:30 | 0:30 | 5.6318 | 30
2022-03-18 01:00 | 1:00 | 5.6552 | 30
2022-03-18 01:30 | 1:30 | 5.4618 | 30
2022-03-18 02:00 | 2:00 | 5.2913 | 30
2022-03-18 02:30 | 2:30 | 5.1165 | 30
2022-03-18 03:00 | 3:00 | 5.0048 | 30
2022-03-18 03:30 | 3:30 | 5.0258 | 30
2022-03-18 04:00 | 4:00 | 5.0434 | 30
2022-03-18 04:30 | 4:30 | 5.1893 | 30
2022-03-18 05:00 | 5:00 | 5.4635 | 30
2022-03-18 05:30 | 5:30 | 5.5627 | 30
2022-03-18 06:00 | 6:00 | 5.9422 | 30
2022-03-18 06:30 | 6:30 | 6.0363 | 30
2022-03-18 07:00 | 7:00 | 5.2009 | 30
2022-03-18 07:30 | 7:30 | 4.0617 | 30
2022-03-18 08:00 | 8:00 | 3.6997 | 30
2022-03-18 08:30 | 8:30 | 2.4787 | 30
2022-03-18 09:00 | 9:00 | 1.7068 | 30
2022-03-18 09:30 | 9:30 | 1.307 | 30
2022-03-18 10:00 | 10:00 | 0.76244 | 30
2022-03-18 10:30 | 10:30 | 1.4499 | 30
2022-03-18 11:00 | 11:00 | 0.67557 | 30
2022-03-18 11:30 | 11:30 | 0.59345 | 30
2022-03-18 12:00 | 12:00 | 0.76419 | 30
2022-03-18 12:30 | 12:30 | 1.2346 | 30
2022-03-18 13:00 | 13:00 | 1.8517 | 30
2022-03-18 13:30 | 13:30 | 3.8731 | 30
2022-03-18 14:00 | 14:00 | 0.49994 | 30
2022-03-18 14:30 | 14:30 | 1.1768 | 30
2022-03-18 15:00 | 15:00 | 2.9069 | 30
2022-03-18 15:30 | 15:30 | 4.958 | 30
2022-03-18 16:00 | 16:00 | 5.7307 | 30
2022-03-18 16:30 | 16:30 | 8.7598 | 30
2022-03-18 17:00 | 17:00 | 9.3451 | 30
2022-03-18 17:30 | 17:30 | 9.6237 | 30
2022-03-18 18:00 | 18:00 | 9.8861 | 30
2022-03-18 18:30 | 18:30 | 10.029 | 30
2022-03-18 19:00 | 19:00 | 9.8029 | 30
2022-03-18 19:30 | 19:30 | 9.3073 | 30
2022-03-18 20:00 | 20:00 | 9.0883 | 30
2022-03-18 20:30 | 20:30 | 8.6474 | 30
2022-03-18 21:00 | 21:00 | 8.0545 | 30
2022-03-18 21:30 | 21:30 | 7.7932 | 30
2022-03-18 22:00 | 22:00 | 7.3391 | 30
2022-03-18 22:30 | 22:30 | 6.7965 | 30
2022-03-18 23:00 | 23:00 | 6.7464 | 30
2022-03-18 23:30 | 23:30 | 6.3171 | 30
2022-03-19 | 0:00 | 5.8373 | 30
2022-03-19 00:30 | 0:30 | 5.7352 | 30
2022-03-19 01:00 | 1:00 | 5.6595 | 30
2022-03-19 01:30 | 1:30 | 5.41 | 30
2022-03-19 02:00 | 2:00 | 5.109 | 30
2022-03-19 02:30 | 2:30 | 4.9273 | 30
2022-03-19 03:00 | 3:00 | 4.8941 | 30
2022-03-19 03:30 | 3:30 | 4.8508 | 30
2022-03-19 04:00 | 4:00 | 4.8252 | 30
2022-03-19 04:30 | 4:30 | 4.9394 | 30
2022-03-19 05:00 | 5:00 | 5.099 | 30
2022-03-19 05:30 | 5:30 | 5.1504 | 30
2022-03-19 06:00 | 6:00 | 5.129 | 30
2022-03-19 06:30 | 6:30 | 4.6009 | 30
2022-03-19 07:00 | 7:00 | 3.7613 | 30
2022-03-19 07:30 | 7:30 | 2.9125 | 30
2022-03-19 08:00 | 8:00 | 2.5104 | 30
2022-03-19 08:30 | 8:30 | 1.3326 | 30
2022-03-19 09:00 | 9:00 | 0.96957 | 30
2022-03-19 09:30 | 9:30 | 1.2957 | 30
2022-03-19 10:00 | 10:00 | 1.866 | 30
2022-03-19 10:30 | 10:30 | 1.9388 | 30
2022-03-19 11:00 | 11:00 | 1.8316 | 30
2022-03-19 11:30 | 11:30 | 0.94816 | 30
2022-03-19 12:00 | 12:00 | 1.1658 | 30
2022-03-19 12:30 | 12:30 | 0.92544 | 30
2022-03-19 13:00 | 13:00 | 2.1811 | 30
2022-03-19 13:30 | 13:30 | 1.0298 | 30
2022-03-19 14:00 | 14:00 | 2.0033 | 30
2022-03-19 14:30 | 14:30 | 3.2002 | 30
2022-03-19 15:00 | 15:00 | 3.2675 | 30
2022-03-19 15:30 | 15:30 | 4.8315 | 30
2022-03-19 16:00 | 16:00 | 6.6057 | 30
2022-03-19 16:30 | 16:30 | 7.3596 | 30
2022-03-19 17:00 | 17:00 | 8.6546 | 30
2022-03-19 17:30 | 17:30 | 9.4492 | 30
2022-03-19 18:00 | 18:00 | 10.8115 | 30
2022-03-19 18:30 | 18:30 | 11.0532 | 30
2022-03-19 19:00 | 19:00 | 10.6134 | 30
2022-03-19 19:30 | 19:30 | 10.1051 | 30
2022-03-19 20:00 | 20:00 | 9.8002 | 30
2022-03-19 20:30 | 20:30 | 9.205 | 30
2022-03-19 21:00 | 21:00 | 7.957 | 30
2022-03-19 21:30 | 21:30 | 7.4625 | 30
2022-03-19 22:00 | 22:00 | 6.9072 | 30
2022-03-19 22:30 | 22:30 | 6.5059 | 30
2022-03-19 23:00 | 23:00 | 6.1866 | 30
2022-03-19 23:30 | 23:30 | 5.9902 | 30
2022-03-20 | 0:00 | 5.7087 | 30
2022-03-20 00:30 | 0:30 | 5.3758 | 30
2022-03-20 01:00 | 1:00 | 5.412 | 30
2022-03-20 01:30 | 1:30 | 5.1559 | 30
2022-03-20 02:00 | 2:00 | 4.9902 | 30
2022-03-20 02:30 | 2:30 | 4.8339 | 30
2022-03-20 03:00 | 3:00 | 4.6932 | 30
2022-03-20 03:30 | 3:30 | 4.7019 | 30
2022-03-20 04:00 | 4:00 | 4.9746 | 30
2022-03-20 04:30 | 4:30 | 5.1586 | 30
2022-03-20 05:00 | 5:00 | 5.1868 | 30
2022-03-20 05:30 | 5:30 | 5.2175 | 30
2022-03-20 06:00 | 6:00 | 4.9944 | 30
2022-03-20 06:30 | 6:30 | 4.322 | 30
2022-03-20 07:00 | 7:00 | 3.6767 | 30
2022-03-20 07:30 | 7:30 | 3.0245 | 30
2022-03-20 08:00 | 8:00 | 2.0981 | 30
2022-03-20 08:30 | 8:30 | 1.122 | 30
2022-03-20 09:00 | 9:00 | 1.163 | 30
2022-03-20 09:30 | 9:30 | 1.2219 | 30
2022-03-20 10:00 | 10:00 | 0.80346 | 30
2022-03-20 10:30 | 10:30 | 1.1491 | 30
2022-03-20 11:00 | 11:00 | 0.63691 | 30
2022-03-20 11:30 | 11:30 | 0.80487 | 30
2022-03-20 12:00 | 12:00 | 0.71617 | 30
2022-03-20 12:30 | 12:30 | 1.1749 | 30
2022-03-20 13:00 | 13:00 | 1.1986 | 30
2022-03-20 13:30 | 13:30 | 2.846 | 30
2022-03-20 14:00 | 14:00 | 2.2254 | 30
2022-03-20 14:30 | 14:30 | 2.9253 | 30
2022-03-20 15:00 | 15:00 | 4.375 | 30
2022-03-20 15:30 | 15:30 | 5.9234 | 30
2022-03-20 16:00 | 16:00 | 7.6107 | 30
2022-03-20 16:30 | 16:30 | 8.7542 | 30
2022-03-20 17:00 | 17:00 | 9.8724 | 30
2022-03-20 17:30 | 17:30 | 10.6256 | 30
2022-03-20 18:00 | 18:00 | 11.9278 | 30
2022-03-20 18:30 | 18:30 | 12.4886 | 30
2022-03-20 19:00 | 19:00 | 11.4608 | 30
2022-03-20 19:30 | 19:30 | 10.383 | 30
2022-03-20 20:00 | 20:00 | 9.9972 | 30
2022-03-20 20:30 | 20:30 | 9.3966 | 30
2022-03-20 21:00 | 21:00 | 8.6242 | 30
2022-03-20 21:30 | 21:30 | 8.0383 | 30
2022-03-20 22:00 | 22:00 | 7.313 | 30
2022-03-20 22:30 | 22:30 | 6.7265 | 30
2022-03-20 23:00 | 23:00 | 6.6558 | 30
2022-03-20 23:30 | 23:30 | 6.3601 | 30
2022-03-21 | 0:00 | 5.8771 | 30
2022-03-21 00:30 | 0:30 | 5.4358 | 30
2022-03-21 01:00 | 1:00 | 5.3204 | 30
2022-03-21 01:30 | 1:30 | 4.9482 | 30
2022-03-21 02:00 | 2:00 | 4.7774 | 30
2022-03-21 02:30 | 2:30 | 4.9491 | 30
2022-03-21 03:00 | 3:00 | 5.1003 | 30
2022-03-21 03:30 | 3:30 | 5.1461 | 30
2022-03-21 04:00 | 4:00 | 5.1386 | 30
2022-03-21 04:30 | 4:30 | 5.3105 | 30
2022-03-21 05:00 | 5:00 | 5.5968 | 30
2022-03-21 05:30 | 5:30 | 5.7765 | 30
2022-03-21 06:00 | 6:00 | 5.9997 | 30
2022-03-21 06:30 | 6:30 | 5.4719 | 30
2022-03-21 07:00 | 7:00 | 4.6324 | 30
2022-03-21 07:30 | 7:30 | 3.5334 | 30
2022-03-21 08:00 | 8:00 | 1.9667 | 30
2022-03-21 08:30 | 8:30 | 0.86087 | 30
2022-03-21 09:00 | 9:00 | 1.0652 | 30
2022-03-21 09:30 | 9:30 | 1.8551 | 30
2022-03-21 10:00 | 10:00 | 2.3181 | 30
2022-03-21 10:30 | 10:30 | 2.6071 | 30
2022-03-21 11:00 | 11:00 | 2.1354 | 30
2022-03-21 11:30 | 11:30 | 1.2178 | 30
2022-03-21 12:00 | 12:00 | 0.53431 | 30
2022-03-21 12:30 | 12:30 | 1.1665 | 30
2022-03-21 13:00 | 13:00 | 1.1554 | 30
2022-03-21 13:30 | 13:30 | 0.80519 | 30
2022-03-21 14:00 | 14:00 | 0.45792 | 30
2022-03-21 14:30 | 14:30 | 1.4227 | 30
2022-03-21 15:00 | 15:00 | 3.1224 | 30
2022-03-21 15:30 | 15:30 | 5.8115 | 30
2022-03-21 16:00 | 16:00 | 8.3425 | 30
2022-03-21 16:30 | 16:30 | 8.6723 | 30
2022-03-21 17:00 | 17:00 | 9.6929 | 30
2022-03-21 17:30 | 17:30 | 10.5389 | 30
2022-03-21 18:00 | 18:00 | 11.2352 | 30
2022-03-21 18:30 | 18:30 | 11.1823 | 30
2022-03-21 19:00 | 19:00 | 10.0747 | 30
2022-03-21 19:30 | 19:30 | 9.3407 | 30
2022-03-21 20:00 | 20:00 | 9.2504 | 30
2022-03-21 20:30 | 20:30 | 8.983 | 30
2022-03-21 21:00 | 21:00 | 8.2354 | 30
2022-03-21 21:30 | 21:30 | 7.4851 | 30
2022-03-21 22:00 | 22:00 | 6.746 | 30
2022-03-21 22:30 | 22:30 | 6.4888 | 30
2022-03-21 23:00 | 23:00 | 6.3262 | 30
2022-03-21 23:30 | 23:30 | 5.8208 | 30
2022-03-22 | 0:00 | 5.2212 | 30
2022-03-22 00:30 | 0:30 | 5.1164 | 30
2022-03-22 01:00 | 1:00 | 5.1014 | 30
2022-03-22 01:30 | 1:30 | 5.1061 | 30
2022-03-22 02:00 | 2:00 | 5.0516 | 30
2022-03-22 02:30 | 2:30 | 4.9832 | 30
2022-03-22 03:00 | 3:00 | 4.8784 | 30
2022-03-22 03:30 | 3:30 | 4.8849 | 30
2022-03-22 04:00 | 4:00 | 4.8896 | 30
2022-03-22 04:30 | 4:30 | 5.0993 | 30
2022-03-22 05:00 | 5:00 | 5.3429 | 30
2022-03-22 05:30 | 5:30 | 5.302 | 30
2022-03-22 06:00 | 6:00 | 5.3558 | 30
2022-03-22 06:30 | 6:30 | 4.9467 | 30
2022-03-22 07:00 | 7:00 | 4.3889 | 30
2022-03-22 07:30 | 7:30 | 3.3288 | 30
2022-03-22 08:00 | 8:00 | 1.8922 | 30
2022-03-22 08:30 | 8:30 | 0.85029 | 30
2022-03-22 09:00 | 9:00 | 0.87968 | 30
2022-03-22 09:30 | 9:30 | 1.2593 | 30
2022-03-22 10:00 | 10:00 | 1.1937 | 30
2022-03-22 10:30 | 10:30 | 0.77539 | 30
2022-03-22 11:00 | 11:00 | 0.50913 | 30
2022-03-22 11:30 | 11:30 | 0.5437 | 30
2022-03-22 12:00 | 12:00 | 0.5417 | 30
2022-03-22 12:30 | 12:30 | 0.61463 | 30
2022-03-22 13:00 | 13:00 | 0.3613 | 30
2022-03-22 13:30 | 13:30 | 0.92197 | 30
2022-03-22 14:00 | 14:00 | 1.3848 | 30
2022-03-22 14:30 | 14:30 | 2.2117 | 30
2022-03-22 15:00 | 15:00 | 3.4864 | 30
2022-03-22 15:30 | 15:30 | 4.8891 | 30
2022-03-22 16:00 | 16:00 | 6.4588 | 30
2022-03-22 16:30 | 16:30 | 7.9917 | 30
2022-03-22 17:00 | 17:00 | 9.4866 | 30
2022-03-22 17:30 | 17:30 | 10.4952 | 30
2022-03-22 18:00 | 18:00 | 11.2567 | 30
2022-03-22 18:30 | 18:30 | 11.5879 | 30
2022-03-22 19:00 | 19:00 | 11.0688 | 30
2022-03-22 19:30 | 19:30 | 10.3878 | 30
2022-03-22 20:00 | 20:00 | 10.1424 | 30
2022-03-22 20:30 | 20:30 | 9.3246 | 30
2022-03-22 21:00 | 21:00 | 8.6496 | 30
2022-03-22 21:30 | 21:30 | 7.7972 | 30
2022-03-22 22:00 | 22:00 | 7.0504 | 30
2022-03-22 22:30 | 22:30 | 6.3837 | 30
2022-03-22 23:00 | 23:00 | 6.2321 | 30
2022-03-22 23:30 | 23:30 | 5.9748 | 30
2022-03-23 | 0:00 | 5.5511 | 30
2022-03-23 00:30 | 0:30 | 5.3107 | 30
2022-03-23 01:00 | 1:00 | 5.306 | 30
2022-03-23 01:30 | 1:30 | 5.0202 | 30
2022-03-23 02:00 | 2:00 | 4.8681 | 30
2022-03-23 02:30 | 2:30 | 4.546 | 30
2022-03-23 03:00 | 3:00 | 4.4931 | 30
2022-03-23 03:30 | 3:30 | 4.4546 | 30
2022-03-23 04:00 | 4:00 | 4.7219 | 30
2022-03-23 04:30 | 4:30 | 4.9932 | 30
2022-03-23 05:00 | 5:00 | 5.2746 | 30
2022-03-23 05:30 | 5:30 | 5.3202 | 30
2022-03-23 06:00 | 6:00 | 5.3263 | 30
2022-03-23 06:30 | 6:30 | 5.0041 | 30
2022-03-23 07:00 | 7:00 | 4.1579 | 30
2022-03-23 07:30 | 7:30 | 2.9078 | 30
2022-03-23 08:00 | 8:00 | 1.5145 | 30
2022-03-23 08:30 | 8:30 | 0.74171 | 30
2022-03-23 09:00 | 9:00 | 0.79573 | 30
2022-03-23 09:30 | 9:30 | 1.9435 | 30
2022-03-23 10:00 | 10:00 | 2.0656 | 30
2022-03-23 10:30 | 10:30 | 2.6519 | 30
2022-03-23 11:00 | 11:00 | 2.6086 | 30
2022-03-23 11:30 | 11:30 | 2.3077 | 30
2022-03-23 12:00 | 12:00 | 1.8844 | 30
2022-03-23 12:30 | 12:30 | 1.5907 | 30
2022-03-23 13:00 | 13:00 | 0.88395 | 30
2022-03-23 13:30 | 13:30 | 0.39269 | 30
2022-03-23 14:00 | 14:00 | 1.3808 | 30
2022-03-23 14:30 | 14:30 | 2.6847 | 30
2022-03-23 15:00 | 15:00 | 4.6283 | 30
2022-03-23 15:30 | 15:30 | 6.6455 | 30
2022-03-23 16:00 | 16:00 | 8.5776 | 30
2022-03-23 16:30 | 16:30 | 9.8827 | 30
2022-03-23 17:00 | 17:00 | 10.6004 | 30
2022-03-23 17:30 | 17:30 | 11.0835 | 30
2022-03-23 18:00 | 18:00 | 11.4371 | 30
2022-03-23 18:30 | 18:30 | 11.5528 | 30
2022-03-23 19:00 | 19:00 | 11.3583 | 30
2022-03-23 19:30 | 19:30 | 11.2875 | 30
2022-03-23 20:00 | 20:00 | 10.7774 | 30
2022-03-23 20:30 | 20:30 | 10.1152 | 30
2022-03-23 21:00 | 21:00 | 9.1825 | 30
2022-03-23 21:30 | 21:30 | 8.0752 | 30
2022-03-23 22:00 | 22:00 | 7.3092 | 30
2022-03-23 22:30 | 22:30 | 6.7909 | 30
2022-03-23 23:00 | 23:00 | 6.7831 | 30
2022-03-23 23:30 | 23:30 | 6.1996 | 30
2022-03-24 | 0:00 | 5.7004 | 30
2022-03-24 00:30 | 0:30 | 5.5337 | 30
2022-03-24 01:00 | 1:00 | 5.5005 | 30
2022-03-24 01:30 | 1:30 | 5.2144 | 30
2022-03-24 02:00 | 2:00 | 5.0226 | 30
2022-03-24 02:30 | 2:30 | 4.9028 | 30
2022-03-24 03:00 | 3:00 | 4.8981 | 30
2022-03-24 03:30 | 3:30 | 4.884 | 30
2022-03-24 04:00 | 4:00 | 4.9355 | 30
2022-03-24 04:30 | 4:30 | 5.2706 | 30
2022-03-24 05:00 | 5:00 | 5.7344 | 30
2022-03-24 05:30 | 5:30 | 5.9301 | 30
2022-03-24 06:00 | 6:00 | 6.2203 | 30
2022-03-24 06:30 | 6:30 | 6.1469 | 30
2022-03-24 07:00 | 7:00 | 6.4666 | 30
2022-03-24 07:30 | 7:30 | 4.5651 | 30
2022-03-24 08:00 | 8:00 | 2.7434 | 30
2022-03-24 08:30 | 8:30 | 1.8534 | 30
2022-03-24 09:00 | 9:00 | 1.4962 | 30
2022-03-24 09:30 | 9:30 | 1.4049 | 30
2022-03-24 10:00 | 10:00 | 1.0243 | 30
2022-03-24 10:30 | 10:30 | 1.7865 | 30
2022-03-24 11:00 | 11:00 | 1.4708 | 30
2022-03-24 11:30 | 11:30 | 2.5553 | 30
2022-03-24 12:00 | 12:00 | 2.1081 | 30
2022-03-24 12:30 | 12:30 | 3.089 | 30
2022-03-24 13:00 | 13:00 | 4.4978 | 30
2022-03-24 13:30 | 13:30 | 5.618 | 30
2022-03-24 14:00 | 14:00 | 5.8871 | 30
2022-03-24 14:30 | 14:30 | 6.5711 | 30
2022-03-24 15:00 | 15:00 | 5.8306 | 30
2022-03-24 15:30 | 15:30 | 8.5176 | 30
2022-03-24 16:00 | 16:00 | 10.2422 | 30
2022-03-24 16:30 | 16:30 | 9.7858 | 30
2022-03-24 17:00 | 17:00 | 9.9002 | 30
2022-03-24 17:30 | 17:30 | 10.2309 | 30
2022-03-24 18:00 | 18:00 | 10.9739 | 30
2022-03-24 18:30 | 18:30 | 10.9704 | 30
2022-03-24 19:00 | 19:00 | 10.3956 | 30
2022-03-24 19:30 | 19:30 | 9.928 | 30
2022-03-24 20:00 | 20:00 | 9.8722 | 30
2022-03-24 20:30 | 20:30 | 9.5841 | 30
2022-03-24 21:00 | 21:00 | 8.8338 | 30
2022-03-24 21:30 | 21:30 | 8.3042 | 30
2022-03-24 22:00 | 22:00 | 7.6905 | 30
2022-03-24 22:30 | 22:30 | 6.9195 | 30
2022-03-24 23:00 | 23:00 | 6.7506 | 30
2022-03-24 23:30 | 23:30 | 6.3532 | 30
2022-03-25 | 0:00 | 5.5481 | 30
2022-03-25 00:30 | 0:30 | 5.3613 | 30
2022-03-25 01:00 | 1:00 | 5.4191 | 30
2022-03-25 01:30 | 1:30 | 5.2299 | 30
2022-03-25 02:00 | 2:00 | 4.9676 | 30
2022-03-25 02:30 | 2:30 | 4.92 | 30
2022-03-25 03:00 | 3:00 | 5.1769 | 30
2022-03-25 03:30 | 3:30 | 5.1947 | 30
2022-03-25 04:00 | 4:00 | 5.462 | 30
2022-03-25 04:30 | 4:30 | 5.55 | 30
2022-03-25 05:00 | 5:00 | 5.6314 | 30
2022-03-25 05:30 | 5:30 | 5.7591 | 30
2022-03-25 06:00 | 6:00 | 5.8939 | 30
2022-03-25 06:30 | 6:30 | 5.3781 | 30
2022-03-25 07:00 | 7:00 | 5.4468 | 30
2022-03-25 07:30 | 7:30 | 5.5893 | 30
2022-03-25 08:00 | 8:00 | 4.3808 | 30
2022-03-25 08:30 | 8:30 | 1.371 | 30
2022-03-25 09:00 | 9:00 | 0.57811 | 30
2022-03-25 09:30 | 9:30 | 1.3641 | 30
2022-03-25 10:00 | 10:00 | 1.1497 | 30
2022-03-25 10:30 | 10:30 | 0.47401 | 30
2022-03-25 11:00 | 11:00 | 0.51779 | 30
2022-03-25 11:30 | 11:30 | 3.0457 | 30
2022-03-25 12:00 | 12:00 | 1.8797 | 30
2022-03-25 12:30 | 12:30 | 2.1327 | 30
2022-03-25 13:00 | 13:00 | 1.2278 | 30
2022-03-25 13:30 | 13:30 | 5.4115 | 30
2022-03-25 14:00 | 14:00 | 6.4664 | 30
2022-03-25 14:30 | 14:30 | 4.5359 | 30
2022-03-25 15:00 | 15:00 | 4.6449 | 30
2022-03-25 15:30 | 15:30 | 6.335 | 30
2022-03-25 16:00 | 16:00 | 8.204 | 30
2022-03-25 16:30 | 16:30 | 9.6671 | 30
2022-03-25 17:00 | 17:00 | 9.4544 | 30
2022-03-25 17:30 | 17:30 | 9.2517 | 30
2022-03-25 18:00 | 18:00 | 9.243 | 30
2022-03-25 18:30 | 18:30 | 9.0458 | 30
2022-03-25 19:00 | 19:00 | 8.6785 | 30
2022-03-25 19:30 | 19:30 | 8.2932 | 30
2022-03-25 20:00 | 20:00 | 8.2138 | 30
2022-03-25 20:30 | 20:30 | 8.2159 | 30
2022-03-25 21:00 | 21:00 | 8.2845 | 30
2022-03-25 21:30 | 21:30 | 7.9274 | 30
2022-03-25 22:00 | 22:00 | 7.3422 | 30
2022-03-25 22:30 | 22:30 | 6.6375 | 30
2022-03-25 23:00 | 23:00 | 6.602 | 30
2022-03-25 23:30 | 23:30 | 6.293 | 30
2022-03-26 | 0:00 | 5.5001 | 30
2022-03-26 00:30 | 0:30 | 5.253 | 30
2022-03-26 01:00 | 1:00 | 5.2262 | 30
2022-03-26 01:30 | 1:30 | 5.0077 | 30
2022-03-26 02:00 | 2:00 | 4.865 | 30
2022-03-26 02:30 | 2:30 | 4.6849 | 30
2022-03-26 03:00 | 3:00 | 4.5833 | 30
2022-03-26 03:30 | 3:30 | 4.5855 | 30
2022-03-26 04:00 | 4:00 | 4.6366 | 30
2022-03-26 04:30 | 4:30 | 5.019 | 30
2022-03-26 05:00 | 5:00 | 5.1625 | 30
2022-03-26 05:30 | 5:30 | 5.2735 | 30
2022-03-26 06:00 | 6:00 | 5.3178 | 30
2022-03-26 06:30 | 6:30 | 5.0203 | 30
2022-03-26 07:00 | 7:00 | 4.1822 | 30
2022-03-26 07:30 | 7:30 | 4.2728 | 30
2022-03-26 08:00 | 8:00 | 3.8247 | 30
2022-03-26 08:30 | 8:30 | 2.4781 | 30
2022-03-26 09:00 | 9:00 | 1.8735 | 30
2022-03-26 09:30 | 9:30 | 1.8078 | 30
2022-03-26 10:00 | 10:00 | 4.097 | 30
2022-03-26 10:30 | 10:30 | 2.4732 | 30
2022-03-26 11:00 | 11:00 | 2.85 | 30
2022-03-26 11:30 | 11:30 | 1.0695 | 30
2022-03-26 12:00 | 12:00 | 1.5075 | 30
2022-03-26 12:30 | 12:30 | 1.3708 | 30
2022-03-26 13:00 | 13:00 | 1.9636 | 30
2022-03-26 13:30 | 13:30 | 1.9245 | 30
2022-03-26 14:00 | 14:00 | 2.537 | 30
2022-03-26 14:30 | 14:30 | 2.8619 | 30
2022-03-26 15:00 | 15:00 | 2.8486 | 30
2022-03-26 15:30 | 15:30 | 5.7248 | 30
2022-03-26 16:00 | 16:00 | 7.6255 | 30
2022-03-26 16:30 | 16:30 | 8.9261 | 30
2022-03-26 17:00 | 17:00 | 9.2764 | 30
2022-03-26 17:30 | 17:30 | 9.7057 | 30
2022-03-26 18:00 | 18:00 | 10.0019 | 30
2022-03-26 18:30 | 18:30 | 10.1787 | 30
2022-03-26 19:00 | 19:00 | 9.6096 | 30
2022-03-26 19:30 | 19:30 | 9.1004 | 30
2022-03-26 20:00 | 20:00 | 8.824 | 30
2022-03-26 20:30 | 20:30 | 8.4951 | 30
2022-03-26 21:00 | 21:00 | 8.0302 | 30
2022-03-26 21:30 | 21:30 | 7.638 | 30
2022-03-26 22:00 | 22:00 | 7.069 | 30
2022-03-26 22:30 | 22:30 | 6.6023 | 30
2022-03-26 23:00 | 23:00 | 6.6371 | 30
2022-03-26 23:30 | 23:30 | 6.2942 | 30
2022-03-27 | 0:00 | 5.8649 | 30
2022-03-27 00:30 | 0:30 | 5.7576 | 30
2022-03-27 01:00 | 1:00 | 5.6085 | 30
2022-03-27 01:30 | 1:30 | 5.1928 | 30
2022-03-27 02:00 | 2:00 | 4.9683 | 30
2022-03-27 02:30 | 2:30 | 4.7884 | 30
2022-03-27 03:00 | 3:00 | 4.6945 | 30
2022-03-27 03:30 | 3:30 | 4.6232 | 30
2022-03-27 04:00 | 4:00 | 4.7012 | 30
2022-03-27 04:30 | 4:30 | 4.7788 | 30
2022-03-27 05:00 | 5:00 | 5.1233 | 30
2022-03-27 05:30 | 5:30 | 5.0687 | 30
2022-03-27 06:00 | 6:00 | 5.3912 | 30
2022-03-27 06:30 | 6:30 | 5.9346 | 30
2022-03-27 07:00 | 7:00 | 6.6655 | 30
2022-03-27 07:30 | 7:30 | 5.9461 | 30
2022-03-27 08:00 | 8:00 | 3.8937 | 30
2022-03-27 08:30 | 8:30 | 2.3988 | 30
2022-03-27 09:00 | 9:00 | 1.6313 | 30
2022-03-27 09:30 | 9:30 | 2.6381 | 30
2022-03-27 10:00 | 10:00 | 3.9344 | 30
2022-03-27 10:30 | 10:30 | 5.7629 | 30
2022-03-27 11:00 | 11:00 | 4.9369 | 30
2022-03-27 11:30 | 11:30 | 6.5828 | 30
2022-03-27 12:00 | 12:00 | 4.9202 | 30
2022-03-27 12:30 | 12:30 | 3.1542 | 30
2022-03-27 13:00 | 13:00 | 1.0007 | 30
2022-03-27 13:30 | 13:30 | 1.5677 | 30
2022-03-27 14:00 | 14:00 | 1.9699 | 30
2022-03-27 14:30 | 14:30 | 5.2289 | 30
2022-03-27 15:00 | 15:00 | 5.7562 | 30
2022-03-27 15:30 | 15:30 | 7.55 | 30
2022-03-27 16:00 | 16:00 | 8.345 | 30
2022-03-27 16:30 | 16:30 | 8.8143 | 30
2022-03-27 17:00 | 17:00 | 9.8991 | 30
2022-03-27 17:30 | 17:30 | 10.5802 | 30
2022-03-27 18:00 | 18:00 | 10.7933 | 30
2022-03-27 18:30 | 18:30 | 10.3448 | 30
2022-03-27 19:00 | 19:00 | 9.5773 | 30
2022-03-27 19:30 | 19:30 | 9.042 | 30
2022-03-27 20:00 | 20:00 | 8.8798 | 30
2022-03-27 20:30 | 20:30 | 8.4731 | 30
2022-03-27 21:00 | 21:00 | 7.9928 | 30
2022-03-27 21:30 | 21:30 | 7.5793 | 30
2022-03-27 22:00 | 22:00 | 7.1774 | 30
2022-03-27 22:30 | 22:30 | 6.6769 | 30
2022-03-27 23:00 | 23:00 | 6.581 | 30
2022-03-27 23:30 | 23:30 | 6.3356 | 30
2022-03-28 | 0:00 | 5.8132 | 30
2022-03-28 00:30 | 0:30 | 5.5529 | 30
2022-03-28 01:00 | 1:00 | 5.4082 | 30
2022-03-28 01:30 | 1:30 | 5.2578 | 30
2022-03-28 02:00 | 2:00 | 5.0345 | 30
2022-03-28 02:30 | 2:30 | 4.8697 | 30
2022-03-28 03:00 | 3:00 | 4.8162 | 30
2022-03-28 03:30 | 3:30 | 4.8395 | 30
2022-03-28 04:00 | 4:00 | 4.9501 | 30
2022-03-28 04:30 | 4:30 | 4.998 | 30
2022-03-28 05:00 | 5:00 | 5.246 | 30
2022-03-28 05:30 | 5:30 | 5.5043 | 30
2022-03-28 06:00 | 6:00 | 5.9743 | 30
2022-03-28 06:30 | 6:30 | 6.2832 | 30
2022-03-28 07:00 | 7:00 | 6.8296 | 30
2022-03-28 07:30 | 7:30 | 6.6289 | 30
2022-03-28 08:00 | 8:00 | 6.1529 | 30
2022-03-28 08:30 | 8:30 | 6.4321 | 30
2022-03-28 09:00 | 9:00 | 7.4778 | 30
2022-03-28 09:30 | 9:30 | 8.0144 | 30
2022-03-28 10:00 | 10:00 | 7.5883 | 30
2022-03-28 10:30 | 10:30 | 6.4119 | 30
2022-03-28 11:00 | 11:00 | 7.2763 | 30
2022-03-28 11:30 | 11:30 | 6.9773 | 30
2022-03-28 12:00 | 12:00 | 4.5192 | 30
2022-03-28 12:30 | 12:30 | 5.2926 | 30
2022-03-28 13:00 | 13:00 | 6.5852 | 30
2022-03-28 13:30 | 13:30 | 7.0288 | 30
2022-03-28 14:00 | 14:00 | 6.8229 | 30
2022-03-28 14:30 | 14:30 | 6.7489 | 30
2022-03-28 15:00 | 15:00 | 6.6743 | 30
2022-03-28 15:30 | 15:30 | 6.9585 | 30
2022-03-28 16:00 | 16:00 | 7.4392 | 30
2022-03-28 16:30 | 16:30 | 8.5205 | 30
2022-03-28 17:00 | 17:00 | 9.2201 | 30
2022-03-28 17:30 | 17:30 | 9.949 | 30
2022-03-28 18:00 | 18:00 | 9.7845 | 30
2022-03-28 18:30 | 18:30 | 9.7052 | 30
2022-03-28 19:00 | 19:00 | 10.5277 | 30
2022-03-28 19:30 | 19:30 | 9.4765 | 30
2022-03-28 20:00 | 20:00 | 10.2593 | 30
2022-03-28 20:30 | 20:30 | 9.9223 | 30
2022-03-28 21:00 | 21:00 | 9.4455 | 30
2022-03-28 21:30 | 21:30 | 9.1352 | 30
2022-03-28 22:00 | 22:00 | 8.6159 | 30
2022-03-28 22:30 | 22:30 | 7.6652 | 30
2022-03-28 23:00 | 23:00 | 7.3949 | 30
2022-03-28 23:30 | 23:30 | 6.8697 | 30
2022-03-29 | 0:00 | 6.2497 | 30
2022-03-29 00:30 | 0:30 | 6.0611 | 30
2022-03-29 01:00 | 1:00 | 6.1428 | 30
2022-03-29 01:30 | 1:30 | 5.8622 | 30
2022-03-29 02:00 | 2:00 | 5.8958 | 30
2022-03-29 02:30 | 2:30 | 5.7359 | 30
2022-03-29 03:00 | 3:00 | 5.7799 | 30
2022-03-29 03:30 | 3:30 | 5.6932 | 30
2022-03-29 04:00 | 4:00 | 5.7052 | 30
2022-03-29 04:30 | 4:30 | 5.8973 | 30
2022-03-29 05:00 | 5:00 | 6.5721 | 30
2022-03-29 05:30 | 5:30 | 6.538 | 30
2022-03-29 06:00 | 6:00 | 6.8849 | 30
2022-03-29 06:30 | 6:30 | 7.3209 | 30
2022-03-29 07:00 | 7:00 | 7.5463 | 30
2022-03-29 07:30 | 7:30 | 6.2491 | 30
2022-03-29 08:00 | 8:00 | 6.2651 | 30
2022-03-29 08:30 | 8:30 | 3.6689 | 30
2022-03-29 09:00 | 9:00 | 4.6182 | 30
2022-03-29 09:30 | 9:30 | 5.1783 | 30
2022-03-29 10:00 | 10:00 | 3.3176 | 30
2022-03-29 10:30 | 10:30 | 2.7593 | 30
2022-03-29 11:00 | 11:00 | 2.2533 | 30
2022-03-29 11:30 | 11:30 | 3.0623 | 30
2022-03-29 12:00 | 12:00 | 4.091 | 30
2022-03-29 12:30 | 12:30 | 4.444 | 30
2022-03-29 13:00 | 13:00 | 4.8923 | 30
2022-03-29 13:30 | 13:30 | 5.0165 | 30
2022-03-29 14:00 | 14:00 | 5.1768 | 30
2022-03-29 14:30 | 14:30 | 4.2511 | 30
2022-03-29 15:00 | 15:00 | 4.6741 | 30
2022-03-29 15:30 | 15:30 | 5.3031 | 30
2022-03-29 16:00 | 16:00 | 6.2606 | 30
2022-03-29 16:30 | 16:30 | 7.8154 | 30
2022-03-29 17:00 | 17:00 | 9.7288 | 30
2022-03-29 17:30 | 17:30 | 11.1277 | 30
2022-03-29 18:00 | 18:00 | 11.7685 | 30
2022-03-29 18:30 | 18:30 | 10.977 | 30
2022-03-29 19:00 | 19:00 | 10.1255 | 30
2022-03-29 19:30 | 19:30 | 9.7736 | 30
2022-03-29 20:00 | 20:00 | 9.5181 | 30
2022-03-29 20:30 | 20:30 | 9.0463 | 30
2022-03-29 21:00 | 21:00 | 8.597 | 30
2022-03-29 21:30 | 21:30 | 7.9658 | 30
2022-03-29 22:00 | 22:00 | 7.2672 | 30
2022-03-29 22:30 | 22:30 | 6.5747 | 30
2022-03-29 23:00 | 23:00 | 6.5267 | 30
2022-03-29 23:30 | 23:30 | 6.2345 | 30
2022-03-30 | 0:00 | 5.7133 | 30
2022-03-30 00:30 | 0:30 | 5.5879 | 30
2022-03-30 01:00 | 1:00 | 5.6621 | 30
2022-03-30 01:30 | 1:30 | 5.502 | 30
2022-03-30 02:00 | 2:00 | 5.5321 | 30
2022-03-30 02:30 | 2:30 | 5.3682 | 30
2022-03-30 03:00 | 3:00 | 5.388 | 30
2022-03-30 03:30 | 3:30 | 5.3221 | 30
2022-03-30 04:00 | 4:00 | 5.3887 | 30
2022-03-30 04:30 | 4:30 | 5.6101 | 30
2022-03-30 05:00 | 5:00 | 6.0943 | 30
2022-03-30 05:30 | 5:30 | 6.7519 | 30
2022-03-30 06:00 | 6:00 | 7.1375 | 30
2022-03-30 06:30 | 6:30 | 7.8525 | 30
2022-03-30 07:00 | 7:00 | 8.2151 | 30
2022-03-30 07:30 | 7:30 | 7.9973 | 30
2022-03-30 08:00 | 8:00 | 6.21 | 30
2022-03-30 08:30 | 8:30 | 6.0917 | 30
2022-03-30 09:00 | 9:00 | 6.9806 | 30
2022-03-30 09:30 | 9:30 | 6.3112 | 30
2022-03-30 10:00 | 10:00 | 3.1953 | 30
2022-03-30 10:30 | 10:30 | 1.9036 | 30
2022-03-30 11:00 | 11:00 | 1.7616 | 30
2022-03-30 11:30 | 11:30 | 1.9342 | 30
2022-03-30 12:00 | 12:00 | 3.8673 | 30
2022-03-30 12:30 | 12:30 | 3.9467 | 30
2022-03-30 13:00 | 13:00 | 3.6002 | 30
2022-03-30 13:30 | 13:30 | 3.9534 | 30
2022-03-30 14:00 | 14:00 | 1.9005 | 30
2022-03-30 14:30 | 14:30 | 2.8246 | 30
2022-03-30 15:00 | 15:00 | 4.9025 | 30
2022-03-30 15:30 | 15:30 | 5.8096 | 30
2022-03-30 16:00 | 16:00 | 4.1511 | 30
2022-03-30 16:30 | 16:30 | 6.0952 | 30
2022-03-30 17:00 | 17:00 | 8.8387 | 30
2022-03-30 17:30 | 17:30 | 9.8 | 30
2022-03-30 18:00 | 18:00 | 10.398 | 30
2022-03-30 18:30 | 18:30 | 10.3325 | 30
2022-03-30 19:00 | 19:00 | 9.81 | 30
2022-03-30 19:30 | 19:30 | 9.095 | 30
2022-03-30 20:00 | 20:00 | 9.3424 | 30
2022-03-30 20:30 | 20:30 | 9.1388 | 30
2022-03-30 21:00 | 21:00 | 8.4642 | 30
2022-03-30 21:30 | 21:30 | 8.1425 | 30
2022-03-30 22:00 | 22:00 | 7.5546 | 30
2022-03-30 22:30 | 22:30 | 7.438 | 30
2022-03-30 23:00 | 23:00 | 7.256 | 30
2022-03-30 23:30 | 23:30 | 6.8583 | 30
2022-03-31 | 0:00 | 6.2455 | 30
2022-03-31 00:30 | 0:30 | 5.7801 | 30
2022-03-31 01:00 | 1:00 | 5.6663 | 30
2022-03-31 01:30 | 1:30 | 5.442 | 30
2022-03-31 02:00 | 2:00 | 5.2046 | 30
2022-03-31 02:30 | 2:30 | 5.0854 | 30
2022-03-31 03:00 | 3:00 | 5.0403 | 30
2022-03-31 03:30 | 3:30 | 5.2895 | 30
2022-03-31 04:00 | 4:00 | 5.2558 | 30
2022-03-31 04:30 | 4:30 | 5.4318 | 30
2022-03-31 05:00 | 5:00 | 5.7859 | 30
2022-03-31 05:30 | 5:30 | 5.8458 | 30
2022-03-31 06:00 | 6:00 | 5.8442 | 30
2022-03-31 06:30 | 6:30 | 5.4099 | 30
2022-03-31 07:00 | 7:00 | 4.664 | 30
2022-03-31 07:30 | 7:30 | 3.7743 | 30
2022-03-31 08:00 | 8:00 | 2.2809 | 30
2022-03-31 08:30 | 8:30 | 1.0152 | 30
2022-03-31 09:00 | 9:00 | 0.8466 | 30
2022-03-31 09:30 | 9:30 | 1.0985 | 30
2022-03-31 10:00 | 10:00 | 0.99359 | 30
2022-03-31 10:30 | 10:30 | 2.6963 | 30
2022-03-31 11:00 | 11:00 | 2.5723 | 30
2022-03-31 11:30 | 11:30 | 1.8751 | 30
2022-03-31 12:00 | 12:00 | 2.5188 | 30
2022-03-31 12:30 | 12:30 | 1.825 | 30
2022-03-31 13:00 | 13:00 | 3.0272 | 30
2022-03-31 13:30 | 13:30 | 4.4494 | 30
2022-03-31 14:00 | 14:00 | 3.602 | 30
2022-03-31 14:30 | 14:30 | 4.778 | 30
2022-03-31 15:00 | 15:00 | 4.5194 | 30
2022-03-31 15:30 | 15:30 | 5.1275 | 30
2022-03-31 16:00 | 16:00 | 6.1257 | 30
2022-03-31 16:30 | 16:30 | 6.2142 | 30
2022-03-31 17:00 | 17:00 | 7.9711 | 30
2022-03-31 17:30 | 17:30 | 9.4192 | 30
2022-03-31 18:00 | 18:00 | 9.9462 | 30
2022-03-31 18:30 | 18:30 | 9.8565 | 30
2022-03-31 19:00 | 19:00 | 9.2765 | 30
2022-03-31 19:30 | 19:30 | 8.9257 | 30
2022-03-31 20:00 | 20:00 | 8.9467 | 30
2022-03-31 20:30 | 20:30 | 8.7101 | 30
2022-03-31 21:00 | 21:00 | 8.1305 | 30
2022-03-31 21:30 | 21:30 | 7.902 | 30
2022-03-31 22:00 | 22:00 | 7.2726 | 30
2022-03-31 22:30 | 22:30 | 6.6186 | 30
2022-03-31 23:00 | 23:00 | 6.5186 | 30
2022-03-31 23:30 | 23:30 | 6.2678 | 30
2022-04-01 | 0:00 | 5.8307 | 30
2022-04-01 00:30 | 0:30 | 5.5658 | 30
2022-04-01 01:00 | 1:00 | 5.4849 | 30
2022-04-01 01:30 | 1:30 | 5.3593 | 30
2022-04-01 02:00 | 2:00 | 5.1178 | 30
2022-04-01 02:30 | 2:30 | 5.1629 | 30
2022-04-01 03:00 | 3:00 | 5.004 | 30
2022-04-01 03:30 | 3:30 | 5.0514 | 30
2022-04-01 04:00 | 4:00 | 4.9987 | 30
2022-04-01 04:30 | 4:30 | 5.1493 | 30
2022-04-01 05:00 | 5:00 | 5.2783 | 30
2022-04-01 05:30 | 5:30 | 5.406 | 30
2022-04-01 06:00 | 6:00 | 5.7205 | 30
2022-04-01 06:30 | 6:30 | 5.39 | 30
2022-04-01 07:00 | 7:00 | 4.6639 | 30
2022-04-01 07:30 | 7:30 | 3.4718 | 30
2022-04-01 08:00 | 8:00 | 2.0485 | 30
2022-04-01 08:30 | 8:30 | 1.1248 | 30
2022-04-01 09:00 | 9:00 | 0.99609 | 30
2022-04-01 09:30 | 9:30 | 1.5969 | 30
2022-04-01 10:00 | 10:00 | 2.1124 | 30
2022-04-01 10:30 | 10:30 | 2.4555 | 30
2022-04-01 11:00 | 11:00 | 2.813 | 30
2022-04-01 11:30 | 11:30 | 2.7898 | 30
2022-04-01 12:00 | 12:00 | 2.286 | 30
2022-04-01 12:30 | 12:30 | 1.7673 | 30
2022-04-01 13:00 | 13:00 | 1.2012 | 30
2022-04-01 13:30 | 13:30 | 0.94113 | 30
2022-04-01 14:00 | 14:00 | 0.52334 | 30
2022-04-01 14:30 | 14:30 | 1.0273 | 30
2022-04-01 15:00 | 15:00 | 2.3788 | 30
2022-04-01 15:30 | 15:30 | 4.272 | 30
2022-04-01 16:00 | 16:00 | 6.9337 | 30
2022-04-01 16:30 | 16:30 | 8.4163 | 30
2022-04-01 17:00 | 17:00 | 8.6184 | 30
2022-04-01 17:30 | 17:30 | 9.167 | 30
2022-04-01 18:00 | 18:00 | 9.4803 | 30
2022-04-01 18:30 | 18:30 | 9.4364 | 30
2022-04-01 19:00 | 19:00 | 9.1323 | 30
2022-04-01 19:30 | 19:30 | 8.7695 | 30
2022-04-01 20:00 | 20:00 | 8.5852 | 30
2022-04-01 20:30 | 20:30 | 8.1903 | 30
2022-04-01 21:00 | 21:00 | 7.8784 | 30
2022-04-01 21:30 | 21:30 | 7.5776 | 30
2022-04-01 22:00 | 22:00 | 6.9389 | 30
2022-04-01 22:30 | 22:30 | 6.3633 | 30
2022-04-01 23:00 | 23:00 | 6.5 | 30
2022-04-01 23:30 | 23:30 | 6.1626 | 30
2022-04-02 | 0:00 | 5.6379 | 30
2022-04-02 00:30 | 0:30 | 5.4886 | 30
2022-04-02 01:00 | 1:00 | 5.4271 | 30
2022-04-02 01:30 | 1:30 | 5.1371 | 30
2022-04-02 02:00 | 2:00 | 4.9567 | 30
2022-04-02 02:30 | 2:30 | 4.9017 | 30
2022-04-02 03:00 | 3:00 | 4.7466 | 30
2022-04-02 03:30 | 3:30 | 4.6472 | 30
2022-04-02 04:00 | 4:00 | 4.8281 | 30
2022-04-02 04:30 | 4:30 | 5.1838 | 30
2022-04-02 05:00 | 5:00 | 5.2095 | 30
2022-04-02 05:30 | 5:30 | 5.3384 | 30
2022-04-02 06:00 | 6:00 | 5.385 | 30
2022-04-02 06:30 | 6:30 | 4.6543 | 30
2022-04-02 07:00 | 7:00 | 4.8838 | 30
2022-04-02 07:30 | 7:30 | 4.2815 | 30
2022-04-02 08:00 | 8:00 | 2.2375 | 30
2022-04-02 08:30 | 8:30 | 1.2646 | 30
2022-04-02 09:00 | 9:00 | 0.79759 | 30
2022-04-02 09:30 | 9:30 | 1.0392 | 30
2022-04-02 10:00 | 10:00 | 0.92257 | 30
2022-04-02 10:30 | 10:30 | 0.76622 | 30
2022-04-02 11:00 | 11:00 | 0.95212 | 30
2022-04-02 11:30 | 11:30 | 0.80703 | 30
2022-04-02 12:00 | 12:00 | 1.1575 | 30
2022-04-02 12:30 | 12:30 | 1.2913 | 30
2022-04-02 13:00 | 13:00 | 1.3371 | 30
2022-04-02 13:30 | 13:30 | 3.2294 | 30
2022-04-02 14:00 | 14:00 | 2.9954 | 30
2022-04-02 14:30 | 14:30 | 3.0893 | 30
2022-04-02 15:00 | 15:00 | 3.5566 | 30
2022-04-02 15:30 | 15:30 | 4.9082 | 30
2022-04-02 16:00 | 16:00 | 6.8316 | 30
2022-04-02 16:30 | 16:30 | 7.8328 | 30
2022-04-02 17:00 | 17:00 | 8.8177 | 30
2022-04-02 17:30 | 17:30 | 9.4654 | 30
2022-04-02 18:00 | 18:00 | 10.0138 | 30
2022-04-02 18:30 | 18:30 | 9.7177 | 30
2022-04-02 19:00 | 19:00 | 9.1147 | 30
2022-04-02 19:30 | 19:30 | 8.6856 | 30
2022-04-02 20:00 | 20:00 | 8.5852 | 30
2022-04-02 20:30 | 20:30 | 8.1986 | 30
2022-04-02 21:00 | 21:00 | 7.8659 | 30
2022-04-02 21:30 | 21:30 | 7.6021 | 30
2022-04-02 22:00 | 22:00 | 7.133 | 30
2022-04-02 22:30 | 22:30 | 6.6814 | 30
2022-04-02 23:00 | 23:00 | 6.6609 | 30
2022-04-02 23:30 | 23:30 | 6.5709 | 30
2022-04-03 | 0:00 | 6.0871 | 30
2022-04-03 00:30 | 0:30 | 5.8924 | 30
2022-04-03 01:00 | 1:00 | 5.8309 | 30
2022-04-03 01:30 | 1:30 | 5.6148 | 30
2022-04-03 02:00 | 2:00 | 5.4134 | 30
2022-04-03 02:30 | 2:30 | 5.1643 | 30
2022-04-03 03:00 | 3:00 | 4.975 | 30
2022-04-03 03:30 | 3:30 | 4.7875 | 30
2022-04-03 04:00 | 4:00 | 4.7901 | 30
2022-04-03 04:30 | 4:30 | 4.7798 | 30
2022-04-03 05:00 | 5:00 | 4.9006 | 30
2022-04-03 05:30 | 5:30 | 4.8865 | 30
2022-04-03 06:00 | 6:00 | 4.9215 | 30
2022-04-03 06:30 | 6:30 | 4.2537 | 30
2022-04-03 07:00 | 7:00 | 3.4719 | 30
2022-04-03 07:30 | 7:30 | 3.3544 | 30
2022-04-03 08:00 | 8:00 | 2.8431 | 30
2022-04-03 08:30 | 8:30 | 1.701 | 30
2022-04-03 09:00 | 9:00 | 1.5303 | 30
2022-04-03 09:30 | 9:30 | 1.8555 | 30
2022-04-03 10:00 | 10:00 | 1.7891 | 30
2022-04-03 10:30 | 10:30 | 1.1289 | 30
2022-04-03 11:00 | 11:00 | 1.5896 | 30
2022-04-03 11:30 | 11:30 | 1.2485 | 30
2022-04-03 12:00 | 12:00 | 1.4252 | 30
2022-04-03 12:30 | 12:30 | 2.0062 | 30
2022-04-03 13:00 | 13:00 | 2.6594 | 30
2022-04-03 13:30 | 13:30 | 2.6321 | 30
2022-04-03 14:00 | 14:00 | 3.0479 | 30
2022-04-03 14:30 | 14:30 | 3.8079 | 30
2022-04-03 15:00 | 15:00 | 5.3594 | 30
2022-04-03 15:30 | 15:30 | 6.8999 | 30
2022-04-03 16:00 | 16:00 | 8.4087 | 30
2022-04-03 16:30 | 16:30 | 9.6692 | 30
2022-04-03 17:00 | 17:00 | 10.6574 | 30
2022-04-03 17:30 | 17:30 | 11.2144 | 30
2022-04-03 18:00 | 18:00 | 11.5498 | 30
2022-04-03 18:30 | 18:30 | 11.2673 | 30
2022-04-03 19:00 | 19:00 | 10.5434 | 30
2022-04-03 19:30 | 19:30 | 9.6129 | 30
2022-04-03 20:00 | 20:00 | 9.1579 | 30
2022-04-03 20:30 | 20:30 | 8.7679 | 30
2022-04-03 21:00 | 21:00 | 8.3128 | 30
2022-04-03 21:30 | 21:30 | 7.804 | 30
2022-04-03 22:00 | 22:00 | 7.1917 | 30
2022-04-03 22:30 | 22:30 | 6.6481 | 30
2022-04-03 23:00 | 23:00 | 6.5435 | 30
2022-04-03 23:30 | 23:30 | 6.2651 | 30
2022-04-04 | 0:00 | 5.6369 | 30
2022-04-04 00:30 | 0:30 | 5.3991 | 30
2022-04-04 01:00 | 1:00 | 5.4265 | 30
2022-04-04 01:30 | 1:30 | 5.2036 | 30
2022-04-04 02:00 | 2:00 | 4.9522 | 30
2022-04-04 02:30 | 2:30 | 4.8651 | 30
2022-04-04 03:00 | 3:00 | 4.6924 | 30
2022-04-04 03:30 | 3:30 | 4.6608 | 30
2022-04-04 04:00 | 4:00 | 5.0816 | 30
2022-04-04 04:30 | 4:30 | 5.2017 | 30
2022-04-04 05:00 | 5:00 | 5.6811 | 30
2022-04-04 05:30 | 5:30 | 5.9097 | 30
2022-04-04 06:00 | 6:00 | 6.0026 | 30
2022-04-04 06:30 | 6:30 | 6.1853 | 30
2022-04-04 07:00 | 7:00 | 6.7038 | 30
2022-04-04 07:30 | 7:30 | 6.9134 | 30
2022-04-04 08:00 | 8:00 | 6.6941 | 30
2022-04-04 08:30 | 8:30 | 5.9213 | 30
2022-04-04 09:00 | 9:00 | 4.6584 | 30
2022-04-04 09:30 | 9:30 | 3.1927 | 30
2022-04-04 10:00 | 10:00 | 1.7874 | 30
2022-04-04 10:30 | 10:30 | 2.005 | 30
2022-04-04 11:00 | 11:00 | 2.0992 | 30
2022-04-04 11:30 | 11:30 | 1.3602 | 30
2022-04-04 12:00 | 12:00 | 1.5235 | 30
2022-04-04 12:30 | 12:30 | 1.1359 | 30
2022-04-04 13:00 | 13:00 | 0.70594 | 30
2022-04-04 13:30 | 13:30 | 0.75755 | 30
2022-04-04 14:00 | 14:00 | 1.9374 | 30
2022-04-04 14:30 | 14:30 | 2.712 | 30
2022-04-04 15:00 | 15:00 | 4.1616 | 30
2022-04-04 15:30 | 15:30 | 5.2336 | 30
2022-04-04 16:00 | 16:00 | 7.0039 | 30
2022-04-04 16:30 | 16:30 | 8.6342 | 30
2022-04-04 17:00 | 17:00 | 9.8057 | 30
2022-04-04 17:30 | 17:30 | 10.691 | 30
2022-04-04 18:00 | 18:00 | 11.2394 | 30
2022-04-04 18:30 | 18:30 | 11.1342 | 30
2022-04-04 19:00 | 19:00 | 10.554 | 30
2022-04-04 19:30 | 19:30 | 9.9412 | 30
2022-04-04 20:00 | 20:00 | 9.9815 | 30
2022-04-04 20:30 | 20:30 | 9.5861 | 30
2022-04-04 21:00 | 21:00 | 9.0241 | 30
2022-04-04 21:30 | 21:30 | 8.6698 | 30
2022-04-04 22:00 | 22:00 | 7.9938 | 30
2022-04-04 22:30 | 22:30 | 7.4004 | 30
2022-04-04 23:00 | 23:00 | 7.109 | 30
2022-04-04 23:30 | 23:30 | 6.5207 | 30
2022-04-05 | 0:00 | 6.2112 | 30
2022-04-05 00:30 | 0:30 | 5.9698 | 30
2022-04-05 01:00 | 1:00 | 5.9608 | 30
2022-04-05 01:30 | 1:30 | 5.7396 | 30
2022-04-05 02:00 | 2:00 | 5.5282 | 30
2022-04-05 02:30 | 2:30 | 5.1006 | 30
2022-04-05 03:00 | 3:00 | 4.9155 | 30
2022-04-05 03:30 | 3:30 | 4.8835 | 30
2022-04-05 04:00 | 4:00 | 4.9153 | 30
2022-04-05 04:30 | 4:30 | 5.0376 | 30
2022-04-05 05:00 | 5:00 | 5.429 | 30
2022-04-05 05:30 | 5:30 | 5.575 | 30
2022-04-05 06:00 | 6:00 | 5.7826 | 30
2022-04-05 06:30 | 6:30 | 5.1151 | 30
2022-04-05 07:00 | 7:00 | 4.2421 | 30
2022-04-05 07:30 | 7:30 | 3.3413 | 30
2022-04-05 08:00 | 8:00 | 2.1699 | 30
2022-04-05 08:30 | 8:30 | 1.1209 | 30
2022-04-05 09:00 | 9:00 | 0.76685 | 30
2022-04-05 09:30 | 9:30 | 0.94379 | 30
2022-04-05 10:00 | 10:00 | 1.3373 | 30
2022-04-05 10:30 | 10:30 | 1.5983 | 30
2022-04-05 11:00 | 11:00 | 1.5713 | 30
2022-04-05 11:30 | 11:30 | 1.3631 | 30
2022-04-05 12:00 | 12:00 | 0.79304 | 30
2022-04-05 12:30 | 12:30 | 0.27479 | 30
2022-04-05 13:00 | 13:00 | 0.69873 | 30
2022-04-05 13:30 | 13:30 | 1.3142 | 30
2022-04-05 14:00 | 14:00 | 2.1137 | 30
2022-04-05 14:30 | 14:30 | 2.9477 | 30
2022-04-05 15:00 | 15:00 | 5.106 | 30
2022-04-05 15:30 | 15:30 | 7.5821 | 30
2022-04-05 16:00 | 16:00 | 9.0378 | 30
2022-04-05 16:30 | 16:30 | 9.4619 | 30
2022-04-05 17:00 | 17:00 | 9.9345 | 30
2022-04-05 17:30 | 17:30 | 10.4225 | 30
2022-04-05 18:00 | 18:00 | 10.7707 | 30
2022-04-05 18:30 | 18:30 | 10.0685 | 30
2022-04-05 19:00 | 19:00 | 9.5667 | 30
2022-04-05 19:30 | 19:30 | 9.2633 | 30
2022-04-05 20:00 | 20:00 | 9.0284 | 30
2022-04-05 20:30 | 20:30 | 8.5927 | 30
2022-04-05 21:00 | 21:00 | 8.0204 | 30
2022-04-05 21:30 | 21:30 | 7.6327 | 30
2022-04-05 22:00 | 22:00 | 7.0121 | 30
2022-04-05 22:30 | 22:30 | 6.1084 | 30
2022-04-05 23:00 | 23:00 | 6.0347 | 30
2022-04-05 23:30 | 23:30 | 5.7671 | 30
2022-04-06 | 0:00 | 5.3472 | 30
2022-04-06 00:30 | 0:30 | 5.2087 | 30
2022-04-06 01:00 | 1:00 | 5.0305 | 30
2022-04-06 01:30 | 1:30 | 5.1521 | 30
2022-04-06 02:00 | 2:00 | 4.9065 | 30
2022-04-06 02:30 | 2:30 | 4.6897 | 30
2022-04-06 03:00 | 3:00 | 4.5979 | 30
2022-04-06 03:30 | 3:30 | 4.6094 | 30
2022-04-06 04:00 | 4:00 | 4.572 | 30
2022-04-06 04:30 | 4:30 | 5.0263 | 30
2022-04-06 05:00 | 5:00 | 6.1205 | 30
2022-04-06 05:30 | 5:30 | 5.7107 | 30
2022-04-06 06:00 | 6:00 | 5.8309 | 30
2022-04-06 06:30 | 6:30 | 5.0249 | 30
2022-04-06 07:00 | 7:00 | 4.2774 | 30
2022-04-06 07:30 | 7:30 | 3.7842 | 30
2022-04-06 08:00 | 8:00 | 2.9932 | 30
2022-04-06 08:30 | 8:30 | 2.906 | 30
2022-04-06 09:00 | 9:00 | 1.6018 | 30
2022-04-06 09:30 | 9:30 | 1.2406 | 30
2022-04-06 10:00 | 10:00 | 1.1848 | 30
2022-04-06 10:30 | 10:30 | 0.6299 | 30
2022-04-06 11:00 | 11:00 | 1.03 | 30
2022-04-06 11:30 | 11:30 | 1.3802 | 30
2022-04-06 12:00 | 12:00 | 1.0798 | 30
2022-04-06 12:30 | 12:30 | 1.1442 | 30
2022-04-06 13:00 | 13:00 | 1.359 | 30
2022-04-06 13:30 | 13:30 | 0.66925 | 30
2022-04-06 14:00 | 14:00 | 1.0752 | 30
2022-04-06 14:30 | 14:30 | 1.6068 | 30
2022-04-06 15:00 | 15:00 | 2.9494 | 30
2022-04-06 15:30 | 15:30 | 5.1928 | 30
2022-04-06 16:00 | 16:00 | 6.4138 | 30
2022-04-06 16:30 | 16:30 | 7.3733 | 30
2022-04-06 17:00 | 17:00 | 8.6154 | 30
2022-04-06 17:30 | 17:30 | 9.4043 | 30
2022-04-06 18:00 | 18:00 | 9.813 | 30
2022-04-06 18:30 | 18:30 | 9.8355 | 30
2022-04-06 19:00 | 19:00 | 9.66 | 30
2022-04-06 19:30 | 19:30 | 9.4029 | 30
2022-04-06 20:00 | 20:00 | 8.9744 | 30
2022-04-06 20:30 | 20:30 | 9.1774 | 30
2022-04-06 21:00 | 21:00 | 9.2628 | 30
2022-04-06 21:30 | 21:30 | 8.7543 | 30
2022-04-06 22:00 | 22:00 | 8.1699 | 30
2022-04-06 22:30 | 22:30 | 7.5611 | 30
2022-04-06 23:00 | 23:00 | 6.6393 | 30
2022-04-06 23:30 | 23:30 | 6.2861 | 30
2022-04-07 | 0:00 | 5.7644 | 30
2022-04-07 00:30 | 0:30 | 5.5666 | 30
2022-04-07 01:00 | 1:00 | 5.58 | 30
2022-04-07 01:30 | 1:30 | 5.4064 | 30
2022-04-07 02:00 | 2:00 | 5.1915 | 30
2022-04-07 02:30 | 2:30 | 5.0367 | 30
2022-04-07 03:00 | 3:00 | 4.9702 | 30
2022-04-07 03:30 | 3:30 | 5.0102 | 30
2022-04-07 04:00 | 4:00 | 5.0326 | 30
2022-04-07 04:30 | 4:30 | 5.3115 | 30
2022-04-07 05:00 | 5:00 | 6.3541 | 30
2022-04-07 05:30 | 5:30 | 6.733 | 30
2022-04-07 06:00 | 6:00 | 6.8737 | 30
2022-04-07 06:30 | 6:30 | 6.743 | 30
2022-04-07 07:00 | 7:00 | 5.8655 | 30
2022-04-07 07:30 | 7:30 | 4.3577 | 30
2022-04-07 08:00 | 8:00 | 3.2162 | 30
2022-04-07 08:30 | 8:30 | 2.0596 | 30
2022-04-07 09:00 | 9:00 | 0.89383 | 30
2022-04-07 09:30 | 9:30 | 1.0999 | 30
2022-04-07 10:00 | 10:00 | 0.66436 | 30
2022-04-07 10:30 | 10:30 | 1.3649 | 30
2022-04-07 11:00 | 11:00 | 1.1828 | 30
2022-04-07 11:30 | 11:30 | 1.6596 | 30
2022-04-07 12:00 | 12:00 | 1.5024 | 30
2022-04-07 12:30 | 12:30 | 1.6683 | 30
2022-04-07 13:00 | 13:00 | 1.1386 | 30
2022-04-07 13:30 | 13:30 | 0.49358 | 30
2022-04-07 14:00 | 14:00 | 1.2878 | 30
2022-04-07 14:30 | 14:30 | 1.5449 | 30
2022-04-07 15:00 | 15:00 | 3.5933 | 30
2022-04-07 15:30 | 15:30 | 4.5699 | 30
2022-04-07 16:00 | 16:00 | 6.7081 | 30
2022-04-07 16:30 | 16:30 | 7.9544 | 30
2022-04-07 17:00 | 17:00 | 8.6019 | 30
2022-04-07 17:30 | 17:30 | 9.1365 | 30
2022-04-07 18:00 | 18:00 | 9.8816 | 30
2022-04-07 18:30 | 18:30 | 9.6132 | 30
2022-04-07 19:00 | 19:00 | 9.0862 | 30
2022-04-07 19:30 | 19:30 | 8.7327 | 30
2022-04-07 20:00 | 20:00 | 8.4948 | 30
2022-04-07 20:30 | 20:30 | 8.2403 | 30
2022-04-07 21:00 | 21:00 | 7.7747 | 30
2022-04-07 21:30 | 21:30 | 7.5343 | 30
2022-04-07 22:00 | 22:00 | 6.866 | 30
2022-04-07 22:30 | 22:30 | 6.3008 | 30
2022-04-07 23:00 | 23:00 | 6.3012 | 30
2022-04-07 23:30 | 23:30 | 5.9997 | 30
2022-04-08 | 0:00 | 5.5215 | 30
2022-04-08 00:30 | 0:30 | 5.4567 | 30
2022-04-08 01:00 | 1:00 | 5.3722 | 30
2022-04-08 01:30 | 1:30 | 5.1478 | 30
2022-04-08 02:00 | 2:00 | 4.8785 | 30
2022-04-08 02:30 | 2:30 | 4.7919 | 30
2022-04-08 03:00 | 3:00 | 4.7456 | 30
2022-04-08 03:30 | 3:30 | 4.6851 | 30
2022-04-08 04:00 | 4:00 | 5.7952 | 30
2022-04-08 04:30 | 4:30 | 6.2917 | 30
2022-04-08 05:00 | 5:00 | 6.6687 | 30
2022-04-08 05:30 | 5:30 | 6.3562 | 30
2022-04-08 06:00 | 6:00 | 6.664 | 30
2022-04-08 06:30 | 6:30 | 5.6937 | 30
2022-04-08 07:00 | 7:00 | 4.5921 | 30
2022-04-08 07:30 | 7:30 | 3.4831 | 30
2022-04-08 08:00 | 8:00 | 2.4488 | 30
2022-04-08 08:30 | 8:30 | 1.5668 | 30
2022-04-08 09:00 | 9:00 | 1.2493 | 30
2022-04-08 09:30 | 9:30 | 1.0997 | 30
2022-04-08 10:00 | 10:00 | 0.76034 | 30
2022-04-08 10:30 | 10:30 | 0.74742 | 30
2022-04-08 11:00 | 11:00 | 1.0012 | 30
2022-04-08 11:30 | 11:30 | 1.1576 | 30
2022-04-08 12:00 | 12:00 | 1.3651 | 30
2022-04-08 12:30 | 12:30 | 0.89468 | 30
2022-04-08 13:00 | 13:00 | 0.78524 | 30
2022-04-08 13:30 | 13:30 | 0.69983 | 30
2022-04-08 14:00 | 14:00 | 1.4719 | 30
2022-04-08 14:30 | 14:30 | 3.3506 | 30
2022-04-08 15:00 | 15:00 | 2.8738 | 30
2022-04-08 15:30 | 15:30 | 4.3525 | 30
2022-04-08 16:00 | 16:00 | 5.9292 | 30
2022-04-08 16:30 | 16:30 | 7.172 | 30
2022-04-08 17:00 | 17:00 | 8.0987 | 30
2022-04-08 17:30 | 17:30 | 8.929 | 30
2022-04-08 18:00 | 18:00 | 9.4232 | 30
2022-04-08 18:30 | 18:30 | 9.3167 | 30
2022-04-08 19:00 | 19:00 | 8.8413 | 30
2022-04-08 19:30 | 19:30 | 8.4429 | 30
2022-04-08 20:00 | 20:00 | 8.3866 | 30
2022-04-08 20:30 | 20:30 | 8.2479 | 30
2022-04-08 21:00 | 21:00 | 7.8231 | 30
2022-04-08 21:30 | 21:30 | 7.3928 | 30
2022-04-08 22:00 | 22:00 | 7.1122 | 30
2022-04-08 22:30 | 22:30 | 6.5919 | 30
2022-04-08 23:00 | 23:00 | 6.5691 | 30
2022-04-08 23:30 | 23:30 | 6.3591 | 30
2022-04-09 | 0:00 | 5.803 | 30
2022-04-09 00:30 | 0:30 | 5.6399 | 30
2022-04-09 01:00 | 1:00 | 5.555 | 30
2022-04-09 01:30 | 1:30 | 5.2532 | 30
2022-04-09 02:00 | 2:00 | 5.0179 | 30
2022-04-09 02:30 | 2:30 | 4.8709 | 30
2022-04-09 03:00 | 3:00 | 4.7526 | 30
2022-04-09 03:30 | 3:30 | 4.7361 | 30
2022-04-09 04:00 | 4:00 | 4.7237 | 30
2022-04-09 04:30 | 4:30 | 4.8072 | 30
2022-04-09 05:00 | 5:00 | 4.8737 | 30
2022-04-09 05:30 | 5:30 | 4.9502 | 30
2022-04-09 06:00 | 6:00 | 5.0251 | 30
2022-04-09 06:30 | 6:30 | 5.1006 | 30
2022-04-09 07:00 | 7:00 | 5.1689 | 30
2022-04-09 07:30 | 7:30 | 4.2543 | 30
2022-04-09 08:00 | 8:00 | 2.6233 | 30
2022-04-09 08:30 | 8:30 | 2.8189 | 30
2022-04-09 09:00 | 9:00 | 3.2285 | 30
2022-04-09 09:30 | 9:30 | 1.7139 | 30
2022-04-09 10:00 | 10:00 | 2.7491 | 30
2022-04-09 10:30 | 10:30 | 1.9626 | 30
2022-04-09 11:00 | 11:00 | 4.6279 | 30
2022-04-09 11:30 | 11:30 | 5.7226 | 30
2022-04-09 12:00 | 12:00 | 5.4115 | 30
2022-04-09 12:30 | 12:30 | 3.9759 | 30
2022-04-09 13:00 | 13:00 | 3.9808 | 30
2022-04-09 13:30 | 13:30 | 2.9142 | 30
2022-04-09 14:00 | 14:00 | 5.37 | 30
2022-04-09 14:30 | 14:30 | 5.377 | 30
2022-04-09 15:00 | 15:00 | 5.4102 | 30
2022-04-09 15:30 | 15:30 | 5.6817 | 30
2022-04-09 16:00 | 16:00 | 6.6892 | 30
2022-04-09 16:30 | 16:30 | 7.4931 | 30
2022-04-09 17:00 | 17:00 | 8.6067 | 30
2022-04-09 17:30 | 17:30 | 9.4566 | 30
2022-04-09 18:00 | 18:00 | 9.8829 | 30
2022-04-09 18:30 | 18:30 | 9.6427 | 30
2022-04-09 19:00 | 19:00 | 9.2194 | 30
2022-04-09 19:30 | 19:30 | 8.8958 | 30
2022-04-09 20:00 | 20:00 | 8.8555 | 30
2022-04-09 20:30 | 20:30 | 8.5691 | 30
2022-04-09 21:00 | 21:00 | 8.0828 | 30
2022-04-09 21:30 | 21:30 | 7.8291 | 30
2022-04-09 22:00 | 22:00 | 7.4002 | 30
2022-04-09 22:30 | 22:30 | 6.6947 | 30
2022-04-09 23:00 | 23:00 | 6.6936 | 30
2022-04-09 23:30 | 23:30 | 6.5447 | 30
2022-04-10 | 0:00 | 6.1472 | 30
2022-04-10 00:30 | 0:30 | 5.9246 | 30
2022-04-10 01:00 | 1:00 | 6.0282 | 30
2022-04-10 01:30 | 1:30 | 5.7637 | 30
2022-04-10 02:00 | 2:00 | 5.5731 | 30
2022-04-10 02:30 | 2:30 | 5.3255 | 30
2022-04-10 03:00 | 3:00 | 5.1308 | 30
2022-04-10 03:30 | 3:30 | 4.7294 | 30
2022-04-10 04:00 | 4:00 | 4.7158 | 30
2022-04-10 04:30 | 4:30 | 4.7227 | 30
2022-04-10 05:00 | 5:00 | 4.833 | 30
2022-04-10 05:30 | 5:30 | 4.8484 | 30
2022-04-10 06:00 | 6:00 | 5.0063 | 30
2022-04-10 06:30 | 6:30 | 4.6545 | 30
2022-04-10 07:00 | 7:00 | 4.1303 | 30
2022-04-10 07:30 | 7:30 | 3.3683 | 30
2022-04-10 08:00 | 8:00 | 2.3485 | 30
2022-04-10 08:30 | 8:30 | 1.6061 | 30
2022-04-10 09:00 | 9:00 | 0.86541 | 30
2022-04-10 09:30 | 9:30 | 0.93301 | 30
2022-04-10 10:00 | 10:00 | 0.72173 | 30
2022-04-10 10:30 | 10:30 | 1.2015 | 30
2022-04-10 11:00 | 11:00 | 0.78958 | 30
2022-04-10 11:30 | 11:30 | 0.94844 | 30
2022-04-10 12:00 | 12:00 | 0.96378 | 30
2022-04-10 12:30 | 12:30 | 0.95493 | 30
2022-04-10 13:00 | 13:00 | 1.0369 | 30
2022-04-10 13:30 | 13:30 | 2.8411 | 30
2022-04-10 14:00 | 14:00 | 2.1884 | 30
2022-04-10 14:30 | 14:30 | 3.1753 | 30
2022-04-10 15:00 | 15:00 | 4.9433 | 30
2022-04-10 15:30 | 15:30 | 6.2192 | 30
2022-04-10 16:00 | 16:00 | 6.8125 | 30
2022-04-10 16:30 | 16:30 | 7.9414 | 30
2022-04-10 17:00 | 17:00 | 9.1794 | 30
2022-04-10 17:30 | 17:30 | 10.1237 | 30
2022-04-10 18:00 | 18:00 | 10.4481 | 30
2022-04-10 18:30 | 18:30 | 10.0732 | 30
2022-04-10 19:00 | 19:00 | 9.4795 | 30
2022-04-10 19:30 | 19:30 | 9.0001 | 30
2022-04-10 20:00 | 20:00 | 8.6746 | 30
2022-04-10 20:30 | 20:30 | 8.1914 | 30
2022-04-10 21:00 | 21:00 | 7.7106 | 30
2022-04-10 21:30 | 21:30 | 7.3101 | 30
2022-04-10 22:00 | 22:00 | 6.7682 | 30
2022-04-10 22:30 | 22:30 | 6.1349 | 30
2022-04-10 23:00 | 23:00 | 6.1371 | 30
2022-04-10 23:30 | 23:30 | 5.9149 | 30
2022-04-11 | 0:00 | 5.5072 | 30
2022-04-11 00:30 | 0:30 | 5.2524 | 30
2022-04-11 01:00 | 1:00 | 5.2826 | 30
2022-04-11 01:30 | 1:30 | 5.1177 | 30
2022-04-11 02:00 | 2:00 | 5.0559 | 30
2022-04-11 02:30 | 2:30 | 5.1508 | 30
2022-04-11 03:00 | 3:00 | 5.0764 | 30
2022-04-11 03:30 | 3:30 | 5.0101 | 30
2022-04-11 04:00 | 4:00 | 5.0897 | 30
2022-04-11 04:30 | 4:30 | 5.2384 | 30
2022-04-11 05:00 | 5:00 | 5.4702 | 30
2022-04-11 05:30 | 5:30 | 5.6545 | 30
2022-04-11 06:00 | 6:00 | 5.9181 | 30
2022-04-11 06:30 | 6:30 | 5.8728 | 30
2022-04-11 07:00 | 7:00 | 5.7987 | 30
2022-04-11 07:30 | 7:30 | 4.7201 | 30
2022-04-11 08:00 | 8:00 | 3.5574 | 30
2022-04-11 08:30 | 8:30 | 2.3584 | 30
2022-04-11 09:00 | 9:00 | 1.285 | 30
2022-04-11 09:30 | 9:30 | 0.37798 | 30
2022-04-11 10:00 | 10:00 | 0.57821 | 30
2022-04-11 10:30 | 10:30 | 1.3915 | 30
2022-04-11 11:00 | 11:00 | 0.86768 | 30
2022-04-11 11:30 | 11:30 | 0.71209 | 30
2022-04-11 12:00 | 12:00 | 0.54209 | 30
2022-04-11 12:30 | 12:30 | 0.96891 | 30
2022-04-11 13:00 | 13:00 | 1.1035 | 30
2022-04-11 13:30 | 13:30 | 2.3157 | 30
2022-04-11 14:00 | 14:00 | 3.1559 | 30
2022-04-11 14:30 | 14:30 | 4.4705 | 30
2022-04-11 15:00 | 15:00 | 5.4576 | 30
2022-04-11 15:30 | 15:30 | 5.725 | 30
2022-04-11 16:00 | 16:00 | 7.1259 | 30
2022-04-11 16:30 | 16:30 | 8.6182 | 30
2022-04-11 17:00 | 17:00 | 9.6832 | 30
2022-04-11 17:30 | 17:30 | 10.3414 | 30
2022-04-11 18:00 | 18:00 | 10.7987 | 30
2022-04-11 18:30 | 18:30 | 10.5149 | 30
2022-04-11 19:00 | 19:00 | 9.9301 | 30
2022-04-11 19:30 | 19:30 | 9.3268 | 30
2022-04-11 20:00 | 20:00 | 9.0144 | 30
2022-04-11 20:30 | 20:30 | 8.617 | 30
2022-04-11 21:00 | 21:00 | 7.9847 | 30
2022-04-11 21:30 | 21:30 | 7.6008 | 30
2022-04-11 22:00 | 22:00 | 6.9802 | 30
2022-04-11 22:30 | 22:30 | 6.378 | 30
2022-04-11 23:00 | 23:00 | 6.4377 | 30
2022-04-11 23:30 | 23:30 | 6.1295 | 30
2022-04-12 | 0:00 | 5.6436 | 30
2022-04-12 00:30 | 0:30 | 5.5173 | 30
2022-04-12 01:00 | 1:00 | 5.5813 | 30
2022-04-12 01:30 | 1:30 | 5.2714 | 30
2022-04-12 02:00 | 2:00 | 5.0854 | 30
2022-04-12 02:30 | 2:30 | 4.7326 | 30
2022-04-12 03:00 | 3:00 | 4.6792 | 30
2022-04-12 03:30 | 3:30 | 4.6051 | 30
2022-04-12 04:00 | 4:00 | 4.6114 | 30
2022-04-12 04:30 | 4:30 | 4.7375 | 30
2022-04-12 05:00 | 5:00 | 5.0819 | 30
2022-04-12 05:30 | 5:30 | 5.1122 | 30
2022-04-12 06:00 | 6:00 | 5.6257 | 30
2022-04-12 06:30 | 6:30 | 5.5667 | 30
2022-04-12 07:00 | 7:00 | 4.3294 | 30
2022-04-12 07:30 | 7:30 | 4.2779 | 30
2022-04-12 08:00 | 8:00 | 2.7643 | 30
2022-04-12 08:30 | 8:30 | 1.4126 | 30
2022-04-12 09:00 | 9:00 | 0.71806 | 30
2022-04-12 09:30 | 9:30 | 1.0872 | 30
2022-04-12 10:00 | 10:00 | 0.83919 | 30
2022-04-12 10:30 | 10:30 | 0.77837 | 30
2022-04-12 11:00 | 11:00 | 1.3367 | 30
2022-04-12 11:30 | 11:30 | 1.0607 | 30
2022-04-12 12:00 | 12:00 | 0.68569 | 30
2022-04-12 12:30 | 12:30 | 1.7822 | 30
2022-04-12 13:00 | 13:00 | 3.9258 | 30
2022-04-12 13:30 | 13:30 | 2.1651 | 30
2022-04-12 14:00 | 14:00 | 3.252 | 30
2022-04-12 14:30 | 14:30 | 6.2391 | 30
2022-04-12 15:00 | 15:00 | 8.1431 | 30
2022-04-12 15:30 | 15:30 | 5.2597 | 30
2022-04-12 16:00 | 16:00 | 6.2495 | 30
2022-04-12 16:30 | 16:30 | 8.5247 | 30
2022-04-12 17:00 | 17:00 | 9.2275 | 30
2022-04-12 17:30 | 17:30 | 9.7718 | 30
2022-04-12 18:00 | 18:00 | 10.312 | 30
2022-04-12 18:30 | 18:30 | 10.1126 | 30
2022-04-12 19:00 | 19:00 | 9.6163 | 30
2022-04-12 19:30 | 19:30 | 9.1785 | 30
2022-04-12 20:00 | 20:00 | 9.0627 | 30
2022-04-12 20:30 | 20:30 | 8.6284 | 30
2022-04-12 21:00 | 21:00 | 8.0799 | 30
2022-04-12 21:30 | 21:30 | 7.6334 | 30
2022-04-12 22:00 | 22:00 | 7.0726 | 30
2022-04-12 22:30 | 22:30 | 6.7244 | 30
2022-04-12 23:00 | 23:00 | 7.263 | 30
2022-04-12 23:30 | 23:30 | 6.4867 | 30
2022-04-13 | 0:00 | 5.9843 | 30
2022-04-13 00:30 | 0:30 | 5.6029 | 30
2022-04-13 01:00 | 1:00 | 5.3493 | 30
2022-04-13 01:30 | 1:30 | 5.0822 | 30
2022-04-13 02:00 | 2:00 | 4.6842 | 30
2022-04-13 02:30 | 2:30 | 4.8734 | 30
2022-04-13 03:00 | 3:00 | 4.7034 | 30
2022-04-13 03:30 | 3:30 | 4.6865 | 30
2022-04-13 04:00 | 4:00 | 4.7909 | 30
2022-04-13 04:30 | 4:30 | 4.9633 | 30
2022-04-13 05:00 | 5:00 | 5.2418 | 30
2022-04-13 05:30 | 5:30 | 5.4489 | 30
2022-04-13 06:00 | 6:00 | 6.0917 | 30
2022-04-13 06:30 | 6:30 | 6.3196 | 30
2022-04-13 07:00 | 7:00 | 5.6637 | 30
2022-04-13 07:30 | 7:30 | 4.4992 | 30
2022-04-13 08:00 | 8:00 | 3.1369 | 30
2022-04-13 08:30 | 8:30 | 2.1005 | 30
2022-04-13 09:00 | 9:00 | 1.1531 | 30
2022-04-13 09:30 | 9:30 | 2.0353 | 30
2022-04-13 10:00 | 10:00 | 0.76636 | 30
2022-04-13 10:30 | 10:30 | 0.67848 | 30
2022-04-13 11:00 | 11:00 | 2.354 | 30
2022-04-13 11:30 | 11:30 | 2.5662 | 30
2022-04-13 12:00 | 12:00 | 3.9372 | 30
2022-04-13 12:30 | 12:30 | 1.5716 | 30
2022-04-13 13:00 | 13:00 | 2.158 | 30
2022-04-13 13:30 | 13:30 | 5.1185 | 30
2022-04-13 14:00 | 14:00 | 2.8623 | 30
2022-04-13 14:30 | 14:30 | 4.6689 | 30
2022-04-13 15:00 | 15:00 | 5.4475 | 30
2022-04-13 15:30 | 15:30 | 6.1018 | 30
2022-04-13 16:00 | 16:00 | 6.4325 | 30
2022-04-13 16:30 | 16:30 | 7.2212 | 30
2022-04-13 17:00 | 17:00 | 8.135 | 30
2022-04-13 17:30 | 17:30 | 8.9464 | 30
2022-04-13 18:00 | 18:00 | 9.4588 | 30
2022-04-13 18:30 | 18:30 | 9.1782 | 30
2022-04-13 19:00 | 19:00 | 8.5863 | 30
2022-04-13 19:30 | 19:30 | 8.3281 | 30
2022-04-13 20:00 | 20:00 | 8.1997 | 30
2022-04-13 20:30 | 20:30 | 7.9476 | 30
2022-04-13 21:00 | 21:00 | 7.4822 | 30
2022-04-13 21:30 | 21:30 | 7.1349 | 30
2022-04-13 22:00 | 22:00 | 6.5713 | 30
2022-04-13 22:30 | 22:30 | 6.0766 | 30
2022-04-13 23:00 | 23:00 | 6.0976 | 30
2022-04-13 23:30 | 23:30 | 5.8513 | 30
2022-04-14 | 0:00 | 5.4621 | 30
2022-04-14 00:30 | 0:30 | 5.2952 | 30
2022-04-14 01:00 | 1:00 | 5.2855 | 30
2022-04-14 01:30 | 1:30 | 4.9987 | 30
2022-04-14 02:00 | 2:00 | 4.5976 | 30
2022-04-14 02:30 | 2:30 | 4.6906 | 30
2022-04-14 03:00 | 3:00 | 4.6158 | 30
2022-04-14 03:30 | 3:30 | 4.6355 | 30
2022-04-14 04:00 | 4:00 | 4.6312 | 30
2022-04-14 04:30 | 4:30 | 4.8882 | 30
2022-04-14 05:00 | 5:00 | 5.1555 | 30
2022-04-14 05:30 | 5:30 | 5.3144 | 30
2022-04-14 06:00 | 6:00 | 5.5894 | 30
2022-04-14 06:30 | 6:30 | 5.4218 | 30
2022-04-14 07:00 | 7:00 | 4.9517 | 30
2022-04-14 07:30 | 7:30 | 3.9375 | 30
2022-04-14 08:00 | 8:00 | 1.9629 | 30
2022-04-14 08:30 | 8:30 | 1.0771 | 30
2022-04-14 09:00 | 9:00 | 1.2022 | 30
2022-04-14 09:30 | 9:30 | 2.0019 | 30
2022-04-14 10:00 | 10:00 | 2.4755 | 30
2022-04-14 10:30 | 10:30 | 0.94054 | 30
2022-04-14 11:00 | 11:00 | 1.4024 | 30
2022-04-14 11:30 | 11:30 | 1.3235 | 30
2022-04-14 12:00 | 12:00 | 1.5613 | 30
2022-04-14 12:30 | 12:30 | 0.95274 | 30
2022-04-14 13:00 | 13:00 | 1.6391 | 30
2022-04-14 13:30 | 13:30 | 1.0943 | 30
2022-04-14 14:00 | 14:00 | 1.9216 | 30
2022-04-14 14:30 | 14:30 | 3.3669 | 30
2022-04-14 15:00 | 15:00 | 2.3605 | 30
2022-04-14 15:30 | 15:30 | 3.9458 | 30
2022-04-14 16:00 | 16:00 | 5.3918 | 30
2022-04-14 16:30 | 16:30 | 6.9781 | 30
2022-04-14 17:00 | 17:00 | 8.1273 | 30
2022-04-14 17:30 | 17:30 | 8.9658 | 30
2022-04-14 18:00 | 18:00 | 10.1308 | 30
2022-04-14 18:30 | 18:30 | 10.0795 | 30
2022-04-14 19:00 | 19:00 | 9.1757 | 30
2022-04-14 19:30 | 19:30 | 7.5605 | 30
2022-04-14 20:00 | 20:00 | 7.6171 | 30
2022-04-14 20:30 | 20:30 | 7.8243 | 30
2022-04-14 21:00 | 21:00 | 8.7581 | 30
2022-04-14 21:30 | 21:30 | 7.2678 | 30
2022-04-14 22:00 | 22:00 | 6.3648 | 30
2022-04-14 22:30 | 22:30 | 6.2356 | 30
2022-04-14 23:00 | 23:00 | 6.6376 | 30
2022-04-14 23:30 | 23:30 | 6.107 | 30
2022-04-15 | 0:00 | 5.2061 | 30
2022-04-15 00:30 | 0:30 | 4.975 | 30
2022-04-15 01:00 | 1:00 | 4.8868 | 30
2022-04-15 01:30 | 1:30 | 4.7065 | 30
2022-04-15 02:00 | 2:00 | 4.4999 | 30
2022-04-15 02:30 | 2:30 | 4.3562 | 30
2022-04-15 03:00 | 3:00 | 4.2511 | 30
2022-04-15 03:30 | 3:30 | 4.2816 | 30
2022-04-15 04:00 | 4:00 | 4.2538 | 30
2022-04-15 04:30 | 4:30 | 4.279 | 30
2022-04-15 05:00 | 5:00 | 4.3565 | 30
2022-04-15 05:30 | 5:30 | 4.3758 | 30
2022-04-15 06:00 | 6:00 | 4.5583 | 30
2022-04-15 06:30 | 6:30 | 4.6671 | 30
2022-04-15 07:00 | 7:00 | 3.9431 | 30
2022-04-15 07:30 | 7:30 | 2.9516 | 30
2022-04-15 08:00 | 8:00 | 3.0675 | 30
2022-04-15 08:30 | 8:30 | 2.7602 | 30
2022-04-15 09:00 | 9:00 | 1.2134 | 30
2022-04-15 09:30 | 9:30 | 1.6048 | 30
2022-04-15 10:00 | 10:00 | 1.2278 | 30
2022-04-15 10:30 | 10:30 | 1.049 | 30
2022-04-15 11:00 | 11:00 | 1.0055 | 30
2022-04-15 11:30 | 11:30 | 0.91847 | 30
2022-04-15 12:00 | 12:00 | 1.8662 | 30
2022-04-15 12:30 | 12:30 | 3.8718 | 30
2022-04-15 13:00 | 13:00 | 1.2817 | 30
2022-04-15 13:30 | 13:30 | 1.3562 | 30
2022-04-15 14:00 | 14:00 | 1.8551 | 30
2022-04-15 14:30 | 14:30 | 2.0037 | 30
2022-04-15 15:00 | 15:00 | 4.2508 | 30
2022-04-15 15:30 | 15:30 | 5.164 | 30
2022-04-15 16:00 | 16:00 | 6.2639 | 30
2022-04-15 16:30 | 16:30 | 7.1424 | 30
2022-04-15 17:00 | 17:00 | 7.9301 | 30
2022-04-15 17:30 | 17:30 | 8.5086 | 30
2022-04-15 18:00 | 18:00 | 8.7044 | 30
2022-04-15 18:30 | 18:30 | 8.5567 | 30
2022-04-15 19:00 | 19:00 | 8.0361 | 30
2022-04-15 19:30 | 19:30 | 7.6449 | 30
2022-04-15 20:00 | 20:00 | 7.5249 | 30
2022-04-15 20:30 | 20:30 | 7.3121 | 30
2022-04-15 21:00 | 21:00 | 6.9907 | 30
2022-04-15 21:30 | 21:30 | 6.7651 | 30
2022-04-15 22:00 | 22:00 | 6.2979 | 30
2022-04-15 22:30 | 22:30 | 5.8485 | 30
2022-04-15 23:00 | 23:00 | 5.8835 | 30
2022-04-15 23:30 | 23:30 | 5.7148 | 30
2022-04-16 | 0:00 | 5.349 | 30
2022-04-16 00:30 | 0:30 | 5.2381 | 30
2022-04-16 01:00 | 1:00 | 5.2436 | 30
2022-04-16 01:30 | 1:30 | 4.8646 | 30
2022-04-16 02:00 | 2:00 | 4.6778 | 30
2022-04-16 02:30 | 2:30 | 4.5057 | 30
2022-04-16 03:00 | 3:00 | 4.4643 | 30
2022-04-16 03:30 | 3:30 | 4.39 | 30
2022-04-16 04:00 | 4:00 | 4.197 | 30
2022-04-16 04:30 | 4:30 | 4.2796 | 30
2022-04-16 05:00 | 5:00 | 4.3981 | 30
2022-04-16 05:30 | 5:30 | 4.4192 | 30
2022-04-16 06:00 | 6:00 | 4.4931 | 30
2022-04-16 06:30 | 6:30 | 4.4741 | 30
2022-04-16 07:00 | 7:00 | 4.7606 | 30
2022-04-16 07:30 | 7:30 | 3.1764 | 30
2022-04-16 08:00 | 8:00 | 2.5425 | 30
2022-04-16 08:30 | 8:30 | 1.1717 | 30
2022-04-16 09:00 | 9:00 | 1.2597 | 30
2022-04-16 09:30 | 9:30 | 1.9475 | 30
2022-04-16 10:00 | 10:00 | 2.6855 | 30
2022-04-16 10:30 | 10:30 | 2.3095 | 30
2022-04-16 11:00 | 11:00 | 1.1628 | 30
2022-04-16 11:30 | 11:30 | 1.5019 | 30
2022-04-16 12:00 | 12:00 | 1.0076 | 30
2022-04-16 12:30 | 12:30 | 1.6615 | 30
2022-04-16 13:00 | 13:00 | 1.9358 | 30
2022-04-16 13:30 | 13:30 | 3.7956 | 30
2022-04-16 14:00 | 14:00 | 3.1853 | 30
2022-04-16 14:30 | 14:30 | 4.1571 | 30
2022-04-16 15:00 | 15:00 | 4.3271 | 30
2022-04-16 15:30 | 15:30 | 5.0497 | 30
2022-04-16 16:00 | 16:00 | 6.5099 | 30
2022-04-16 16:30 | 16:30 | 8.0485 | 30
2022-04-16 17:00 | 17:00 | 8.0017 | 30
2022-04-16 17:30 | 17:30 | 8.6476 | 30
2022-04-16 18:00 | 18:00 | 8.7125 | 30
2022-04-16 18:30 | 18:30 | 8.4682 | 30
2022-04-16 19:00 | 19:00 | 7.9878 | 30
2022-04-16 19:30 | 19:30 | 7.673 | 30
2022-04-16 20:00 | 20:00 | 7.6148 | 30
2022-04-16 20:30 | 20:30 | 7.4128 | 30
2022-04-16 21:00 | 21:00 | 7.093 | 30
2022-04-16 21:30 | 21:30 | 6.8848 | 30
2022-04-16 22:00 | 22:00 | 6.4539 | 30
2022-04-16 22:30 | 22:30 | 5.994 | 30
2022-04-16 23:00 | 23:00 | 6.1509 | 30
2022-04-16 23:30 | 23:30 | 5.9368 | 30
2022-04-17 | 0:00 | 5.5033 | 30
2022-04-17 00:30 | 0:30 | 5.2209 | 30
2022-04-17 01:00 | 1:00 | 5.2678 | 30
2022-04-17 01:30 | 1:30 | 5.0668 | 30
2022-04-17 02:00 | 2:00 | 4.8516 | 30
2022-04-17 02:30 | 2:30 | 4.742 | 30
2022-04-17 03:00 | 3:00 | 4.6827 | 30
2022-04-17 03:30 | 3:30 | 4.5567 | 30
2022-04-17 04:00 | 4:00 | 4.9329 | 30
2022-04-17 04:30 | 4:30 | 5.2598 | 30
2022-04-17 05:00 | 5:00 | 5.3915 | 30
2022-04-17 05:30 | 5:30 | 5.3587 | 30
2022-04-17 06:00 | 6:00 | 5.038 | 30
2022-04-17 06:30 | 6:30 | 4.7365 | 30
2022-04-17 07:00 | 7:00 | 4.6807 | 30
2022-04-17 07:30 | 7:30 | 3.7334 | 30
2022-04-17 08:00 | 8:00 | 2.6776 | 30
2022-04-17 08:30 | 8:30 | 3.5176 | 30
2022-04-17 09:00 | 9:00 | 1.8065 | 30
2022-04-17 09:30 | 9:30 | 1.5803 | 30
2022-04-17 10:00 | 10:00 | 2.8535 | 30
2022-04-17 10:30 | 10:30 | 1.7025 | 30
2022-04-17 11:00 | 11:00 | 1.0689 | 30
2022-04-17 11:30 | 11:30 | 3.1598 | 30
2022-04-17 12:00 | 12:00 | 2.7175 | 30
2022-04-17 12:30 | 12:30 | 3.1035 | 30
2022-04-17 13:00 | 13:00 | 1.3329 | 30
2022-04-17 13:30 | 13:30 | 1.4078 | 30
2022-04-17 14:00 | 14:00 | 4.6571 | 30
2022-04-17 14:30 | 14:30 | 5.6489 | 30
2022-04-17 15:00 | 15:00 | 4.7727 | 30
2022-04-17 15:30 | 15:30 | 4.9428 | 30
2022-04-17 16:00 | 16:00 | 5.9723 | 30
2022-04-17 16:30 | 16:30 | 6.6856 | 30
2022-04-17 17:00 | 17:00 | 7.3885 | 30
2022-04-17 17:30 | 17:30 | 7.8873 | 30
2022-04-17 18:00 | 18:00 | 8.3266 | 30
2022-04-17 18:30 | 18:30 | 8.2629 | 30
2022-04-17 19:00 | 19:00 | 7.9071 | 30
2022-04-17 19:30 | 19:30 | 7.6249 | 30
2022-04-17 20:00 | 20:00 | 7.5833 | 30
2022-04-17 20:30 | 20:30 | 7.3525 | 30
2022-04-17 21:00 | 21:00 | 7.0533 | 30
2022-04-17 21:30 | 21:30 | 6.772 | 30
2022-04-17 22:00 | 22:00 | 6.3553 | 30
2022-04-17 22:30 | 22:30 | 6.1266 | 30
2022-04-17 23:00 | 23:00 | 6.3017 | 30
2022-04-17 23:30 | 23:30 | 6.0459 | 30
2022-04-18 | 0:00 | 5.6104 | 30
2022-04-18 00:30 | 0:30 | 5.5617 | 30
2022-04-18 01:00 | 1:00 | 5.5104 | 30
2022-04-18 01:30 | 1:30 | 5.3963 | 30
2022-04-18 02:00 | 2:00 | 5.1953 | 30
2022-04-18 02:30 | 2:30 | 5.0514 | 30
2022-04-18 03:00 | 3:00 | 5.0002 | 30
2022-04-18 03:30 | 3:30 | 4.8821 | 30
2022-04-18 04:00 | 4:00 | 4.9352 | 30
2022-04-18 04:30 | 4:30 | 4.9306 | 30
2022-04-18 05:00 | 5:00 | 4.9493 | 30
2022-04-18 05:30 | 5:30 | 5.0787 | 30
2022-04-18 06:00 | 6:00 | 5.6336 | 30
2022-04-18 06:30 | 6:30 | 5.891 | 30
2022-04-18 07:00 | 7:00 | 5.3405 | 30
2022-04-18 07:30 | 7:30 | 4.2873 | 30
2022-04-18 08:00 | 8:00 | 3.066 | 30
2022-04-18 08:30 | 8:30 | 2.4785 | 30
2022-04-18 09:00 | 9:00 | 2.6907 | 30
2022-04-18 09:30 | 9:30 | 1.8519 | 30
2022-04-18 10:00 | 10:00 | 0.84332 | 30
2022-04-18 10:30 | 10:30 | 0.7542 | 30
2022-04-18 11:00 | 11:00 | 0.98502 | 30
2022-04-18 11:30 | 11:30 | 3.0226 | 30
2022-04-18 12:00 | 12:00 | 2.0142 | 30
2022-04-18 12:30 | 12:30 | 1.3476 | 30
2022-04-18 13:00 | 13:00 | 0.68737 | 30
2022-04-18 13:30 | 13:30 | 1.2922 | 30
2022-04-18 14:00 | 14:00 | 1.3955 | 30
2022-04-18 14:30 | 14:30 | 2.8625 | 30
2022-04-18 15:00 | 15:00 | 5.5455 | 30
2022-04-18 15:30 | 15:30 | 6.4114 | 30
2022-04-18 16:00 | 16:00 | 7.7137 | 30
2022-04-18 16:30 | 16:30 | 8.3386 | 30
2022-04-18 17:00 | 17:00 | 8.6355 | 30
2022-04-18 17:30 | 17:30 | 9.3831 | 30
2022-04-18 18:00 | 18:00 | 9.8686 | 30
2022-04-18 18:30 | 18:30 | 9.8898 | 30
2022-04-18 19:00 | 19:00 | 9.4421 | 30
2022-04-18 19:30 | 19:30 | 8.6461 | 30
2022-04-18 20:00 | 20:00 | 8.5585 | 30
2022-04-18 20:30 | 20:30 | 8.2708 | 30
2022-04-18 21:00 | 21:00 | 7.7004 | 30
2022-04-18 21:30 | 21:30 | 7.1431 | 30
2022-04-18 22:00 | 22:00 | 6.6138 | 30
2022-04-18 22:30 | 22:30 | 5.7702 | 30
2022-04-18 23:00 | 23:00 | 5.5097 | 30
2022-04-18 23:30 | 23:30 | 5.2793 | 30
2022-04-19 | 0:00 | 5.0296 | 30
2022-04-19 00:30 | 0:30 | 4.8541 | 30
2022-04-19 01:00 | 1:00 | 4.7675 | 30
2022-04-19 01:30 | 1:30 | 4.6286 | 30
2022-04-19 02:00 | 2:00 | 4.4289 | 30
2022-04-19 02:30 | 2:30 | 4.344 | 30
2022-04-19 03:00 | 3:00 | 5.2339 | 30
2022-04-19 03:30 | 3:30 | 5.2512 | 30
2022-04-19 04:00 | 4:00 | 5.413 | 30
2022-04-19 04:30 | 4:30 | 5.5573 | 30
2022-04-19 05:00 | 5:00 | 5.5882 | 30
2022-04-19 05:30 | 5:30 | 5.7958 | 30
2022-04-19 06:00 | 6:00 | 6.28 | 30
2022-04-19 06:30 | 6:30 | 5.9821 | 30
2022-04-19 07:00 | 7:00 | 5.2516 | 30
2022-04-19 07:30 | 7:30 | 4.059 | 30
2022-04-19 08:00 | 8:00 | 2.4552 | 30
2022-04-19 08:30 | 8:30 | 1.2208 | 30
2022-04-19 09:00 | 9:00 | 0.86594 | 30
2022-04-19 09:30 | 9:30 | 1.5126 | 30
2022-04-19 10:00 | 10:00 | 1.9402 | 30
2022-04-19 10:30 | 10:30 | 2.0409 | 30
2022-04-19 11:00 | 11:00 | 2.6258 | 30
2022-04-19 11:30 | 11:30 | 2.0142 | 30
2022-04-19 12:00 | 12:00 | 1.847 | 30
2022-04-19 12:30 | 12:30 | 1.6709 | 30
2022-04-19 13:00 | 13:00 | 0.61576 | 30
2022-04-19 13:30 | 13:30 | 1.7434 | 30
2022-04-19 14:00 | 14:00 | 3.8759 | 30
2022-04-19 14:30 | 14:30 | 3.9353 | 30
2022-04-19 15:00 | 15:00 | 3.889 | 30
2022-04-19 15:30 | 15:30 | 4.0294 | 30
2022-04-19 16:00 | 16:00 | 5.0859 | 30
2022-04-19 16:30 | 16:30 | 6.4538 | 30
2022-04-19 17:00 | 17:00 | 8.3251 | 30
2022-04-19 17:30 | 17:30 | 9.2669 | 30
2022-04-19 18:00 | 18:00 | 9.5511 | 30
2022-04-19 18:30 | 18:30 | 9.2 | 30
2022-04-19 19:00 | 19:00 | 9.2867 | 30
2022-04-19 19:30 | 19:30 | 8.9862 | 30
2022-04-19 20:00 | 20:00 | 8.0812 | 30
2022-04-19 20:30 | 20:30 | 7.6832 | 30
2022-04-19 21:00 | 21:00 | 7.1893 | 30
2022-04-19 21:30 | 21:30 | 8.584 | 30
2022-04-19 22:00 | 22:00 | 8.1412 | 30
2022-04-19 22:30 | 22:30 | 6.8756 | 30
2022-04-19 23:00 | 23:00 | 5.9923 | 30
2022-04-19 23:30 | 23:30 | 5.6588 | 30
2022-04-20 | 0:00 | 5.244 | 30
2022-04-20 00:30 | 0:30 | 4.8341 | 30
2022-04-20 01:00 | 1:00 | 4.9639 | 30
2022-04-20 01:30 | 1:30 | 4.7118 | 30
2022-04-20 02:00 | 2:00 | 4.6539 | 30
2022-04-20 02:30 | 2:30 | 4.6827 | 30
2022-04-20 03:00 | 3:00 | 4.6014 | 30
2022-04-20 03:30 | 3:30 | 4.5137 | 30
2022-04-20 04:00 | 4:00 | 4.6106 | 30
2022-04-20 04:30 | 4:30 | 4.8078 | 30
2022-04-20 05:00 | 5:00 | 5.229 | 30
2022-04-20 05:30 | 5:30 | 5.4593 | 30
2022-04-20 06:00 | 6:00 | 5.8104 | 30
2022-04-20 06:30 | 6:30 | 5.5718 | 30
2022-04-20 07:00 | 7:00 | 4.9044 | 30
2022-04-20 07:30 | 7:30 | 3.9796 | 30
2022-04-20 08:00 | 8:00 | 2.4976 | 30
2022-04-20 08:30 | 8:30 | 1.3199 | 30
2022-04-20 09:00 | 9:00 | 0.85329 | 30
2022-04-20 09:30 | 9:30 | 1.3733 | 30
2022-04-20 10:00 | 10:00 | 1.902 | 30
2022-04-20 10:30 | 10:30 | 2.0987 | 30
2022-04-20 11:00 | 11:00 | 1.6254 | 30
2022-04-20 11:30 | 11:30 | 1.2441 | 30
2022-04-20 12:00 | 12:00 | 1.417 | 30
2022-04-20 12:30 | 12:30 | 1.8997 | 30
2022-04-20 13:00 | 13:00 | 1.2069 | 30
2022-04-20 13:30 | 13:30 | 0.65055 | 30
2022-04-20 14:00 | 14:00 | 1.3093 | 30
2022-04-20 14:30 | 14:30 | 2.2348 | 30
2022-04-20 15:00 | 15:00 | 3.697 | 30
2022-04-20 15:30 | 15:30 | 5.5992 | 30
2022-04-20 16:00 | 16:00 | 7.0897 | 30
2022-04-20 16:30 | 16:30 | 8.9046 | 30
2022-04-20 17:00 | 17:00 | 10.0204 | 30
2022-04-20 17:30 | 17:30 | 10.6189 | 30
2022-04-20 18:00 | 18:00 | 11.0124 | 30
2022-04-20 18:30 | 18:30 | 10.4324 | 30
2022-04-20 19:00 | 19:00 | 9.8537 | 30
2022-04-20 19:30 | 19:30 | 9.2342 | 30
2022-04-20 20:00 | 20:00 | 9.1094 | 30
2022-04-20 20:30 | 20:30 | 8.666 | 30
2022-04-20 21:00 | 21:00 | 7.9371 | 30
2022-04-20 21:30 | 21:30 | 7.4902 | 30
2022-04-20 22:00 | 22:00 | 6.8949 | 30
2022-04-20 22:30 | 22:30 | 6.2108 | 30
2022-04-20 23:00 | 23:00 | 6.0453 | 30
2022-04-20 23:30 | 23:30 | 5.7985 | 30
2022-04-21 | 0:00 | 5.341 | 30
2022-04-21 00:30 | 0:30 | 5.2728 | 30
2022-04-21 01:00 | 1:00 | 5.2284 | 30
2022-04-21 01:30 | 1:30 | 4.9845 | 30
2022-04-21 02:00 | 2:00 | 4.8391 | 30
2022-04-21 02:30 | 2:30 | 4.6974 | 30
2022-04-21 03:00 | 3:00 | 4.6618 | 30
2022-04-21 03:30 | 3:30 | 4.5921 | 30
2022-04-21 04:00 | 4:00 | 4.6941 | 30
2022-04-21 04:30 | 4:30 | 4.8869 | 30
2022-04-21 05:00 | 5:00 | 5.265 | 30
2022-04-21 05:30 | 5:30 | 5.3286 | 30
2022-04-21 06:00 | 6:00 | 5.8864 | 30
2022-04-21 06:30 | 6:30 | 5.6967 | 30
2022-04-21 07:00 | 7:00 | 4.8947 | 30
2022-04-21 07:30 | 7:30 | 3.9194 | 30
2022-04-21 08:00 | 8:00 | 2.5664 | 30
2022-04-21 08:30 | 8:30 | 1.4712 | 30
2022-04-21 09:00 | 9:00 | 1.4155 | 30
2022-04-21 09:30 | 9:30 | 1.8639 | 30
2022-04-21 10:00 | 10:00 | 0.65295 | 30
2022-04-21 10:30 | 10:30 | 0.79636 | 30
2022-04-21 11:00 | 11:00 | 0.82309 | 30
2022-04-21 11:30 | 11:30 | 1.0102 | 30
2022-04-21 12:00 | 12:00 | 1.2651 | 30
2022-04-21 12:30 | 12:30 | 0.66421 | 30
2022-04-21 13:00 | 13:00 | 0.92304 | 30
2022-04-21 13:30 | 13:30 | 1.4317 | 30
2022-04-21 14:00 | 14:00 | 2.252 | 30
2022-04-21 14:30 | 14:30 | 3.2445 | 30
2022-04-21 15:00 | 15:00 | 4.9729 | 30
2022-04-21 15:30 | 15:30 | 5.8054 | 30
2022-04-21 16:00 | 16:00 | 6.5779 | 30
2022-04-21 16:30 | 16:30 | 7.9558 | 30
2022-04-21 17:00 | 17:00 | 8.914 | 30
2022-04-21 17:30 | 17:30 | 9.6413 | 30
2022-04-21 18:00 | 18:00 | 9.8904 | 30
2022-04-21 18:30 | 18:30 | 9.6178 | 30
2022-04-21 19:00 | 19:00 | 9.2439 | 30
2022-04-21 19:30 | 19:30 | 8.7581 | 30
2022-04-21 20:00 | 20:00 | 8.7189 | 30
2022-04-21 20:30 | 20:30 | 8.4172 | 30
2022-04-21 21:00 | 21:00 | 8.2599 | 30
2022-04-21 21:30 | 21:30 | 7.7597 | 30
2022-04-21 22:00 | 22:00 | 6.9586 | 30
2022-04-21 22:30 | 22:30 | 6.2205 | 30
2022-04-21 23:00 | 23:00 | 6.1747 | 30
2022-04-21 23:30 | 23:30 | 5.8371 | 30
2022-04-22 | 0:00 | 5.3513 | 30
2022-04-22 00:30 | 0:30 | 4.9893 | 30
2022-04-22 01:00 | 1:00 | 5.0066 | 30
2022-04-22 01:30 | 1:30 | 4.7456 | 30
2022-04-22 02:00 | 2:00 | 4.8045 | 30
2022-04-22 02:30 | 2:30 | 5.3227 | 30
2022-04-22 03:00 | 3:00 | 5.2606 | 30
2022-04-22 03:30 | 3:30 | 5.3118 | 30
2022-04-22 04:00 | 4:00 | 5.389 | 30
2022-04-22 04:30 | 4:30 | 5.617 | 30
2022-04-22 05:00 | 5:00 | 5.9556 | 30
2022-04-22 05:30 | 5:30 | 5.5318 | 30
2022-04-22 06:00 | 6:00 | 5.95 | 30
2022-04-22 06:30 | 6:30 | 6.1489 | 30
2022-04-22 07:00 | 7:00 | 6.5147 | 30
2022-04-22 07:30 | 7:30 | 5.8379 | 30
2022-04-22 08:00 | 8:00 | 4.5033 | 30
2022-04-22 08:30 | 8:30 | 4.2834 | 30
2022-04-22 09:00 | 9:00 | 2.3655 | 30
2022-04-22 09:30 | 9:30 | 1.2659 | 30
2022-04-22 10:00 | 10:00 | 0.90753 | 30
2022-04-22 10:30 | 10:30 | 1.0812 | 30
2022-04-22 11:00 | 11:00 | 1.1363 | 30
2022-04-22 11:30 | 11:30 | 1.3458 | 30
2022-04-22 12:00 | 12:00 | 2.047 | 30
2022-04-22 12:30 | 12:30 | 1.5427 | 30
2022-04-22 13:00 | 13:00 | 1.1522 | 30
2022-04-22 13:30 | 13:30 | 1.1314 | 30
2022-04-22 14:00 | 14:00 | 1.3697 | 30
2022-04-22 14:30 | 14:30 | 3.1285 | 30
2022-04-22 15:00 | 15:00 | 3.5198 | 30
2022-04-22 15:30 | 15:30 | 5.129 | 30
2022-04-22 16:00 | 16:00 | 6.6209 | 30
2022-04-22 16:30 | 16:30 | 7.3349 | 30
2022-04-22 17:00 | 17:00 | 8.1611 | 30
2022-04-22 17:30 | 17:30 | 9.0032 | 30
2022-04-22 18:00 | 18:00 | 9.3412 | 30
2022-04-22 18:30 | 18:30 | 9.3231 | 30
2022-04-22 19:00 | 19:00 | 9.0392 | 30
2022-04-22 19:30 | 19:30 | 8.8398 | 30
2022-04-22 20:00 | 20:00 | 8.6338 | 30
2022-04-22 20:30 | 20:30 | 8.012 | 30
2022-04-22 21:00 | 21:00 | 7.772 | 30
2022-04-22 21:30 | 21:30 | 7.4451 | 30
2022-04-22 22:00 | 22:00 | 6.9405 | 30
2022-04-22 22:30 | 22:30 | 6.4468 | 30
2022-04-22 23:00 | 23:00 | 6.33 | 30
2022-04-22 23:30 | 23:30 | 6.1643 | 30
2022-04-23 | 0:00 | 5.6702 | 30
2022-04-23 00:30 | 0:30 | 5.5504 | 30
2022-04-23 01:00 | 1:00 | 5.3617 | 30
2022-04-23 01:30 | 1:30 | 5.2282 | 30
2022-04-23 02:00 | 2:00 | 5.0344 | 30
2022-04-23 02:30 | 2:30 | 4.6992 | 30
2022-04-23 03:00 | 3:00 | 4.7067 | 30
2022-04-23 03:30 | 3:30 | 4.6734 | 30
2022-04-23 04:00 | 4:00 | 4.736 | 30
2022-04-23 04:30 | 4:30 | 4.6848 | 30
2022-04-23 05:00 | 5:00 | 4.9216 | 30
2022-04-23 05:30 | 5:30 | 5.3456 | 30
2022-04-23 06:00 | 6:00 | 5.4051 | 30
2022-04-23 06:30 | 6:30 | 4.7704 | 30
2022-04-23 07:00 | 7:00 | 3.9803 | 30
2022-04-23 07:30 | 7:30 | 3.1923 | 30
2022-04-23 08:00 | 8:00 | 3.6373 | 30
2022-04-23 08:30 | 8:30 | 4.3499 | 30
2022-04-23 09:00 | 9:00 | 2.7669 | 30
2022-04-23 09:30 | 9:30 | 4.1546 | 30
2022-04-23 10:00 | 10:00 | 2.3387 | 30
2022-04-23 10:30 | 10:30 | 2.9092 | 30
2022-04-23 11:00 | 11:00 | 2.2281 | 30
2022-04-23 11:30 | 11:30 | 1.5635 | 30
2022-04-23 12:00 | 12:00 | 1.9119 | 30
2022-04-23 12:30 | 12:30 | 1.2991 | 30
2022-04-23 13:00 | 13:00 | 1.6309 | 30
2022-04-23 13:30 | 13:30 | 1.9258 | 30
2022-04-23 14:00 | 14:00 | 1.4184 | 30
2022-04-23 14:30 | 14:30 | 2.3612 | 30
2022-04-23 15:00 | 15:00 | 3.1695 | 30
2022-04-23 15:30 | 15:30 | 5.3955 | 30
2022-04-23 16:00 | 16:00 | 6.7307 | 30
2022-04-23 16:30 | 16:30 | 7.6771 | 30
2022-04-23 17:00 | 17:00 | 8.3932 | 30
2022-04-23 17:30 | 17:30 | 9.007 | 30
2022-04-23 18:00 | 18:00 | 9.1204 | 30
2022-04-23 18:30 | 18:30 | 8.8036 | 30
2022-04-23 19:00 | 19:00 | 8.3457 | 30
2022-04-23 19:30 | 19:30 | 7.9806 | 30
2022-04-23 20:00 | 20:00 | 7.9462 | 30
2022-04-23 20:30 | 20:30 | 7.7973 | 30
2022-04-23 21:00 | 21:00 | 7.2549 | 30
2022-04-23 21:30 | 21:30 | 7.0554 | 30
2022-04-23 22:00 | 22:00 | 6.6489 | 30
2022-04-23 22:30 | 22:30 | 6.1129 | 30
2022-04-23 23:00 | 23:00 | 6.0616 | 30
2022-04-23 23:30 | 23:30 | 5.7477 | 30
2022-04-24 | 0:00 | 5.3084 | 30
2022-04-24 00:30 | 0:30 | 5.1657 | 30
2022-04-24 01:00 | 1:00 | 5.207 | 30
2022-04-24 01:30 | 1:30 | 4.9505 | 30
2022-04-24 02:00 | 2:00 | 4.7797 | 30
2022-04-24 02:30 | 2:30 | 4.5793 | 30
2022-04-24 03:00 | 3:00 | 4.4915 | 30
2022-04-24 03:30 | 3:30 | 4.4842 | 30
2022-04-24 04:00 | 4:00 | 4.4336 | 30
2022-04-24 04:30 | 4:30 | 4.433 | 30
2022-04-24 05:00 | 5:00 | 4.3975 | 30
2022-04-24 05:30 | 5:30 | 4.4341 | 30
2022-04-24 06:00 | 6:00 | 4.6288 | 30
2022-04-24 06:30 | 6:30 | 4.615 | 30
2022-04-24 07:00 | 7:00 | 4.1724 | 30
2022-04-24 07:30 | 7:30 | 3.8568 | 30
2022-04-24 08:00 | 8:00 | 2.5788 | 30
2022-04-24 08:30 | 8:30 | 3.0914 | 30
2022-04-24 09:00 | 9:00 | 1.2532 | 30
2022-04-24 09:30 | 9:30 | 1.4705 | 30
2022-04-24 10:00 | 10:00 | 1.169 | 30
2022-04-24 10:30 | 10:30 | 0.9118 | 30
2022-04-24 11:00 | 11:00 | 3.155 | 30
2022-04-24 11:30 | 11:30 | 2.0095 | 30
2022-04-24 12:00 | 12:00 | 2.6587 | 30
2022-04-24 12:30 | 12:30 | 1.6298 | 30
2022-04-24 13:00 | 13:00 | 1.3752 | 30
2022-04-24 13:30 | 13:30 | 1.2485 | 30
2022-04-24 14:00 | 14:00 | 1.5244 | 30
2022-04-24 14:30 | 14:30 | 3.6748 | 30
2022-04-24 15:00 | 15:00 | 3.1371 | 30
2022-04-24 15:30 | 15:30 | 5.0242 | 30
2022-04-24 16:00 | 16:00 | 6.5028 | 30
2022-04-24 16:30 | 16:30 | 7.8703 | 30
2022-04-24 17:00 | 17:00 | 8.8224 | 30
2022-04-24 17:30 | 17:30 | 9.6767 | 30
2022-04-24 18:00 | 18:00 | 9.469 | 30
2022-04-24 18:30 | 18:30 | 8.9299 | 30
2022-04-24 19:00 | 19:00 | 8.5664 | 30
2022-04-24 19:30 | 19:30 | 8.0804 | 30
2022-04-24 20:00 | 20:00 | 7.9061 | 30
2022-04-24 20:30 | 20:30 | 7.6757 | 30
2022-04-24 21:00 | 21:00 | 7.2882 | 30
2022-04-24 21:30 | 21:30 | 7.0349 | 30
2022-04-24 22:00 | 22:00 | 6.4736 | 30
2022-04-24 22:30 | 22:30 | 5.9488 | 30
2022-04-24 23:00 | 23:00 | 5.9181 | 30
2022-04-24 23:30 | 23:30 | 5.666 | 30
2022-04-25 | 0:00 | 5.112 | 30
2022-04-25 00:30 | 0:30 | 4.9148 | 30
2022-04-25 01:00 | 1:00 | 4.9472 | 30
2022-04-25 01:30 | 1:30 | 4.8435 | 30
2022-04-25 02:00 | 2:00 | 4.6448 | 30
2022-04-25 02:30 | 2:30 | 4.4298 | 30
2022-04-25 03:00 | 3:00 | 4.3171 | 30
2022-04-25 03:30 | 3:30 | 4.2876 | 30
2022-04-25 04:00 | 4:00 | 4.1696 | 30
2022-04-25 04:30 | 4:30 | 4.2723 | 30
2022-04-25 05:00 | 5:00 | 4.3684 | 30
2022-04-25 05:30 | 5:30 | 4.4924 | 30
2022-04-25 06:00 | 6:00 | 4.6234 | 30
2022-04-25 06:30 | 6:30 | 4.5492 | 30
2022-04-25 07:00 | 7:00 | 4.9216 | 30
2022-04-25 07:30 | 7:30 | 4.346 | 30
2022-04-25 08:00 | 8:00 | 3.2184 | 30
2022-04-25 08:30 | 8:30 | 4.6968 | 30
2022-04-25 09:00 | 9:00 | 5.1636 | 30
2022-04-25 09:30 | 9:30 | 4.8503 | 30
2022-04-25 10:00 | 10:00 | 3.2956 | 30
2022-04-25 10:30 | 10:30 | 2.8538 | 30
2022-04-25 11:00 | 11:00 | 2.1768 | 30
2022-04-25 11:30 | 11:30 | 2.5678 | 30
2022-04-25 12:00 | 12:00 | 2.2805 | 30
2022-04-25 12:30 | 12:30 | 2.2824 | 30
2022-04-25 13:00 | 13:00 | 4.9199 | 30
2022-04-25 13:30 | 13:30 | 3.2657 | 30
2022-04-25 14:00 | 14:00 | 2.9485 | 30
2022-04-25 14:30 | 14:30 | 3.9961 | 30
2022-04-25 15:00 | 15:00 | 5.3517 | 30
2022-04-25 15:30 | 15:30 | 6.1813 | 30
2022-04-25 16:00 | 16:00 | 7.2081 | 30
2022-04-25 16:30 | 16:30 | 9.1015 | 30
2022-04-25 17:00 | 17:00 | 9.4604 | 30
2022-04-25 17:30 | 17:30 | 10.7573 | 30
2022-04-25 18:00 | 18:00 | 11.4361 | 30
2022-04-25 18:30 | 18:30 | 11.0007 | 30
2022-04-25 19:00 | 19:00 | 10.467 | 30
2022-04-25 19:30 | 19:30 | 10.0693 | 30
2022-04-25 20:00 | 20:00 | 9.7914 | 30
2022-04-25 20:30 | 20:30 | 9.4096 | 30
2022-04-25 21:00 | 21:00 | 8.8834 | 30
2022-04-25 21:30 | 21:30 | 8.5809 | 30
2022-04-25 22:00 | 22:00 | 7.9952 | 30
2022-04-25 22:30 | 22:30 | 7.4366 | 30
2022-04-25 23:00 | 23:00 | 7.3085 | 30
2022-04-25 23:30 | 23:30 | 7.0309 | 30
2022-04-26 | 0:00 | 6.5677 | 30
2022-04-26 00:30 | 0:30 | 6.4529 | 30
2022-04-26 01:00 | 1:00 | 6.5071 | 30
2022-04-26 01:30 | 1:30 | 6.2837 | 30
2022-04-26 02:00 | 2:00 | 6.1187 | 30
2022-04-26 02:30 | 2:30 | 6.0311 | 30
2022-04-26 03:00 | 3:00 | 5.9442 | 30
2022-04-26 03:30 | 3:30 | 5.9041 | 30
2022-04-26 04:00 | 4:00 | 4.8783 | 30
2022-04-26 04:30 | 4:30 | 5.4382 | 30
2022-04-26 05:00 | 5:00 | 5.5256 | 30
2022-04-26 05:30 | 5:30 | 5.7536 | 30
2022-04-26 06:00 | 6:00 | 6.2093 | 30
2022-04-26 06:30 | 6:30 | 6.5117 | 30
2022-04-26 07:00 | 7:00 | 6.397 | 30
2022-04-26 07:30 | 7:30 | 6.9984 | 30
2022-04-26 08:00 | 8:00 | 6.6161 | 30
2022-04-26 08:30 | 8:30 | 5.1408 | 30
2022-04-26 09:00 | 9:00 | 5.0977 | 30
2022-04-26 09:30 | 9:30 | 4.601 | 30
2022-04-26 10:00 | 10:00 | 4.0577 | 30
2022-04-26 10:30 | 10:30 | 4.5643 | 30
2022-04-26 11:00 | 11:00 | 4.2245 | 30
2022-04-26 11:30 | 11:30 | 4.0017 | 30
2022-04-26 12:00 | 12:00 | 3.2504 | 30
2022-04-26 12:30 | 12:30 | 3.8151 | 30
2022-04-26 13:00 | 13:00 | 4.6313 | 30
2022-04-26 13:30 | 13:30 | 3.6332 | 30
2022-04-26 14:00 | 14:00 | 3.5339 | 30
2022-04-26 14:30 | 14:30 | 4.6922 | 30
2022-04-26 15:00 | 15:00 | 4.9066 | 30
2022-04-26 15:30 | 15:30 | 5.1088 | 30
2022-04-26 16:00 | 16:00 | 6.9806 | 30
2022-04-26 16:30 | 16:30 | 8.0082 | 30
2022-04-26 17:00 | 17:00 | 8.8119 | 30
2022-04-26 17:30 | 17:30 | 9.5474 | 30
2022-04-26 18:00 | 18:00 | 9.3808 | 30
2022-04-26 18:30 | 18:30 | 9.1722 | 30
2022-04-26 19:00 | 19:00 | 8.645 | 30
2022-04-26 19:30 | 19:30 | 8.4472 | 30
2022-04-26 20:00 | 20:00 | 8.3209 | 30
2022-04-26 20:30 | 20:30 | 8.0692 | 30
2022-04-26 21:00 | 21:00 | 7.4424 | 30
2022-04-26 21:30 | 21:30 | 7.0477 | 30
2022-04-26 22:00 | 22:00 | 6.6236 | 30
2022-04-26 22:30 | 22:30 | 6.2329 | 30
2022-04-26 23:00 | 23:00 | 5.7479 | 30
2022-04-26 23:30 | 23:30 | 5.4665 | 30
2022-04-27 | 0:00 | 5.0848 | 30
2022-04-27 00:30 | 0:30 | 4.973 | 30
2022-04-27 01:00 | 1:00 | 4.7788 | 30
2022-04-27 01:30 | 1:30 | 4.4258 | 30
2022-04-27 02:00 | 2:00 | 4.3939 | 30
2022-04-27 02:30 | 2:30 | 4.2639 | 30
2022-04-27 03:00 | 3:00 | 4.2763 | 30
2022-04-27 03:30 | 3:30 | 4.3175 | 30
2022-04-27 04:00 | 4:00 | 4.5117 | 30
2022-04-27 04:30 | 4:30 | 4.644 | 30
2022-04-27 05:00 | 5:00 | 4.924 | 30
2022-04-27 05:30 | 5:30 | 5.1243 | 30
2022-04-27 06:00 | 6:00 | 5.7453 | 30
2022-04-27 06:30 | 6:30 | 6.055 | 30
2022-04-27 07:00 | 7:00 | 6.5849 | 30
2022-04-27 07:30 | 7:30 | 5.7292 | 30
2022-04-27 08:00 | 8:00 | 3.7127 | 30
2022-04-27 08:30 | 8:30 | 1.4254 | 30
2022-04-27 09:00 | 9:00 | 0.91676 | 30
2022-04-27 09:30 | 9:30 | 1.2629 | 30
2022-04-27 10:00 | 10:00 | 3.1631 | 30
2022-04-27 10:30 | 10:30 | 3.5827 | 30
2022-04-27 11:00 | 11:00 | 1.9978 | 30
2022-04-27 11:30 | 11:30 | 2.8101 | 30
2022-04-27 12:00 | 12:00 | 1.122 | 30
2022-04-27 12:30 | 12:30 | 1.092 | 30
2022-04-27 13:00 | 13:00 | 1.2089 | 30
2022-04-27 13:30 | 13:30 | 4.9516 | 30
2022-04-27 14:00 | 14:00 | 6.2693 | 30
2022-04-27 14:30 | 14:30 | 5.4328 | 30
2022-04-27 15:00 | 15:00 | 5.3972 | 30
2022-04-27 15:30 | 15:30 | 5.6541 | 30
2022-04-27 16:00 | 16:00 | 6.1602 | 30
2022-04-27 16:30 | 16:30 | 7.8052 | 30
2022-04-27 17:00 | 17:00 | 8.8188 | 30
2022-04-27 17:30 | 17:30 | 9.4556 | 30
2022-04-27 18:00 | 18:00 | 9.5805 | 30
2022-04-27 18:30 | 18:30 | 9.1672 | 30
2022-04-27 19:00 | 19:00 | 8.672 | 30
2022-04-27 19:30 | 19:30 | 8.3422 | 30
2022-04-27 20:00 | 20:00 | 8.2036 | 30
2022-04-27 20:30 | 20:30 | 8.4768 | 30
2022-04-27 21:00 | 21:00 | 8.2028 | 30
2022-04-27 21:30 | 21:30 | 7.8088 | 30
2022-04-27 22:00 | 22:00 | 7.1727 | 30
2022-04-27 22:30 | 22:30 | 6.5502 | 30
2022-04-27 23:00 | 23:00 | 6.2777 | 30
2022-04-27 23:30 | 23:30 | 5.8759 | 30
2022-04-28 | 0:00 | 5.426 | 30
2022-04-28 00:30 | 0:30 | 5.2793 | 30
2022-04-28 01:00 | 1:00 | 5.282 | 30
2022-04-28 01:30 | 1:30 | 4.8554 | 30
2022-04-28 02:00 | 2:00 | 4.8186 | 30
2022-04-28 02:30 | 2:30 | 4.754 | 30
2022-04-28 03:00 | 3:00 | 4.7391 | 30
2022-04-28 03:30 | 3:30 | 4.6411 | 30
2022-04-28 04:00 | 4:00 | 4.6466 | 30
2022-04-28 04:30 | 4:30 | 4.715 | 30
2022-04-28 05:00 | 5:00 | 5.4206 | 30
2022-04-28 05:30 | 5:30 | 5.449 | 30
2022-04-28 06:00 | 6:00 | 5.676 | 30
2022-04-28 06:30 | 6:30 | 5.7918 | 30
2022-04-28 07:00 | 7:00 | 5.8111 | 30
2022-04-28 07:30 | 7:30 | 5.5712 | 30
2022-04-28 08:00 | 8:00 | 5.1659 | 30
2022-04-28 08:30 | 8:30 | 4.7197 | 30
2022-04-28 09:00 | 9:00 | 3.1587 | 30
2022-04-28 09:30 | 9:30 | 2.6902 | 30
2022-04-28 10:00 | 10:00 | 3.0153 | 30
2022-04-28 10:30 | 10:30 | 2.3325 | 30
2022-04-28 11:00 | 11:00 | 2.1687 | 30
2022-04-28 11:30 | 11:30 | 2.3177 | 30
2022-04-28 12:00 | 12:00 | 1.689 | 30
2022-04-28 12:30 | 12:30 | 2.0638 | 30
2022-04-28 13:00 | 13:00 | 1.6871 | 30
2022-04-28 13:30 | 13:30 | 2.1682 | 30
2022-04-28 14:00 | 14:00 | 3.1901 | 30
2022-04-28 14:30 | 14:30 | 4.4702 | 30
2022-04-28 15:00 | 15:00 | 4.4506 | 30
2022-04-28 15:30 | 15:30 | 5.2142 | 30
2022-04-28 16:00 | 16:00 | 5.7622 | 30
2022-04-28 16:30 | 16:30 | 6.899 | 30
2022-04-28 17:00 | 17:00 | 8.1201 | 30
2022-04-28 17:30 | 17:30 | 9.0123 | 30
2022-04-28 18:00 | 18:00 | 9.2924 | 30
2022-04-28 18:30 | 18:30 | 8.9789 | 30
2022-04-28 19:00 | 19:00 | 8.6034 | 30
2022-04-28 19:30 | 19:30 | 8.2655 | 30
2022-04-28 20:00 | 20:00 | 8.2655 | 30
2022-04-28 20:30 | 20:30 | 8.0196 | 30
2022-04-28 21:00 | 21:00 | 7.5301 | 30
2022-04-28 21:30 | 21:30 | 7.116 | 30
2022-04-28 22:00 | 22:00 | 6.559 | 30
2022-04-28 22:30 | 22:30 | 5.9364 | 30
2022-04-28 23:00 | 23:00 | 5.9022 | 30
2022-04-28 23:30 | 23:30 | 5.6425 | 30
2022-04-29 | 0:00 | 5.2479 | 30
2022-04-29 00:30 | 0:30 | 5.0372 | 30
2022-04-29 01:00 | 1:00 | 4.9661 | 30
2022-04-29 01:30 | 1:30 | 4.8573 | 30
2022-04-29 02:00 | 2:00 | 4.6372 | 30
2022-04-29 02:30 | 2:30 | 4.5446 | 30
2022-04-29 03:00 | 3:00 | 4.4985 | 30
2022-04-29 03:30 | 3:30 | 4.3951 | 30
2022-04-29 04:00 | 4:00 | 4.5251 | 30
2022-04-29 04:30 | 4:30 | 4.7323 | 30
2022-04-29 05:00 | 5:00 | 5.0792 | 30
2022-04-29 05:30 | 5:30 | 5.3895 | 30
2022-04-29 06:00 | 6:00 | 5.7419 | 30
2022-04-29 06:30 | 6:30 | 5.4491 | 30
2022-04-29 07:00 | 7:00 | 5.6299 | 30
2022-04-29 07:30 | 7:30 | 4.2077 | 30
2022-04-29 08:00 | 8:00 | 3.0768 | 30
2022-04-29 08:30 | 8:30 | 2.1883 | 30
2022-04-29 09:00 | 9:00 | 2.1877 | 30
2022-04-29 09:30 | 9:30 | 1.4529 | 30
2022-04-29 10:00 | 10:00 | 2.8679 | 30
2022-04-29 10:30 | 10:30 | 1.573 | 30
2022-04-29 11:00 | 11:00 | 1.1571 | 30
2022-04-29 11:30 | 11:30 | 1.305 | 30
2022-04-29 12:00 | 12:00 | 2.1421 | 30
2022-04-29 12:30 | 12:30 | 2.3107 | 30
2022-04-29 13:00 | 13:00 | 1.4163 | 30
2022-04-29 13:30 | 13:30 | 1.0203 | 30
2022-04-29 14:00 | 14:00 | 1.2309 | 30
2022-04-29 14:30 | 14:30 | 2.3517 | 30
2022-04-29 15:00 | 15:00 | 3.1136 | 30
2022-04-29 15:30 | 15:30 | 4.65 | 30
2022-04-29 16:00 | 16:00 | 6.4997 | 30
2022-04-29 16:30 | 16:30 | 7.6675 | 30
2022-04-29 17:00 | 17:00 | 8.2417 | 30
2022-04-29 17:30 | 17:30 | 8.7341 | 30
2022-04-29 18:00 | 18:00 | 8.9568 | 30
2022-04-29 18:30 | 18:30 | 8.6978 | 30
2022-04-29 19:00 | 19:00 | 8.3022 | 30
2022-04-29 19:30 | 19:30 | 8.0417 | 30
2022-04-29 20:00 | 20:00 | 8.0975 | 30
2022-04-29 20:30 | 20:30 | 7.9148 | 30
2022-04-29 21:00 | 21:00 | 7.5722 | 30
2022-04-29 21:30 | 21:30 | 7.3258 | 30
2022-04-29 22:00 | 22:00 | 6.9286 | 30
2022-04-29 22:30 | 22:30 | 6.4198 | 30
2022-04-29 23:00 | 23:00 | 6.7134 | 30
2022-04-29 23:30 | 23:30 | 6.5363 | 30
2022-04-30 | 0:00 | 5.9827 | 30
2022-04-30 00:30 | 0:30 | 5.7953 | 30
2022-04-30 01:00 | 1:00 | 5.847 | 30
2022-04-30 01:30 | 1:30 | 5.8096 | 30
2022-04-30 02:00 | 2:00 | 5.7501 | 30
2022-04-30 02:30 | 2:30 | 5.3031 | 30
2022-04-30 03:00 | 3:00 | 5.1556 | 30
2022-04-30 03:30 | 3:30 | 5.0641 | 30
2022-04-30 04:00 | 4:00 | 4.9212 | 30
2022-04-30 04:30 | 4:30 | 4.8662 | 30
2022-04-30 05:00 | 5:00 | 4.9695 | 30
2022-04-30 05:30 | 5:30 | 5.1266 | 30
2022-04-30 06:00 | 6:00 | 5.3042 | 30
2022-04-30 06:30 | 6:30 | 5.2075 | 30
2022-04-30 07:00 | 7:00 | 5.2866 | 30
2022-04-30 07:30 | 7:30 | 5.1966 | 30
2022-04-30 08:00 | 8:00 | 4.1523 | 30
2022-04-30 08:30 | 8:30 | 4.1469 | 30
2022-04-30 09:00 | 9:00 | 2.7059 | 30
2022-04-30 09:30 | 9:30 | 0.96668 | 30
2022-04-30 10:00 | 10:00 | 0.97979 | 30
2022-04-30 10:30 | 10:30 | 2.0738 | 30
2022-04-30 11:00 | 11:00 | 1.6771 | 30
2022-04-30 11:30 | 11:30 | 0.89178 | 30
2022-04-30 12:00 | 12:00 | 1.0595 | 30
2022-04-30 12:30 | 12:30 | 1.1405 | 30
2022-04-30 13:00 | 13:00 | 2.2199 | 30
2022-04-30 13:30 | 13:30 | 1.4744 | 30
2022-04-30 14:00 | 14:00 | 1.4603 | 30
2022-04-30 14:30 | 14:30 | 2.3841 | 30
2022-04-30 15:00 | 15:00 | 4.2075 | 30
2022-04-30 15:30 | 15:30 | 5.3054 | 30
2022-04-30 16:00 | 16:00 | 6.7714 | 30
2022-04-30 16:30 | 16:30 | 7.7071 | 30
2022-04-30 17:00 | 17:00 | 8.4011 | 30
2022-04-30 17:30 | 17:30 | 8.9616 | 30
2022-04-30 18:00 | 18:00 | 9.0501 | 30
2022-04-30 18:30 | 18:30 | 8.6829 | 30
2022-04-30 19:00 | 19:00 | 8.2194 | 30
2022-04-30 19:30 | 19:30 | 7.9118 | 30
2022-04-30 20:00 | 20:00 | 8.4792 | 30
2022-04-30 20:30 | 20:30 | 8.234 | 30
2022-04-30 21:00 | 21:00 | 7.7842 | 30
2022-04-30 21:30 | 21:30 | 7.4978 | 30
2022-04-30 22:00 | 22:00 | 7.0298 | 30
2022-04-30 22:30 | 22:30 | 6.5966 | 30
2022-04-30 23:00 | 23:00 | 6.6211 | 30
2022-04-30 23:30 | 23:30 | 6.046 | 30
2022-05-01 | 0:00 | 5.5647 | 30
2022-05-01 00:30 | 0:30 | 5.3817 | 30
2022-05-01 01:00 | 1:00 | 5.3502 | 30
2022-05-01 01:30 | 1:30 | 5.225 | 30
2022-05-01 02:00 | 2:00 | 5.0269 | 30
2022-05-01 02:30 | 2:30 | 4.7607 | 30
2022-05-01 03:00 | 3:00 | 4.6514 | 30
2022-05-01 03:30 | 3:30 | 4.618 | 30
2022-05-01 04:00 | 4:00 | 4.619 | 30
2022-05-01 04:30 | 4:30 | 4.6731 | 30
2022-05-01 05:00 | 5:00 | 4.7586 | 30
2022-05-01 05:30 | 5:30 | 4.8562 | 30
2022-05-01 06:00 | 6:00 | 4.9422 | 30
2022-05-01 06:30 | 6:30 | 5.0239 | 30
2022-05-01 07:00 | 7:00 | 5.2383 | 30
2022-05-01 07:30 | 7:30 | 5.1418 | 30
2022-05-01 08:00 | 8:00 | 5.3823 | 30
2022-05-01 08:30 | 8:30 | 4.9054 | 30
2022-05-01 09:00 | 9:00 | 4.9231 | 30
2022-05-01 09:30 | 9:30 | 2.6099 | 30
2022-05-01 10:00 | 10:00 | 3.9316 | 30
2022-05-01 10:30 | 10:30 | 4.448 | 30
2022-05-01 11:00 | 11:00 | 4.8553 | 30
2022-05-01 11:30 | 11:30 | 5.4261 | 30
2022-05-01 12:00 | 12:00 | 6.2248 | 30
2022-05-01 12:30 | 12:30 | 5.9226 | 30
2022-05-01 13:00 | 13:00 | 6.3033 | 30
2022-05-01 13:30 | 13:30 | 6.6212 | 30
2022-05-01 14:00 | 14:00 | 6.6518 | 30
2022-05-01 14:30 | 14:30 | 5.1639 | 30
2022-05-01 15:00 | 15:00 | 3.5898 | 30
2022-05-01 15:30 | 15:30 | 4.5627 | 30
2022-05-01 16:00 | 16:00 | 5.9576 | 30
2022-05-01 16:30 | 16:30 | 7.5236 | 30
2022-05-01 17:00 | 17:00 | 8.4843 | 30
2022-05-01 17:30 | 17:30 | 9.2513 | 30
2022-05-01 18:00 | 18:00 | 9.3752 | 30
2022-05-01 18:30 | 18:30 | 8.9728 | 30
2022-05-01 19:00 | 19:00 | 8.5099 | 30
2022-05-01 19:30 | 19:30 | 8.0642 | 30
2022-05-01 20:00 | 20:00 | 8.0055 | 30
2022-05-01 20:30 | 20:30 | 7.6507 | 30
2022-05-01 21:00 | 21:00 | 7.2703 | 30
2022-05-01 21:30 | 21:30 | 7.0631 | 30
2022-05-01 22:00 | 22:00 | 6.5037 | 30
2022-05-01 22:30 | 22:30 | 5.9856 | 30
2022-05-01 23:00 | 23:00 | 6.0724 | 30
2022-05-01 23:30 | 23:30 | 5.8284 | 30
2022-05-02 | 0:00 | 5.4909 | 30
2022-05-02 00:30 | 0:30 | 5.2655 | 30
2022-05-02 01:00 | 1:00 | 5.2612 | 30
2022-05-02 01:30 | 1:30 | 5.0853 | 30
2022-05-02 02:00 | 2:00 | 4.8355 | 30
2022-05-02 02:30 | 2:30 | 4.6694 | 30
2022-05-02 03:00 | 3:00 | 4.645 | 30
2022-05-02 03:30 | 3:30 | 4.5407 | 30
2022-05-02 04:00 | 4:00 | 4.5603 | 30
2022-05-02 04:30 | 4:30 | 4.6601 | 30
2022-05-02 05:00 | 5:00 | 4.8176 | 30
2022-05-02 05:30 | 5:30 | 4.8878 | 30
2022-05-02 06:00 | 6:00 | 5.08 | 30
2022-05-02 06:30 | 6:30 | 4.8599 | 30
2022-05-02 07:00 | 7:00 | 4.2596 | 30
2022-05-02 07:30 | 7:30 | 3.605 | 30
2022-05-02 08:00 | 8:00 | 2.6461 | 30
2022-05-02 08:30 | 8:30 | 1.858 | 30
2022-05-02 09:00 | 9:00 | 1.0923 | 30
2022-05-02 09:30 | 9:30 | 1.075 | 30
2022-05-02 10:00 | 10:00 | 1.5454 | 30
2022-05-02 10:30 | 10:30 | 2.0271 | 30
2022-05-02 11:00 | 11:00 | 2.2074 | 30
2022-05-02 11:30 | 11:30 | 2.2757 | 30
2022-05-02 12:00 | 12:00 | 2.0752 | 30
2022-05-02 12:30 | 12:30 | 2.164 | 30
2022-05-02 13:00 | 13:00 | 1.804 | 30
2022-05-02 13:30 | 13:30 | 5.3202 | 30
2022-05-02 14:00 | 14:00 | 5.7234 | 30
2022-05-02 14:30 | 14:30 | 5.3361 | 30
2022-05-02 15:00 | 15:00 | 4.0245 | 30
2022-05-02 15:30 | 15:30 | 4.552 | 30
2022-05-02 16:00 | 16:00 | 6.6201 | 30
2022-05-02 16:30 | 16:30 | 7.9672 | 30
2022-05-02 17:00 | 17:00 | 8.9209 | 30
2022-05-02 17:30 | 17:30 | 9.8483 | 30
2022-05-02 18:00 | 18:00 | 10.0347 | 30
2022-05-02 18:30 | 18:30 | 9.4641 | 30
2022-05-02 19:00 | 19:00 | 9.0223 | 30
2022-05-02 19:30 | 19:30 | 8.5922 | 30
2022-05-02 20:00 | 20:00 | 8.2554 | 30
2022-05-02 20:30 | 20:30 | 7.8662 | 30
2022-05-02 21:00 | 21:00 | 7.3039 | 30
2022-05-02 21:30 | 21:30 | 7.0467 | 30
2022-05-02 22:00 | 22:00 | 6.3717 | 30
2022-05-02 22:30 | 22:30 | 5.8535 | 30
2022-05-02 23:00 | 23:00 | 5.8539 | 30
2022-05-02 23:30 | 23:30 | 5.5672 | 30
2022-05-03 | 0:00 | 5.2021 | 30
2022-05-03 00:30 | 0:30 | 5.157 | 30
2022-05-03 01:00 | 1:00 | 5.2488 | 30
2022-05-03 01:30 | 1:30 | 5.0354 | 30
2022-05-03 02:00 | 2:00 | 4.6243 | 30
2022-05-03 02:30 | 2:30 | 4.3852 | 30
2022-05-03 03:00 | 3:00 | 4.4155 | 30
2022-05-03 03:30 | 3:30 | 4.6332 | 30
2022-05-03 04:00 | 4:00 | 4.6281 | 30
2022-05-03 04:30 | 4:30 | 4.897 | 30
2022-05-03 05:00 | 5:00 | 5.3247 | 30
2022-05-03 05:30 | 5:30 | 5.6445 | 30
2022-05-03 06:00 | 6:00 | 6.1278 | 30
2022-05-03 06:30 | 6:30 | 6.6016 | 30
2022-05-03 07:00 | 7:00 | 5.9042 | 30
2022-05-03 07:30 | 7:30 | 4.3393 | 30
2022-05-03 08:00 | 8:00 | 2.7319 | 30
2022-05-03 08:30 | 8:30 | 1.4409 | 30
2022-05-03 09:00 | 9:00 | 1.0854 | 30
2022-05-03 09:30 | 9:30 | 1.3518 | 30
2022-05-03 10:00 | 10:00 | 1.4615 | 30
2022-05-03 10:30 | 10:30 | 1.8915 | 30
2022-05-03 11:00 | 11:00 | 1.1011 | 30
2022-05-03 11:30 | 11:30 | 1.9186 | 30
2022-05-03 12:00 | 12:00 | 0.91584 | 30
2022-05-03 12:30 | 12:30 | 0.86083 | 30
2022-05-03 13:00 | 13:00 | 2.457 | 30
2022-05-03 13:30 | 13:30 | 1.7161 | 30
2022-05-03 14:00 | 14:00 | 2.1868 | 30
2022-05-03 14:30 | 14:30 | 3.904 | 30
2022-05-03 15:00 | 15:00 | 5.1414 | 30
2022-05-03 15:30 | 15:30 | 5.8518 | 30
2022-05-03 16:00 | 16:00 | 6.7043 | 30
2022-05-03 16:30 | 16:30 | 7.6397 | 30
2022-05-03 17:00 | 17:00 | 8.5809 | 30
2022-05-03 17:30 | 17:30 | 9.7413 | 30
2022-05-03 18:00 | 18:00 | 9.988 | 30
2022-05-03 18:30 | 18:30 | 9.5501 | 30
2022-05-03 19:00 | 19:00 | 9.0872 | 30
2022-05-03 19:30 | 19:30 | 8.6947 | 30
2022-05-03 20:00 | 20:00 | 8.5177 | 30
2022-05-03 20:30 | 20:30 | 8.2918 | 30
2022-05-03 21:00 | 21:00 | 7.6837 | 30
2022-05-03 21:30 | 21:30 | 7.3161 | 30
2022-05-03 22:00 | 22:00 | 6.6235 | 30
2022-05-03 22:30 | 22:30 | 6.0714 | 30
2022-05-03 23:00 | 23:00 | 6.0325 | 30
2022-05-03 23:30 | 23:30 | 5.7949 | 30
2022-05-04 | 0:00 | 5.4085 | 30
2022-05-04 00:30 | 0:30 | 5.1529 | 30
2022-05-04 01:00 | 1:00 | 5.2072 | 30
2022-05-04 01:30 | 1:30 | 5.0474 | 30
2022-05-04 02:00 | 2:00 | 4.8282 | 30
2022-05-04 02:30 | 2:30 | 4.6825 | 30
2022-05-04 03:00 | 3:00 | 4.6314 | 30
2022-05-04 03:30 | 3:30 | 4.6264 | 30
2022-05-04 04:00 | 4:00 | 4.7315 | 30
2022-05-04 04:30 | 4:30 | 4.9721 | 30
2022-05-04 05:00 | 5:00 | 5.3574 | 30
2022-05-04 05:30 | 5:30 | 5.5656 | 30
2022-05-04 06:00 | 6:00 | 6.0434 | 30
2022-05-04 06:30 | 6:30 | 6.1705 | 30
2022-05-04 07:00 | 7:00 | 5.6255 | 30
2022-05-04 07:30 | 7:30 | 4.4558 | 30
2022-05-04 08:00 | 8:00 | 2.9143 | 30
2022-05-04 08:30 | 8:30 | 1.5813 | 30
2022-05-04 09:00 | 9:00 | 1.8412 | 30
2022-05-04 09:30 | 9:30 | 1.2218 | 30
2022-05-04 10:00 | 10:00 | 1.0336 | 30
2022-05-04 10:30 | 10:30 | 1.0093 | 30
2022-05-04 11:00 | 11:00 | 1.5623 | 30
2022-05-04 11:30 | 11:30 | 1.5268 | 30
2022-05-04 12:00 | 12:00 | 2.4934 | 30
2022-05-04 12:30 | 12:30 | 2.2475 | 30
2022-05-04 13:00 | 13:00 | 1.0607 | 30
2022-05-04 13:30 | 13:30 | 3.4083 | 30
2022-05-04 14:00 | 14:00 | 4.5399 | 30
2022-05-04 14:30 | 14:30 | 2.9064 | 30
2022-05-04 15:00 | 15:00 | 3.5816 | 30
2022-05-04 15:30 | 15:30 | 4.5345 | 30
2022-05-04 16:00 | 16:00 | 5.6429 | 30
2022-05-04 16:30 | 16:30 | 7.0012 | 30
2022-05-04 17:00 | 17:00 | 8.1982 | 30
2022-05-04 17:30 | 17:30 | 9.1945 | 30
2022-05-04 18:00 | 18:00 | 9.5011 | 30
2022-05-04 18:30 | 18:30 | 9.2952 | 30
2022-05-04 19:00 | 19:00 | 8.902 | 30
2022-05-04 19:30 | 19:30 | 8.4692 | 30
2022-05-04 20:00 | 20:00 | 8.3147 | 30
2022-05-04 20:30 | 20:30 | 7.9431 | 30
2022-05-04 21:00 | 21:00 | 7.5456 | 30
2022-05-04 21:30 | 21:30 | 7.3121 | 30
2022-05-04 22:00 | 22:00 | 6.7937 | 30
2022-05-04 22:30 | 22:30 | 6.078 | 30
2022-05-04 23:00 | 23:00 | 5.9798 | 30
2022-05-04 23:30 | 23:30 | 5.5173 | 30
2022-05-05 | 0:00 | 5.0626 | 30
2022-05-05 00:30 | 0:30 | 4.912 | 30
2022-05-05 01:00 | 1:00 | 4.868 | 30
2022-05-05 01:30 | 1:30 | 4.7265 | 30
2022-05-05 02:00 | 2:00 | 4.5941 | 30
2022-05-05 02:30 | 2:30 | 4.3776 | 30
2022-05-05 03:00 | 3:00 | 4.2856 | 30
2022-05-05 03:30 | 3:30 | 4.4108 | 30
2022-05-05 04:00 | 4:00 | 4.5347 | 30
2022-05-05 04:30 | 4:30 | 4.87 | 30
2022-05-05 05:00 | 5:00 | 5.2873 | 30
2022-05-05 05:30 | 5:30 | 5.7331 | 30
2022-05-05 06:00 | 6:00 | 6.2753 | 30
2022-05-05 06:30 | 6:30 | 6.1479 | 30
2022-05-05 07:00 | 7:00 | 5.968 | 30
2022-05-05 07:30 | 7:30 | 5.3921 | 30
2022-05-05 08:00 | 8:00 | 4.6123 | 30
2022-05-05 08:30 | 8:30 | 2.5042 | 30
2022-05-05 09:00 | 9:00 | 1.0287 | 30
2022-05-05 09:30 | 9:30 | 1.0633 | 30
2022-05-05 10:00 | 10:00 | 0.98264 | 30
2022-05-05 10:30 | 10:30 | 1.8067 | 30
2022-05-05 11:00 | 11:00 | 2.2466 | 30
2022-05-05 11:30 | 11:30 | 2.1218 | 30
2022-05-05 12:00 | 12:00 | 1.1072 | 30
2022-05-05 12:30 | 12:30 | 0.67052 | 30
2022-05-05 13:00 | 13:00 | 1.2892 | 30
2022-05-05 13:30 | 13:30 | 2.2804 | 30
2022-05-05 14:00 | 14:00 | 3.5824 | 30
2022-05-05 14:30 | 14:30 | 4.2352 | 30
2022-05-05 15:00 | 15:00 | 6.6664 | 30
2022-05-05 15:30 | 15:30 | 7.1185 | 30
2022-05-05 16:00 | 16:00 | 7.4206 | 30
2022-05-05 16:30 | 16:30 | 8.2651 | 30
2022-05-05 17:00 | 17:00 | 9.5036 | 30
2022-05-05 17:30 | 17:30 | 9.9153 | 30
2022-05-05 18:00 | 18:00 | 10.1335 | 30
2022-05-05 18:30 | 18:30 | 9.7811 | 30
2022-05-05 19:00 | 19:00 | 9.397 | 30
2022-05-05 19:30 | 19:30 | 9.1276 | 30
2022-05-05 20:00 | 20:00 | 9.1732 | 30
2022-05-05 20:30 | 20:30 | 8.8421 | 30
2022-05-05 21:00 | 21:00 | 8.3411 | 30
2022-05-05 21:30 | 21:30 | 8.0231 | 30
2022-05-05 22:00 | 22:00 | 7.4116 | 30
2022-05-05 22:30 | 22:30 | 6.6588 | 30
2022-05-05 23:00 | 23:00 | 6.4007 | 30
2022-05-05 23:30 | 23:30 | 6.0311 | 30
2022-05-06 | 0:00 | 5.5616 | 30
2022-05-06 00:30 | 0:30 | 5.5276 | 30
2022-05-06 01:00 | 1:00 | 5.4737 | 30
2022-05-06 01:30 | 1:30 | 5.2028 | 30
2022-05-06 02:00 | 2:00 | 5.027 | 30
2022-05-06 02:30 | 2:30 | 5.0248 | 30
2022-05-06 03:00 | 3:00 | 4.9844 | 30
2022-05-06 03:30 | 3:30 | 5.4054 | 30
2022-05-06 04:00 | 4:00 | 5.6189 | 30
2022-05-06 04:30 | 4:30 | 5.6584 | 30
2022-05-06 05:00 | 5:00 | 5.9557 | 30
2022-05-06 05:30 | 5:30 | 6.1251 | 30
2022-05-06 06:00 | 6:00 | 6.6039 | 30
2022-05-06 06:30 | 6:30 | 7.0018 | 30
2022-05-06 07:00 | 7:00 | 6.8179 | 30
2022-05-06 07:30 | 7:30 | 7.1385 | 30
2022-05-06 08:00 | 8:00 | 6.5504 | 30
2022-05-06 08:30 | 8:30 | 5.7266 | 30
2022-05-06 09:00 | 9:00 | 4.8788 | 30
2022-05-06 09:30 | 9:30 | 4.9019 | 30
2022-05-06 10:00 | 10:00 | 3.4288 | 30
2022-05-06 10:30 | 10:30 | 4.1451 | 30
2022-05-06 11:00 | 11:00 | 2.6458 | 30
2022-05-06 11:30 | 11:30 | 1.7744 | 30
2022-05-06 12:00 | 12:00 | 2.2089 | 30
2022-05-06 12:30 | 12:30 | 2.4499 | 30
2022-05-06 13:00 | 13:00 | 2.3299 | 30
2022-05-06 13:30 | 13:30 | 2.5211 | 30
2022-05-06 14:00 | 14:00 | 3.3998 | 30
2022-05-06 14:30 | 14:30 | 4.4497 | 30
2022-05-06 15:00 | 15:00 | 5.6405 | 30
2022-05-06 15:30 | 15:30 | 7.1944 | 30
2022-05-06 16:00 | 16:00 | 7.3104 | 30
2022-05-06 16:30 | 16:30 | 7.7209 | 30
2022-05-06 17:00 | 17:00 | 8.3791 | 30
2022-05-06 17:30 | 17:30 | 9.454 | 30
2022-05-06 18:00 | 18:00 | 9.7281 | 30
2022-05-06 18:30 | 18:30 | 9.372 | 30
2022-05-06 19:00 | 19:00 | 9.0558 | 30
2022-05-06 19:30 | 19:30 | 8.7566 | 30
2022-05-06 20:00 | 20:00 | 8.8859 | 30
2022-05-06 20:30 | 20:30 | 8.5226 | 30
2022-05-06 21:00 | 21:00 | 7.781 | 30
2022-05-06 21:30 | 21:30 | 7.3224 | 30
2022-05-06 22:00 | 22:00 | 7.276 | 30
2022-05-06 22:30 | 22:30 | 6.7354 | 30
2022-05-06 23:00 | 23:00 | 6.6972 | 30
2022-05-06 23:30 | 23:30 | 6.4318 | 30
2022-05-07 | 0:00 | 5.902 | 30
2022-05-07 00:30 | 0:30 | 5.745 | 30
2022-05-07 01:00 | 1:00 | 5.7725 | 30
2022-05-07 01:30 | 1:30 | 5.4222 | 30
2022-05-07 02:00 | 2:00 | 5.1167 | 30
2022-05-07 02:30 | 2:30 | 4.9175 | 30
2022-05-07 03:00 | 3:00 | 4.839 | 30
2022-05-07 03:30 | 3:30 | 4.8353 | 30
2022-05-07 04:00 | 4:00 | 4.7902 | 30
2022-05-07 04:30 | 4:30 | 4.8079 | 30
2022-05-07 05:00 | 5:00 | 4.902 | 30
2022-05-07 05:30 | 5:30 | 5.0649 | 30
2022-05-07 06:00 | 6:00 | 5.7276 | 30
2022-05-07 06:30 | 6:30 | 6.0273 | 30
2022-05-07 07:00 | 7:00 | 6.1318 | 30
2022-05-07 07:30 | 7:30 | 5.9776 | 30
2022-05-07 08:00 | 8:00 | 5.5281 | 30
2022-05-07 08:30 | 8:30 | 6.3873 | 30
2022-05-07 09:00 | 9:00 | 7.1395 | 30
2022-05-07 09:30 | 9:30 | 6.9212 | 30
2022-05-07 10:00 | 10:00 | 4.2111 | 30
2022-05-07 10:30 | 10:30 | 5.2561 | 30
2022-05-07 11:00 | 11:00 | 3.6164 | 30
2022-05-07 11:30 | 11:30 | 4.1185 | 30
2022-05-07 12:00 | 12:00 | 3.6527 | 30
2022-05-07 12:30 | 12:30 | 2.3054 | 30
2022-05-07 13:00 | 13:00 | 2.2263 | 30
2022-05-07 13:30 | 13:30 | 4.6036 | 30
2022-05-07 14:00 | 14:00 | 6.5454 | 30
2022-05-07 14:30 | 14:30 | 7.612 | 30
2022-05-07 15:00 | 15:00 | 8.0846 | 30
2022-05-07 15:30 | 15:30 | 7.2791 | 30
2022-05-07 16:00 | 16:00 | 7.8278 | 30
2022-05-07 16:30 | 16:30 | 8.4615 | 30
2022-05-07 17:00 | 17:00 | 9.1094 | 30
2022-05-07 17:30 | 17:30 | 9.5428 | 30
2022-05-07 18:00 | 18:00 | 9.2956 | 30
2022-05-07 18:30 | 18:30 | 8.8631 | 30
2022-05-07 19:00 | 19:00 | 8.4728 | 30
2022-05-07 19:30 | 19:30 | 8.1844 | 30
2022-05-07 20:00 | 20:00 | 8.1178 | 30
2022-05-07 20:30 | 20:30 | 7.7632 | 30
2022-05-07 21:00 | 21:00 | 7.3708 | 30
2022-05-07 21:30 | 21:30 | 7.1847 | 30
2022-05-07 22:00 | 22:00 | 6.8005 | 30
2022-05-07 22:30 | 22:30 | 6.2908 | 30
2022-05-07 23:00 | 23:00 | 6.2877 | 30
2022-05-07 23:30 | 23:30 | 6.0196 | 30
2022-05-08 | 0:00 | 5.6459 | 30
2022-05-08 00:30 | 0:30 | 5.4291 | 30
2022-05-08 01:00 | 1:00 | 5.4123 | 30
2022-05-08 01:30 | 1:30 | 5.159 | 30
2022-05-08 02:00 | 2:00 | 4.667 | 30
2022-05-08 02:30 | 2:30 | 4.5802 | 30
2022-05-08 03:00 | 3:00 | 4.6008 | 30
2022-05-08 03:30 | 3:30 | 4.3907 | 30
2022-05-08 04:00 | 4:00 | 4.7204 | 30
2022-05-08 04:30 | 4:30 | 4.7798 | 30
2022-05-08 05:00 | 5:00 | 4.8454 | 30
2022-05-08 05:30 | 5:30 | 4.9873 | 30
2022-05-08 06:00 | 6:00 | 5.1748 | 30
2022-05-08 06:30 | 6:30 | 5.3649 | 30
2022-05-08 07:00 | 7:00 | 5.2954 | 30
2022-05-08 07:30 | 7:30 | 5.1891 | 30
2022-05-08 08:00 | 8:00 | 5.1237 | 30
2022-05-08 08:30 | 8:30 | 5.7212 | 30
2022-05-08 09:00 | 9:00 | 5.4842 | 30
2022-05-08 09:30 | 9:30 | 4.5615 | 30
2022-05-08 10:00 | 10:00 | 3.4293 | 30
2022-05-08 10:30 | 10:30 | 4.5637 | 30
2022-05-08 11:00 | 11:00 | 3.6617 | 30
2022-05-08 11:30 | 11:30 | 3.4343 | 30
2022-05-08 12:00 | 12:00 | 1.4343 | 30
2022-05-08 12:30 | 12:30 | 1.7694 | 30
2022-05-08 13:00 | 13:00 | 1.7261 | 30
2022-05-08 13:30 | 13:30 | 3.8664 | 30
2022-05-08 14:00 | 14:00 | 5.711 | 30
2022-05-08 14:30 | 14:30 | 6.2621 | 30
2022-05-08 15:00 | 15:00 | 5.8106 | 30
2022-05-08 15:30 | 15:30 | 6.7317 | 30
2022-05-08 16:00 | 16:00 | 7.026 | 30
2022-05-08 16:30 | 16:30 | 8.0177 | 30
2022-05-08 17:00 | 17:00 | 8.756 | 30
2022-05-08 17:30 | 17:30 | 9.5651 | 30
2022-05-08 18:00 | 18:00 | 9.5946 | 30
2022-05-08 18:30 | 18:30 | 9.6151 | 30
2022-05-08 19:00 | 19:00 | 9.1654 | 30
2022-05-08 19:30 | 19:30 | 8.8524 | 30
2022-05-08 20:00 | 20:00 | 8.5872 | 30
2022-05-08 20:30 | 20:30 | 8.3711 | 30
2022-05-08 21:00 | 21:00 | 7.8436 | 30
2022-05-08 21:30 | 21:30 | 7.5355 | 30
2022-05-08 22:00 | 22:00 | 6.9648 | 30
2022-05-08 22:30 | 22:30 | 6.4328 | 30
2022-05-08 23:00 | 23:00 | 6.4049 | 30
2022-05-08 23:30 | 23:30 | 6.066 | 30
2022-05-09 | 0:00 | 5.6737 | 30
2022-05-09 00:30 | 0:30 | 5.2939 | 30
2022-05-09 01:00 | 1:00 | 4.9404 | 30
2022-05-09 01:30 | 1:30 | 4.7154 | 30
2022-05-09 02:00 | 2:00 | 4.4948 | 30
2022-05-09 02:30 | 2:30 | 4.5216 | 30
2022-05-09 03:00 | 3:00 | 4.9628 | 30
2022-05-09 03:30 | 3:30 | 4.9298 | 30
2022-05-09 04:00 | 4:00 | 5.3341 | 30
2022-05-09 04:30 | 4:30 | 5.4848 | 30
2022-05-09 05:00 | 5:00 | 5.8667 | 30
2022-05-09 05:30 | 5:30 | 6.2803 | 30
2022-05-09 06:00 | 6:00 | 6.908 | 30
2022-05-09 06:30 | 6:30 | 7.2121 | 30
2022-05-09 07:00 | 7:00 | 7.4809 | 30
2022-05-09 07:30 | 7:30 | 7.5024 | 30
2022-05-09 08:00 | 8:00 | 7.1631 | 30
2022-05-09 08:30 | 8:30 | 7.6955 | 30
2022-05-09 09:00 | 9:00 | 7.0734 | 30
2022-05-09 09:30 | 9:30 | 7.2722 | 30
2022-05-09 10:00 | 10:00 | 6.5984 | 30
2022-05-09 10:30 | 10:30 | 6.046 | 30
2022-05-09 11:00 | 11:00 | 6.6322 | 30
2022-05-09 11:30 | 11:30 | 6.0558 | 30
2022-05-09 12:00 | 12:00 | 4.7519 | 30
2022-05-09 12:30 | 12:30 | 4.179 | 30
2022-05-09 13:00 | 13:00 | 5.3051 | 30
2022-05-09 13:30 | 13:30 | 5.7204 | 30
2022-05-09 14:00 | 14:00 | 6.1667 | 30
2022-05-09 14:30 | 14:30 | 6.4128 | 30
2022-05-09 15:00 | 15:00 | 6.5657 | 30
2022-05-09 15:30 | 15:30 | 6.9536 | 30
2022-05-09 16:00 | 16:00 | 7.7798 | 30
2022-05-09 16:30 | 16:30 | 8.8365 | 30
2022-05-09 17:00 | 17:00 | 9.911 | 30
2022-05-09 17:30 | 17:30 | 10.7887 | 30
2022-05-09 18:00 | 18:00 | 10.6884 | 30
2022-05-09 18:30 | 18:30 | 10.2705 | 30
2022-05-09 19:00 | 19:00 | 9.6237 | 30
2022-05-09 19:30 | 19:30 | 9.1157 | 30
2022-05-09 20:00 | 20:00 | 9.0755 | 30
2022-05-09 20:30 | 20:30 | 9.0211 | 30
2022-05-09 21:00 | 21:00 | 8.4448 | 30
2022-05-09 21:30 | 21:30 | 8.1336 | 30
2022-05-09 22:00 | 22:00 | 7.4177 | 30
2022-05-09 22:30 | 22:30 | 6.8353 | 30
2022-05-09 23:00 | 23:00 | 6.4898 | 30
2022-05-09 23:30 | 23:30 | 6.0496 | 30
2022-05-10 | 0:00 | 5.6367 | 30
2022-05-10 00:30 | 0:30 | 5.4182 | 30
2022-05-10 01:00 | 1:00 | 5.4139 | 30
2022-05-10 01:30 | 1:30 | 5.2379 | 30
2022-05-10 02:00 | 2:00 | 4.9898 | 30
2022-05-10 02:30 | 2:30 | 4.8869 | 30
2022-05-10 03:00 | 3:00 | 4.5977 | 30
2022-05-10 03:30 | 3:30 | 4.3686 | 30
2022-05-10 04:00 | 4:00 | 4.4956 | 30
2022-05-10 04:30 | 4:30 | 4.8586 | 30
2022-05-10 05:00 | 5:00 | 5.9644 | 30
2022-05-10 05:30 | 5:30 | 6.1952 | 30
2022-05-10 06:00 | 6:00 | 6.7716 | 30
2022-05-10 06:30 | 6:30 | 7.3788 | 30
2022-05-10 07:00 | 7:00 | 7.8225 | 30
2022-05-10 07:30 | 7:30 | 7.3901 | 30
2022-05-10 08:00 | 8:00 | 6.8158 | 30
2022-05-10 08:30 | 8:30 | 6.4741 | 30
2022-05-10 09:00 | 9:00 | 6.011 | 30
2022-05-10 09:30 | 9:30 | 5.053 | 30
2022-05-10 10:00 | 10:00 | 5.7385 | 30
2022-05-10 10:30 | 10:30 | 3.3341 | 30
2022-05-10 11:00 | 11:00 | 1.9739 | 30
2022-05-10 11:30 | 11:30 | 1.1494 | 30
2022-05-10 12:00 | 12:00 | 2.498 | 30
2022-05-10 12:30 | 12:30 | 4.2015 | 30
2022-05-10 13:00 | 13:00 | 2.8165 | 30
2022-05-10 13:30 | 13:30 | 4.4307 | 30
2022-05-10 14:00 | 14:00 | 4.621 | 30
2022-05-10 14:30 | 14:30 | 4.4514 | 30
2022-05-10 15:00 | 15:00 | 4.9841 | 30
2022-05-10 15:30 | 15:30 | 6.1578 | 30
2022-05-10 16:00 | 16:00 | 7.0153 | 30
2022-05-10 16:30 | 16:30 | 8.2751 | 30
2022-05-10 17:00 | 17:00 | 9.4497 | 30
2022-05-10 17:30 | 17:30 | 10.4548 | 30
2022-05-10 18:00 | 18:00 | 10.4118 | 30
2022-05-10 18:30 | 18:30 | 10.0558 | 30
2022-05-10 19:00 | 19:00 | 9.4483 | 30
2022-05-10 19:30 | 19:30 | 8.8977 | 30
2022-05-10 20:00 | 20:00 | 8.8803 | 30
2022-05-10 20:30 | 20:30 | 8.5754 | 30
2022-05-10 21:00 | 21:00 | 7.8154 | 30
2022-05-10 21:30 | 21:30 | 7.4377 | 30
2022-05-10 22:00 | 22:00 | 6.7525 | 30
2022-05-10 22:30 | 22:30 | 6.2647 | 30
2022-05-10 23:00 | 23:00 | 6.0989 | 30
2022-05-10 23:30 | 23:30 | 5.8907 | 30
2022-05-11 | 0:00 | 5.5111 | 30
2022-05-11 00:30 | 0:30 | 5.3353 | 30
2022-05-11 01:00 | 1:00 | 5.2359 | 30
2022-05-11 01:30 | 1:30 | 4.8393 | 30
2022-05-11 02:00 | 2:00 | 4.7199 | 30
2022-05-11 02:30 | 2:30 | 4.5797 | 30
2022-05-11 03:00 | 3:00 | 4.5323 | 30
2022-05-11 03:30 | 3:30 | 4.493 | 30
2022-05-11 04:00 | 4:00 | 4.6034 | 30
2022-05-11 04:30 | 4:30 | 4.7978 | 30
2022-05-11 05:00 | 5:00 | 5.289 | 30
2022-05-11 05:30 | 5:30 | 5.566 | 30
2022-05-11 06:00 | 6:00 | 6.2775 | 30
2022-05-11 06:30 | 6:30 | 6.6195 | 30
2022-05-11 07:00 | 7:00 | 6.9067 | 30
2022-05-11 07:30 | 7:30 | 7.3043 | 30
2022-05-11 08:00 | 8:00 | 6.7112 | 30
2022-05-11 08:30 | 8:30 | 6.7177 | 30
2022-05-11 09:00 | 9:00 | 6.7682 | 30
2022-05-11 09:30 | 9:30 | 6.9494 | 30
2022-05-11 10:00 | 10:00 | 5.1571 | 30
2022-05-11 10:30 | 10:30 | 5.6203 | 30
2022-05-11 11:00 | 11:00 | 4.864 | 30
2022-05-11 11:30 | 11:30 | 5.0895 | 30
2022-05-11 12:00 | 12:00 | 5.9903 | 30
2022-05-11 12:30 | 12:30 | 6.0478 | 30
2022-05-11 13:00 | 13:00 | 6.1779 | 30
2022-05-11 13:30 | 13:30 | 6.141 | 30
2022-05-11 14:00 | 14:00 | 6.4579 | 30
2022-05-11 14:30 | 14:30 | 6.8887 | 30
2022-05-11 15:00 | 15:00 | 7.7193 | 30
2022-05-11 15:30 | 15:30 | 8.3472 | 30
2022-05-11 16:00 | 16:00 | 8.984 | 30
2022-05-11 16:30 | 16:30 | 9.4019 | 30
2022-05-11 17:00 | 17:00 | 10.0438 | 30
2022-05-11 17:30 | 17:30 | 10.4484 | 30
2022-05-11 18:00 | 18:00 | 10.2622 | 30
2022-05-11 18:30 | 18:30 | 10.0976 | 30
2022-05-11 19:00 | 19:00 | 9.73 | 30
2022-05-11 19:30 | 19:30 | 9.3626 | 30
2022-05-11 20:00 | 20:00 | 9.2507 | 30
2022-05-11 20:30 | 20:30 | 8.9261 | 30
2022-05-11 21:00 | 21:00 | 8.3618 | 30
2022-05-11 21:30 | 21:30 | 8.0705 | 30
2022-05-11 22:00 | 22:00 | 7.3873 | 30
2022-05-11 22:30 | 22:30 | 6.8414 | 30
2022-05-11 23:00 | 23:00 | 6.7501 | 30
2022-05-11 23:30 | 23:30 | 6.229 | 30
2022-05-12 | 0:00 | 5.7344 | 30
2022-05-12 00:30 | 0:30 | 5.5749 | 30
2022-05-12 01:00 | 1:00 | 5.6013 | 30
2022-05-12 01:30 | 1:30 | 5.3396 | 30
2022-05-12 02:00 | 2:00 | 5.0713 | 30
2022-05-12 02:30 | 2:30 | 4.9337 | 30
2022-05-12 03:00 | 3:00 | 4.9751 | 30
2022-05-12 03:30 | 3:30 | 4.8281 | 30
2022-05-12 04:00 | 4:00 | 4.8612 | 30
2022-05-12 04:30 | 4:30 | 5.0446 | 30
2022-05-12 05:00 | 5:00 | 5.4552 | 30
2022-05-12 05:30 | 5:30 | 5.7063 | 30
2022-05-12 06:00 | 6:00 | 6.097 | 30
2022-05-12 06:30 | 6:30 | 6.5991 | 30
2022-05-12 07:00 | 7:00 | 6.8759 | 30
2022-05-12 07:30 | 7:30 | 6.8016 | 30
2022-05-12 08:00 | 8:00 | 6.3861 | 30
2022-05-12 08:30 | 8:30 | 6.6343 | 30
2022-05-12 09:00 | 9:00 | 6.4917 | 30
2022-05-12 09:30 | 9:30 | 6.8606 | 30
2022-05-12 10:00 | 10:00 | 7.03 | 30
2022-05-12 10:30 | 10:30 | 4.4489 | 30
2022-05-12 11:00 | 11:00 | 4.5963 | 30
2022-05-12 11:30 | 11:30 | 7.2752 | 30
2022-05-12 12:00 | 12:00 | 7.3827 | 30
2022-05-12 12:30 | 12:30 | 8.1462 | 30
2022-05-12 13:00 | 13:00 | 7.4069 | 30
2022-05-12 13:30 | 13:30 | 7.1651 | 30
2022-05-12 14:00 | 14:00 | 5.4316 | 30
2022-05-12 14:30 | 14:30 | 7.458 | 30
2022-05-12 15:00 | 15:00 | 6.5593 | 30
2022-05-12 15:30 | 15:30 | 6.9664 | 30
2022-05-12 16:00 | 16:00 | 8.4143 | 30
2022-05-12 16:30 | 16:30 | 9.3901 | 30
2022-05-12 17:00 | 17:00 | 9.9014 | 30
2022-05-12 17:30 | 17:30 | 10.4381 | 30
2022-05-12 18:00 | 18:00 | 10.3497 | 30
2022-05-12 18:30 | 18:30 | 9.9366 | 30
2022-05-12 19:00 | 19:00 | 9.414 | 30
2022-05-12 19:30 | 19:30 | 8.9766 | 30
2022-05-12 20:00 | 20:00 | 9.1724 | 30
2022-05-12 20:30 | 20:30 | 8.9682 | 30
2022-05-12 21:00 | 21:00 | 8.4664 | 30
2022-05-12 21:30 | 21:30 | 8.1548 | 30
2022-05-12 22:00 | 22:00 | 7.4296 | 30
2022-05-12 22:30 | 22:30 | 7.1642 | 30
2022-05-12 23:00 | 23:00 | 7.2685 | 30
2022-05-12 23:30 | 23:30 | 6.7461 | 30
2022-05-13 | 0:00 | 5.9074 | 30
2022-05-13 00:30 | 0:30 | 5.3704 | 30
2022-05-13 01:00 | 1:00 | 5.3683 | 30
2022-05-13 01:30 | 1:30 | 5.1578 | 30
2022-05-13 02:00 | 2:00 | 4.9592 | 30
2022-05-13 02:30 | 2:30 | 5.2273 | 30
2022-05-13 03:00 | 3:00 | 5.1003 | 30
2022-05-13 03:30 | 3:30 | 4.9556 | 30
2022-05-13 04:00 | 4:00 | 5.2019 | 30
2022-05-13 04:30 | 4:30 | 5.5187 | 30
2022-05-13 05:00 | 5:00 | 5.8625 | 30
2022-05-13 05:30 | 5:30 | 5.9666 | 30
2022-05-13 06:00 | 6:00 | 6.4392 | 30
2022-05-13 06:30 | 6:30 | 6.9107 | 30
2022-05-13 07:00 | 7:00 | 7.5577 | 30
2022-05-13 07:30 | 7:30 | 7.9268 | 30
2022-05-13 08:00 | 8:00 | 7.6661 | 30
2022-05-13 08:30 | 8:30 | 7.3565 | 30
2022-05-13 09:00 | 9:00 | 7.0673 | 30
2022-05-13 09:30 | 9:30 | 7.1637 | 30
2022-05-13 10:00 | 10:00 | 6.665 | 30
2022-05-13 10:30 | 10:30 | 5.6991 | 30
2022-05-13 11:00 | 11:00 | 5.7325 | 30
2022-05-13 11:30 | 11:30 | 5.4776 | 30
2022-05-13 12:00 | 12:00 | 6.5729 | 30
2022-05-13 12:30 | 12:30 | 7.365 | 30
2022-05-13 13:00 | 13:00 | 6.7853 | 30
2022-05-13 13:30 | 13:30 | 7.1193 | 30
2022-05-13 14:00 | 14:00 | 6.6505 | 30
2022-05-13 14:30 | 14:30 | 6.9946 | 30
2022-05-13 15:00 | 15:00 | 6.5823 | 30
2022-05-13 15:30 | 15:30 | 6.2368 | 30
2022-05-13 16:00 | 16:00 | 6.8867 | 30
2022-05-13 16:30 | 16:30 | 8.6662 | 30
2022-05-13 17:00 | 17:00 | 9.3109 | 30
2022-05-13 17:30 | 17:30 | 9.8378 | 30
2022-05-13 18:00 | 18:00 | 9.5599 | 30
2022-05-13 18:30 | 18:30 | 9.2435 | 30
2022-05-13 19:00 | 19:00 | 8.7544 | 30
2022-05-13 19:30 | 19:30 | 8.4142 | 30
2022-05-13 20:00 | 20:00 | 8.3803 | 30
2022-05-13 20:30 | 20:30 | 8.3068 | 30
2022-05-13 21:00 | 21:00 | 8.2082 | 30
2022-05-13 21:30 | 21:30 | 8.0689 | 30
2022-05-13 22:00 | 22:00 | 7.4895 | 30
2022-05-13 22:30 | 22:30 | 7.2413 | 30
2022-05-13 23:00 | 23:00 | 7.3865 | 30
2022-05-13 23:30 | 23:30 | 6.8698 | 30
2022-05-14 | 0:00 | 6.6535 | 30
2022-05-14 00:30 | 0:30 | 6.7542 | 30
2022-05-14 01:00 | 1:00 | 6.8765 | 30
2022-05-14 01:30 | 1:30 | 6.5426 | 30
2022-05-14 02:00 | 2:00 | 6.1869 | 30
2022-05-14 02:30 | 2:30 | 6.0221 | 30
2022-05-14 03:00 | 3:00 | 5.8628 | 30
2022-05-14 03:30 | 3:30 | 5.8656 | 30
2022-05-14 04:00 | 4:00 | 5.9198 | 30
2022-05-14 04:30 | 4:30 | 5.6202 | 30
2022-05-14 05:00 | 5:00 | 5.5307 | 30
2022-05-14 05:30 | 5:30 | 5.7615 | 30
2022-05-14 06:00 | 6:00 | 5.7614 | 30
2022-05-14 06:30 | 6:30 | 5.9139 | 30
2022-05-14 07:00 | 7:00 | 5.8335 | 30
2022-05-14 07:30 | 7:30 | 6.1321 | 30
2022-05-14 08:00 | 8:00 | 6.8168 | 30
2022-05-14 08:30 | 8:30 | 6.9698 | 30
2022-05-14 09:00 | 9:00 | 6.9201 | 30
2022-05-14 09:30 | 9:30 | 7.1628 | 30
2022-05-14 10:00 | 10:00 | 7.0508 | 30
2022-05-14 10:30 | 10:30 | 6.6463 | 30
2022-05-14 11:00 | 11:00 | 6.3886 | 30
2022-05-14 11:30 | 11:30 | 5.0585 | 30
2022-05-14 12:00 | 12:00 | 5.3134 | 30
2022-05-14 12:30 | 12:30 | 5.7837 | 30
2022-05-14 13:00 | 13:00 | 5.7578 | 30
2022-05-14 13:30 | 13:30 | 5.9069 | 30
2022-05-14 14:00 | 14:00 | 6.022 | 30
2022-05-14 14:30 | 14:30 | 7.3105 | 30
2022-05-14 15:00 | 15:00 | 8.6563 | 30
2022-05-14 15:30 | 15:30 | 9.3202 | 30
2022-05-14 16:00 | 16:00 | 10.0066 | 30
2022-05-14 16:30 | 16:30 | 10.6649 | 30
2022-05-14 17:00 | 17:00 | 11.261 | 30
2022-05-14 17:30 | 17:30 | 11.7545 | 30
2022-05-14 18:00 | 18:00 | 11.5761 | 30
2022-05-14 18:30 | 18:30 | 11.249 | 30
2022-05-14 19:00 | 19:00 | 10.7161 | 30
2022-05-14 19:30 | 19:30 | 10.2028 | 30
2022-05-14 20:00 | 20:00 | 10.2495 | 30
2022-05-14 20:30 | 20:30 | 10.0103 | 30
2022-05-14 21:00 | 21:00 | 9.639 | 30
2022-05-14 21:30 | 21:30 | 9.3894 | 30
2022-05-14 22:00 | 22:00 | 8.9094 | 30
2022-05-14 22:30 | 22:30 | 8.3336 | 30
2022-05-14 23:00 | 23:00 | 8.3489 | 30
2022-05-14 23:30 | 23:30 | 8.1693 | 30
2022-05-15 | 0:00 | 7.7522 | 30
2022-05-15 00:30 | 0:30 | 7.5365 | 30
2022-05-15 01:00 | 1:00 | 7.2024 | 30
2022-05-15 01:30 | 1:30 | 6.906 | 30
2022-05-15 02:00 | 2:00 | 5.4486 | 30
2022-05-15 02:30 | 2:30 | 4.9172 | 30
2022-05-15 03:00 | 3:00 | 4.8128 | 30
2022-05-15 03:30 | 3:30 | 6.2827 | 30
2022-05-15 04:00 | 4:00 | 6.3135 | 30
2022-05-15 04:30 | 4:30 | 6.2069 | 30
2022-05-15 05:00 | 5:00 | 5.9141 | 30
2022-05-15 05:30 | 5:30 | 6.0022 | 30
2022-05-15 06:00 | 6:00 | 6.2479 | 30
2022-05-15 06:30 | 6:30 | 6.3335 | 30
2022-05-15 07:00 | 7:00 | 6.5219 | 30
2022-05-15 07:30 | 7:30 | 6.6802 | 30
2022-05-15 08:00 | 8:00 | 6.6231 | 30
2022-05-15 08:30 | 8:30 | 6.3418 | 30
2022-05-15 09:00 | 9:00 | 6.0574 | 30
2022-05-15 09:30 | 9:30 | 5.9626 | 30
2022-05-15 10:00 | 10:00 | 5.2237 | 30
2022-05-15 10:30 | 10:30 | 5.0256 | 30
2022-05-15 11:00 | 11:00 | 6.32 | 30
2022-05-15 11:30 | 11:30 | 6.202 | 30
2022-05-15 12:00 | 12:00 | 6.7504 | 30
2022-05-15 12:30 | 12:30 | 4.892 | 30
2022-05-15 13:00 | 13:00 | 6.47 | 30
2022-05-15 13:30 | 13:30 | 7.281 | 30
2022-05-15 14:00 | 14:00 | 6.7561 | 30
2022-05-15 14:30 | 14:30 | 8.9625 | 30
2022-05-15 15:00 | 15:00 | 9.5059 | 30
2022-05-15 15:30 | 15:30 | 9.5639 | 30
2022-05-15 16:00 | 16:00 | 10.2281 | 30
2022-05-15 16:30 | 16:30 | 11.2025 | 30
2022-05-15 17:00 | 17:00 | 12.0911 | 30
2022-05-15 17:30 | 17:30 | 13.1976 | 30
2022-05-15 18:00 | 18:00 | 13.099 | 30
2022-05-15 18:30 | 18:30 | 12.5416 | 30
2022-05-15 19:00 | 19:00 | 11.9587 | 30
2022-05-15 19:30 | 19:30 | 11.1805 | 30
2022-05-15 20:00 | 20:00 | 10.87 | 30
2022-05-15 20:30 | 20:30 | 10.6593 | 30
2022-05-15 21:00 | 21:00 | 10.1261 | 30
2022-05-15 21:30 | 21:30 | 9.4686 | 30
2022-05-15 22:00 | 22:00 | 8.8693 | 30
2022-05-15 22:30 | 22:30 | 8.2056 | 30
2022-05-15 23:00 | 23:00 | 8.167 | 30
2022-05-15 23:30 | 23:30 | 7.7375 | 30
2022-05-16 | 0:00 | 7.6309 | 30
2022-05-16 00:30 | 0:30 | 7.4538 | 30
2022-05-16 01:00 | 1:00 | 7.3283 | 30
2022-05-16 01:30 | 1:30 | 7.2438 | 30
2022-05-16 02:00 | 2:00 | 7.0126 | 30
2022-05-16 02:30 | 2:30 | 6.6002 | 30
2022-05-16 03:00 | 3:00 | 6.4157 | 30
2022-05-16 03:30 | 3:30 | 6.2921 | 30
2022-05-16 04:00 | 4:00 | 6.508 | 30
2022-05-16 04:30 | 4:30 | 6.8329 | 30
2022-05-16 05:00 | 5:00 | 7.144 | 30
2022-05-16 05:30 | 5:30 | 7.2269 | 30
2022-05-16 06:00 | 6:00 | 7.8664 | 30
2022-05-16 06:30 | 6:30 | 8.2414 | 30
2022-05-16 07:00 | 7:00 | 8.3755 | 30
2022-05-16 07:30 | 7:30 | 8.0764 | 30
2022-05-16 08:00 | 8:00 | 6.552 | 30
2022-05-16 08:30 | 8:30 | 6.2193 | 30
2022-05-16 09:00 | 9:00 | 5.9488 | 30
2022-05-16 09:30 | 9:30 | 5.3822 | 30
2022-05-16 10:00 | 10:00 | 5.0385 | 30
2022-05-16 10:30 | 10:30 | 7.2141 | 30
2022-05-16 11:00 | 11:00 | 6.0091 | 30
2022-05-16 11:30 | 11:30 | 4.6352 | 30
2022-05-16 12:00 | 12:00 | 5.1009 | 30
2022-05-16 12:30 | 12:30 | 3.4595 | 30
2022-05-16 13:00 | 13:00 | 5.8846 | 30
2022-05-16 13:30 | 13:30 | 6.9834 | 30
2022-05-16 14:00 | 14:00 | 6.9639 | 30
2022-05-16 14:30 | 14:30 | 7.2949 | 30
2022-05-16 15:00 | 15:00 | 8.9249 | 30
2022-05-16 15:30 | 15:30 | 9.7323 | 30
2022-05-16 16:00 | 16:00 | 9.9156 | 30
2022-05-16 16:30 | 16:30 | 10.9227 | 30
2022-05-16 17:00 | 17:00 | 11.7923 | 30
2022-05-16 17:30 | 17:30 | 12.6541 | 30
2022-05-16 18:00 | 18:00 | 12.6248 | 30
2022-05-16 18:30 | 18:30 | 12.1535 | 30
2022-05-16 19:00 | 19:00 | 11.5287 | 30
2022-05-16 19:30 | 19:30 | 10.8886 | 30
2022-05-16 20:00 | 20:00 | 10.7018 | 30
2022-05-16 20:30 | 20:30 | 10.4646 | 30
2022-05-16 21:00 | 21:00 | 9.7872 | 30
2022-05-16 21:30 | 21:30 | 9.4352 | 30
2022-05-16 22:00 | 22:00 | 8.513 | 30
2022-05-16 22:30 | 22:30 | 7.4298 | 30
2022-05-16 23:00 | 23:00 | 7.431 | 30
2022-05-16 23:30 | 23:30 | 7.2669 | 30
2022-05-17 | 0:00 | 7.1024 | 30
2022-05-17 00:30 | 0:30 | 7.0381 | 30
2022-05-17 01:00 | 1:00 | 7.3368 | 30
2022-05-17 01:30 | 1:30 | 7.1721 | 30
2022-05-17 02:00 | 2:00 | 6.9164 | 30
2022-05-17 02:30 | 2:30 | 6.7932 | 30
2022-05-17 03:00 | 3:00 | 6.6578 | 30
2022-05-17 03:30 | 3:30 | 6.679 | 30
2022-05-17 04:00 | 4:00 | 6.7135 | 30
2022-05-17 04:30 | 4:30 | 6.9663 | 30
2022-05-17 05:00 | 5:00 | 7.3481 | 30
2022-05-17 05:30 | 5:30 | 7.5627 | 30
2022-05-17 06:00 | 6:00 | 8.0089 | 30
2022-05-17 06:30 | 6:30 | 8.3146 | 30
2022-05-17 07:00 | 7:00 | 7.8491 | 30
2022-05-17 07:30 | 7:30 | 8.139 | 30
2022-05-17 08:00 | 8:00 | 7.015 | 30
2022-05-17 08:30 | 8:30 | 5.0995 | 30
2022-05-17 09:00 | 9:00 | 5.8558 | 30
2022-05-17 09:30 | 9:30 | 4.4325 | 30
2022-05-17 10:00 | 10:00 | 4.5583 | 30
2022-05-17 10:30 | 10:30 | 4.6113 | 30
2022-05-17 11:00 | 11:00 | 5.1933 | 30
2022-05-17 11:30 | 11:30 | 6.1279 | 30
2022-05-17 12:00 | 12:00 | 6.248 | 30
2022-05-17 12:30 | 12:30 | 7.9027 | 30
2022-05-17 13:00 | 13:00 | 7.58 | 30
2022-05-17 13:30 | 13:30 | 7.9405 | 30
2022-05-17 14:00 | 14:00 | 8.0602 | 30
2022-05-17 14:30 | 14:30 | 8.6215 | 30
2022-05-17 15:00 | 15:00 | 7.8579 | 30
2022-05-17 15:30 | 15:30 | 8.4144 | 30
2022-05-17 16:00 | 16:00 | 9.84 | 30
2022-05-17 16:30 | 16:30 | 10.3526 | 30
2022-05-17 17:00 | 17:00 | 9.7095 | 30
2022-05-17 17:30 | 17:30 | 10.3188 | 30
2022-05-17 18:00 | 18:00 | 10.2853 | 30
2022-05-17 18:30 | 18:30 | 9.9613 | 30
2022-05-17 19:00 | 19:00 | 9.4707 | 30
2022-05-17 19:30 | 19:30 | 9.0949 | 30
2022-05-17 20:00 | 20:00 | 8.9218 | 30
2022-05-17 20:30 | 20:30 | 8.7131 | 30
2022-05-17 21:00 | 21:00 | 8.1612 | 30
2022-05-17 21:30 | 21:30 | 7.8455 | 30
2022-05-17 22:00 | 22:00 | 7.1641 | 30
2022-05-17 22:30 | 22:30 | 6.6333 | 30
2022-05-17 23:00 | 23:00 | 6.4434 | 30
2022-05-17 23:30 | 23:30 | 6.1837 | 30
2022-05-18 | 0:00 | 5.3561 | 30
2022-05-18 00:30 | 0:30 | 5.2718 | 30
2022-05-18 01:00 | 1:00 | 5.6005 | 30
2022-05-18 01:30 | 1:30 | 5.6234 | 30
2022-05-18 02:00 | 2:00 | 5.5445 | 30
2022-05-18 02:30 | 2:30 | 5.5544 | 30
2022-05-18 03:00 | 3:00 | 5.4966 | 30
2022-05-18 03:30 | 3:30 | 5.5339 | 30
2022-05-18 04:00 | 4:00 | 5.6726 | 30
2022-05-18 04:30 | 4:30 | 5.818 | 30
2022-05-18 05:00 | 5:00 | 6.0927 | 30
2022-05-18 05:30 | 5:30 | 6.4283 | 30
2022-05-18 06:00 | 6:00 | 6.9353 | 30
2022-05-18 06:30 | 6:30 | 7.3678 | 30
2022-05-18 07:00 | 7:00 | 7.7785 | 30
2022-05-18 07:30 | 7:30 | 8.0656 | 30
2022-05-18 08:00 | 8:00 | 7.6956 | 30
2022-05-18 08:30 | 8:30 | 6.8127 | 30
2022-05-18 09:00 | 9:00 | 4.8955 | 30
2022-05-18 09:30 | 9:30 | 2.3295 | 30
2022-05-18 10:00 | 10:00 | 1.4757 | 30
2022-05-18 10:30 | 10:30 | 3.5477 | 30
2022-05-18 11:00 | 11:00 | 4.6809 | 30
2022-05-18 11:30 | 11:30 | 5.3336 | 30
2022-05-18 12:00 | 12:00 | 2.5763 | 30
2022-05-18 12:30 | 12:30 | 1.1746 | 30
2022-05-18 13:00 | 13:00 | 2.2078 | 30
2022-05-18 13:30 | 13:30 | 3.0541 | 30
2022-05-18 14:00 | 14:00 | 2.7465 | 30
2022-05-18 14:30 | 14:30 | 2.9765 | 30
2022-05-18 15:00 | 15:00 | 4.136 | 30
2022-05-18 15:30 | 15:30 | 5.4379 | 30
2022-05-18 16:00 | 16:00 | 7.0492 | 30
2022-05-18 16:30 | 16:30 | 8.3926 | 30
2022-05-18 17:00 | 17:00 | 9.1869 | 30
2022-05-18 17:30 | 17:30 | 10.7006 | 30
2022-05-18 18:00 | 18:00 | 10.864 | 30
2022-05-18 18:30 | 18:30 | 10.3513 | 30
2022-05-18 19:00 | 19:00 | 9.8132 | 30
2022-05-18 19:30 | 19:30 | 9.3639 | 30
2022-05-18 20:00 | 20:00 | 9.2017 | 30
2022-05-18 20:30 | 20:30 | 8.8983 | 30
2022-05-18 21:00 | 21:00 | 8.411 | 30
2022-05-18 21:30 | 21:30 | 7.9795 | 30
2022-05-18 22:00 | 22:00 | 7.3718 | 30
2022-05-18 22:30 | 22:30 | 6.7873 | 30
2022-05-18 23:00 | 23:00 | 6.7269 | 30
2022-05-18 23:30 | 23:30 | 6.5207 | 30
2022-05-19 | 0:00 | 6.0418 | 30
2022-05-19 00:30 | 0:30 | 5.7887 | 30
2022-05-19 01:00 | 1:00 | 5.8965 | 30
2022-05-19 01:30 | 1:30 | 5.7985 | 30
2022-05-19 02:00 | 2:00 | 5.5357 | 30
2022-05-19 02:30 | 2:30 | 5.2934 | 30
2022-05-19 03:00 | 3:00 | 5.1594 | 30
2022-05-19 03:30 | 3:30 | 5.1126 | 30
2022-05-19 04:00 | 4:00 | 5.2936 | 30
2022-05-19 04:30 | 4:30 | 5.3775 | 30
2022-05-19 05:00 | 5:00 | 5.8382 | 30
2022-05-19 05:30 | 5:30 | 5.9741 | 30
2022-05-19 06:00 | 6:00 | 6.2059 | 30
2022-05-19 06:30 | 6:30 | 6.3757 | 30
2022-05-19 07:00 | 7:00 | 6.9531 | 30
2022-05-19 07:30 | 7:30 | 6.954 | 30
2022-05-19 08:00 | 8:00 | 5.9711 | 30
2022-05-19 08:30 | 8:30 | 3.4103 | 30
2022-05-19 09:00 | 9:00 | 4.6625 | 30
2022-05-19 09:30 | 9:30 | 3.9807 | 30
2022-05-19 10:00 | 10:00 | 4.5156 | 30
2022-05-19 10:30 | 10:30 | 2.3543 | 30
2022-05-19 11:00 | 11:00 | 4.0273 | 30
2022-05-19 11:30 | 11:30 | 4.0175 | 30
2022-05-19 12:00 | 12:00 | 3.7886 | 30
2022-05-19 12:30 | 12:30 | 3.3808 | 30
2022-05-19 13:00 | 13:00 | 2.7118 | 30
2022-05-19 13:30 | 13:30 | 1.7992 | 30
2022-05-19 14:00 | 14:00 | 3.6488 | 30
2022-05-19 14:30 | 14:30 | 2.7223 | 30
2022-05-19 15:00 | 15:00 | 4.0518 | 30
2022-05-19 15:30 | 15:30 | 4.8054 | 30
2022-05-19 16:00 | 16:00 | 6.6782 | 30
2022-05-19 16:30 | 16:30 | 7.8335 | 30
2022-05-19 17:00 | 17:00 | 8.8935 | 30
2022-05-19 17:30 | 17:30 | 9.7414 | 30
2022-05-19 18:00 | 18:00 | 9.599 | 30
2022-05-19 18:30 | 18:30 | 8.9252 | 30
2022-05-19 19:00 | 19:00 | 8.734 | 30
2022-05-19 19:30 | 19:30 | 8.4142 | 30
2022-05-19 20:00 | 20:00 | 8.2327 | 30
2022-05-19 20:30 | 20:30 | 8.0795 | 30
2022-05-19 21:00 | 21:00 | 7.788 | 30
2022-05-19 21:30 | 21:30 | 7.5399 | 30
2022-05-19 22:00 | 22:00 | 6.9715 | 30
2022-05-19 22:30 | 22:30 | 6.2576 | 30
2022-05-19 23:00 | 23:00 | 6.1787 | 30
2022-05-19 23:30 | 23:30 | 5.9113 | 30
2022-05-20 | 0:00 | 5.4095 | 30
2022-05-20 00:30 | 0:30 | 5.2033 | 30
2022-05-20 01:00 | 1:00 | 5.2071 | 30
2022-05-20 01:30 | 1:30 | 4.8179 | 30
2022-05-20 02:00 | 2:00 | 4.5848 | 30
2022-05-20 02:30 | 2:30 | 4.5063 | 30
2022-05-20 03:00 | 3:00 | 5.0859 | 30
2022-05-20 03:30 | 3:30 | 5.1494 | 30
2022-05-20 04:00 | 4:00 | 5.2156 | 30
2022-05-20 04:30 | 4:30 | 6.1195 | 30
2022-05-20 05:00 | 5:00 | 6.6181 | 30
2022-05-20 05:30 | 5:30 | 6.9215 | 30
2022-05-20 06:00 | 6:00 | 7.4557 | 30
2022-05-20 06:30 | 6:30 | 6.7085 | 30
2022-05-20 07:00 | 7:00 | 6.0258 | 30
2022-05-20 07:30 | 7:30 | 5.5061 | 30
2022-05-20 08:00 | 8:00 | 4.5204 | 30
2022-05-20 08:30 | 8:30 | 4.3776 | 30
2022-05-20 09:00 | 9:00 | 4.6635 | 30
2022-05-20 09:30 | 9:30 | 4.4841 | 30
2022-05-20 10:00 | 10:00 | 4.5736 | 30
2022-05-20 10:30 | 10:30 | 4.6612 | 30
2022-05-20 11:00 | 11:00 | 4.8828 | 30
2022-05-20 11:30 | 11:30 | 6.177 | 30
2022-05-20 12:00 | 12:00 | 6.6824 | 30
2022-05-20 12:30 | 12:30 | 4.2734 | 30
2022-05-20 13:00 | 13:00 | 4.358 | 30
2022-05-20 13:30 | 13:30 | 5.5809 | 30
2022-05-20 14:00 | 14:00 | 5.4751 | 30
2022-05-20 14:30 | 14:30 | 6.1379 | 30
2022-05-20 15:00 | 15:00 | 6.8423 | 30
2022-05-20 15:30 | 15:30 | 6.8981 | 30
2022-05-20 16:00 | 16:00 | 8.0023 | 30
2022-05-20 16:30 | 16:30 | 8.6466 | 30
2022-05-20 17:00 | 17:00 | 9.3678 | 30
2022-05-20 17:30 | 17:30 | 10.0186 | 30
2022-05-20 18:00 | 18:00 | 9.9101 | 30
2022-05-20 18:30 | 18:30 | 9.7566 | 30
2022-05-20 19:00 | 19:00 | 9.2914 | 30
2022-05-20 19:30 | 19:30 | 8.6074 | 30
2022-05-20 20:00 | 20:00 | 8.7043 | 30
2022-05-20 20:30 | 20:30 | 8.4972 | 30
2022-05-20 21:00 | 21:00 | 8.4586 | 30
2022-05-20 21:30 | 21:30 | 8.1945 | 30
2022-05-20 22:00 | 22:00 | 7.5403 | 30
2022-05-20 22:30 | 22:30 | 7.0718 | 30
2022-05-20 23:00 | 23:00 | 6.7589 | 30
2022-05-20 23:30 | 23:30 | 6.3896 | 30
2022-05-21 | 0:00 | 6.0681 | 30
2022-05-21 00:30 | 0:30 | 5.8507 | 30
2022-05-21 01:00 | 1:00 | 5.6412 | 30
2022-05-21 01:30 | 1:30 | 5.2644 | 30
2022-05-21 02:00 | 2:00 | 4.9984 | 30
2022-05-21 02:30 | 2:30 | 4.8512 | 30
2022-05-21 03:00 | 3:00 | 4.7482 | 30
2022-05-21 03:30 | 3:30 | 4.7292 | 30
2022-05-21 04:00 | 4:00 | 4.7371 | 30
2022-05-21 04:30 | 4:30 | 4.7717 | 30
2022-05-21 05:00 | 5:00 | 4.9285 | 30
2022-05-21 05:30 | 5:30 | 5.0759 | 30
2022-05-21 06:00 | 6:00 | 5.4242 | 30
2022-05-21 06:30 | 6:30 | 5.5923 | 30
2022-05-21 07:00 | 7:00 | 6.1533 | 30
2022-05-21 07:30 | 7:30 | 6.7395 | 30
2022-05-21 08:00 | 8:00 | 7.2198 | 30
2022-05-21 08:30 | 8:30 | 7.7024 | 30
2022-05-21 09:00 | 9:00 | 8.0254 | 30
2022-05-21 09:30 | 9:30 | 7.6678 | 30
2022-05-21 10:00 | 10:00 | 7.8833 | 30
2022-05-21 10:30 | 10:30 | 7.5523 | 30
2022-05-21 11:00 | 11:00 | 7.6784 | 30
2022-05-21 11:30 | 11:30 | 7.8538 | 30
2022-05-21 12:00 | 12:00 | 7.7195 | 30
2022-05-21 12:30 | 12:30 | 7.1336 | 30
2022-05-21 13:00 | 13:00 | 7.1741 | 30
2022-05-21 13:30 | 13:30 | 7.4801 | 30
2022-05-21 14:00 | 14:00 | 7.8012 | 30
2022-05-21 14:30 | 14:30 | 8.1162 | 30
2022-05-21 15:00 | 15:00 | 8.101 | 30
2022-05-21 15:30 | 15:30 | 8.2393 | 30
2022-05-21 16:00 | 16:00 | 8.725 | 30
2022-05-21 16:30 | 16:30 | 9.1068 | 30
2022-05-21 17:00 | 17:00 | 9.6925 | 30
2022-05-21 17:30 | 17:30 | 10.221 | 30
2022-05-21 18:00 | 18:00 | 9.9706 | 30
2022-05-21 18:30 | 18:30 | 9.6824 | 30
2022-05-21 19:00 | 19:00 | 9.2191 | 30
2022-05-21 19:30 | 19:30 | 8.836 | 30
2022-05-21 20:00 | 20:00 | 8.9132 | 30
2022-05-21 20:30 | 20:30 | 8.713 | 30
2022-05-21 21:00 | 21:00 | 8.1561 | 30
2022-05-21 21:30 | 21:30 | 7.9183 | 30
2022-05-21 22:00 | 22:00 | 7.3426 | 30
2022-05-21 22:30 | 22:30 | 6.7778 | 30
2022-05-21 23:00 | 23:00 | 6.7869 | 30
2022-05-21 23:30 | 23:30 | 6.552 | 30
2022-05-22 | 0:00 | 6.0715 | 30
2022-05-22 00:30 | 0:30 | 5.954 | 30
2022-05-22 01:00 | 1:00 | 5.8633 | 30
2022-05-22 01:30 | 1:30 | 5.6482 | 30
2022-05-22 02:00 | 2:00 | 5.444 | 30
2022-05-22 02:30 | 2:30 | 5.2586 | 30
2022-05-22 03:00 | 3:00 | 5.4137 | 30
2022-05-22 03:30 | 3:30 | 5.3176 | 30
2022-05-22 04:00 | 4:00 | 5.2938 | 30
2022-05-22 04:30 | 4:30 | 5.3094 | 30
2022-05-22 05:00 | 5:00 | 5.3528 | 30
2022-05-22 05:30 | 5:30 | 5.4222 | 30
2022-05-22 06:00 | 6:00 | 5.8717 | 30
2022-05-22 06:30 | 6:30 | 6.2947 | 30
2022-05-22 07:00 | 7:00 | 6.8596 | 30
2022-05-22 07:30 | 7:30 | 7.4052 | 30
2022-05-22 08:00 | 8:00 | 7.6372 | 30
2022-05-22 08:30 | 8:30 | 7.6414 | 30
2022-05-22 09:00 | 9:00 | 7.1933 | 30
2022-05-22 09:30 | 9:30 | 7.9451 | 30
2022-05-22 10:00 | 10:00 | 8.1268 | 30
2022-05-22 10:30 | 10:30 | 7.991 | 30
2022-05-22 11:00 | 11:00 | 7.3808 | 30
2022-05-22 11:30 | 11:30 | 5.502 | 30
2022-05-22 12:00 | 12:00 | 5.3553 | 30
2022-05-22 12:30 | 12:30 | 6.1663 | 30
2022-05-22 13:00 | 13:00 | 6.649 | 30
2022-05-22 13:30 | 13:30 | 4.2988 | 30
2022-05-22 14:00 | 14:00 | 6.8433 | 30
2022-05-22 14:30 | 14:30 | 6.9995 | 30
2022-05-22 15:00 | 15:00 | 7.0991 | 30
2022-05-22 15:30 | 15:30 | 7.7434 | 30
2022-05-22 16:00 | 16:00 | 8.5881 | 30
2022-05-22 16:30 | 16:30 | 9.8084 | 30
2022-05-22 17:00 | 17:00 | 10.7732 | 30
2022-05-22 17:30 | 17:30 | 11.4743 | 30
2022-05-22 18:00 | 18:00 | 11.3429 | 30
2022-05-22 18:30 | 18:30 | 10.9793 | 30
2022-05-22 19:00 | 19:00 | 10.4273 | 30
2022-05-22 19:30 | 19:30 | 9.7614 | 30
2022-05-22 20:00 | 20:00 | 9.5755 | 30
2022-05-22 20:30 | 20:30 | 9.3062 | 30
2022-05-22 21:00 | 21:00 | 8.3304 | 30
2022-05-22 21:30 | 21:30 | 7.9393 | 30
2022-05-22 22:00 | 22:00 | 7.2958 | 30
2022-05-22 22:30 | 22:30 | 6.5935 | 30
2022-05-22 23:00 | 23:00 | 6.5006 | 30
2022-05-22 23:30 | 23:30 | 6.2462 | 30
2022-05-23 | 0:00 | 5.827 | 30
2022-05-23 00:30 | 0:30 | 5.4518 | 30
2022-05-23 01:00 | 1:00 | 5.2764 | 30
2022-05-23 01:30 | 1:30 | 5.2048 | 30
2022-05-23 02:00 | 2:00 | 5.2369 | 30
2022-05-23 02:30 | 2:30 | 5.3283 | 30
2022-05-23 03:00 | 3:00 | 5.122 | 30
2022-05-23 03:30 | 3:30 | 5.1458 | 30
2022-05-23 04:00 | 4:00 | 5.3231 | 30
2022-05-23 04:30 | 4:30 | 5.4573 | 30
2022-05-23 05:00 | 5:00 | 5.8854 | 30
2022-05-23 05:30 | 5:30 | 6.2081 | 30
2022-05-23 06:00 | 6:00 | 6.6381 | 30
2022-05-23 06:30 | 6:30 | 7.0346 | 30
2022-05-23 07:00 | 7:00 | 7.2483 | 30
2022-05-23 07:30 | 7:30 | 6.8752 | 30
2022-05-23 08:00 | 8:00 | 6.4479 | 30
2022-05-23 08:30 | 8:30 | 3.9305 | 30
2022-05-23 09:00 | 9:00 | 3.5582 | 30
2022-05-23 09:30 | 9:30 | 4.7852 | 30
2022-05-23 10:00 | 10:00 | 1.7047 | 30
2022-05-23 10:30 | 10:30 | 1.1048 | 30
2022-05-23 11:00 | 11:00 | 0.85171 | 30
2022-05-23 11:30 | 11:30 | 1.0356 | 30
2022-05-23 12:00 | 12:00 | 1.5939 | 30
2022-05-23 12:30 | 12:30 | 1.1187 | 30
2022-05-23 13:00 | 13:00 | 1.5939 | 30
2022-05-23 13:30 | 13:30 | 4.628 | 30
2022-05-23 14:00 | 14:00 | 4.349 | 30
2022-05-23 14:30 | 14:30 | 6.1747 | 30
2022-05-23 15:00 | 15:00 | 7.4048 | 30
2022-05-23 15:30 | 15:30 | 7.664 | 30
2022-05-23 16:00 | 16:00 | 8.4641 | 30
2022-05-23 16:30 | 16:30 | 9.4562 | 30
2022-05-23 17:00 | 17:00 | 10.6995 | 30
2022-05-23 17:30 | 17:30 | 11.71 | 30
2022-05-23 18:00 | 18:00 | 11.686 | 30
2022-05-23 18:30 | 18:30 | 10.9948 | 30
2022-05-23 19:00 | 19:00 | 9.9416 | 30
2022-05-23 19:30 | 19:30 | 9.4537 | 30
2022-05-23 20:00 | 20:00 | 9.2898 | 30
2022-05-23 20:30 | 20:30 | 8.8937 | 30
2022-05-23 21:00 | 21:00 | 8.2797 | 30
2022-05-23 21:30 | 21:30 | 7.9341 | 30
2022-05-23 22:00 | 22:00 | 7.4461 | 30
2022-05-23 22:30 | 22:30 | 6.54 | 30
2022-05-23 23:00 | 23:00 | 6.2959 | 30
2022-05-23 23:30 | 23:30 | 6.1593 | 30
2022-05-24 | 0:00 | 5.9345 | 30
2022-05-24 00:30 | 0:30 | 5.8521 | 30
2022-05-24 01:00 | 1:00 | 5.7752 | 30
2022-05-24 01:30 | 1:30 | 5.6591 | 30
2022-05-24 02:00 | 2:00 | 5.4647 | 30
2022-05-24 02:30 | 2:30 | 5.1791 | 30
2022-05-24 03:00 | 3:00 | 5.0573 | 30
2022-05-24 03:30 | 3:30 | 5.1711 | 30
2022-05-24 04:00 | 4:00 | 5.1837 | 30
2022-05-24 04:30 | 4:30 | 5.3831 | 30
2022-05-24 05:00 | 5:00 | 5.7584 | 30
2022-05-24 05:30 | 5:30 | 6.2383 | 30
2022-05-24 06:00 | 6:00 | 6.8985 | 30
2022-05-24 06:30 | 6:30 | 7.3551 | 30
2022-05-24 07:00 | 7:00 | 7.4629 | 30
2022-05-24 07:30 | 7:30 | 7.8567 | 30
2022-05-24 08:00 | 8:00 | 6.332 | 30
2022-05-24 08:30 | 8:30 | 5.027 | 30
2022-05-24 09:00 | 9:00 | 6.1649 | 30
2022-05-24 09:30 | 9:30 | 5.1649 | 30
2022-05-24 10:00 | 10:00 | 1.4782 | 30
2022-05-24 10:30 | 10:30 | 2.5298 | 30
2022-05-24 11:00 | 11:00 | 1.9871 | 30
2022-05-24 11:30 | 11:30 | 1.1375 | 30
2022-05-24 12:00 | 12:00 | 1.5508 | 30
2022-05-24 12:30 | 12:30 | 0.99789 | 30
2022-05-24 13:00 | 13:00 | 0.95752 | 30
2022-05-24 13:30 | 13:30 | 1.8435 | 30
2022-05-24 14:00 | 14:00 | 3.1667 | 30
2022-05-24 14:30 | 14:30 | 4.3314 | 30
2022-05-24 15:00 | 15:00 | 4.0816 | 30
2022-05-24 15:30 | 15:30 | 4.69 | 30
2022-05-24 16:00 | 16:00 | 7.1922 | 30
2022-05-24 16:30 | 16:30 | 8.3753 | 30
2022-05-24 17:00 | 17:00 | 9.525 | 30
2022-05-24 17:30 | 17:30 | 10.5097 | 30
2022-05-24 18:00 | 18:00 | 10.7244 | 30
2022-05-24 18:30 | 18:30 | 10.4079 | 30
2022-05-24 19:00 | 19:00 | 9.8544 | 30
2022-05-24 19:30 | 19:30 | 9.6263 | 30
2022-05-24 20:00 | 20:00 | 9.3589 | 30
2022-05-24 20:30 | 20:30 | 8.2611 | 30
2022-05-24 21:00 | 21:00 | 8.0377 | 30
2022-05-24 21:30 | 21:30 | 8.129 | 30
2022-05-24 22:00 | 22:00 | 7.5003 | 30
2022-05-24 22:30 | 22:30 | 6.8 | 30
2022-05-24 23:00 | 23:00 | 6.0562 | 30
2022-05-24 23:30 | 23:30 | 5.757 | 30
2022-05-25 | 0:00 | 5.8321 | 30
2022-05-25 00:30 | 0:30 | 5.4861 | 30
2022-05-25 01:00 | 1:00 | 5.4135 | 30
2022-05-25 01:30 | 1:30 | 5.2911 | 30
2022-05-25 02:00 | 2:00 | 5.0561 | 30
2022-05-25 02:30 | 2:30 | 4.8256 | 30
2022-05-25 03:00 | 3:00 | 4.7423 | 30
2022-05-25 03:30 | 3:30 | 4.787 | 30
2022-05-25 04:00 | 4:00 | 4.9097 | 30
2022-05-25 04:30 | 4:30 | 5.0988 | 30
2022-05-25 05:00 | 5:00 | 5.4282 | 30
2022-05-25 05:30 | 5:30 | 5.9572 | 30
2022-05-25 06:00 | 6:00 | 6.4421 | 30
2022-05-25 06:30 | 6:30 | 7.1889 | 30
2022-05-25 07:00 | 7:00 | 7.337 | 30
2022-05-25 07:30 | 7:30 | 6.7616 | 30
2022-05-25 08:00 | 8:00 | 4.2905 | 30
2022-05-25 08:30 | 8:30 | 3.1745 | 30
2022-05-25 09:00 | 9:00 | 2.0058 | 30
2022-05-25 09:30 | 9:30 | 0.91995 | 30
2022-05-25 10:00 | 10:00 | 1.8825 | 30
2022-05-25 10:30 | 10:30 | 0.77262 | 30
2022-05-25 11:00 | 11:00 | 0.98679 | 30
2022-05-25 11:30 | 11:30 | 2.9577 | 30
2022-05-25 12:00 | 12:00 | 3.3751 | 30
2022-05-25 12:30 | 12:30 | 1.481 | 30
2022-05-25 13:00 | 13:00 | 2.2851 | 30
2022-05-25 13:30 | 13:30 | 5.7369 | 30
2022-05-25 14:00 | 14:00 | 5.2592 | 30
2022-05-25 14:30 | 14:30 | 5.695 | 30
2022-05-25 15:00 | 15:00 | 6.3029 | 30
2022-05-25 15:30 | 15:30 | 6.8419 | 30
2022-05-25 16:00 | 16:00 | 7.1028 | 30
2022-05-25 16:30 | 16:30 | 8.4178 | 30
2022-05-25 17:00 | 17:00 | 9.635 | 30
2022-05-25 17:30 | 17:30 | 10.5111 | 30
2022-05-25 18:00 | 18:00 | 10.5981 | 30
2022-05-25 18:30 | 18:30 | 9.5853 | 30
2022-05-25 19:00 | 19:00 | 9.0337 | 30
2022-05-25 19:30 | 19:30 | 8.7404 | 30
2022-05-25 20:00 | 20:00 | 9.5684 | 30
2022-05-25 20:30 | 20:30 | 9.4723 | 30
2022-05-25 21:00 | 21:00 | 8.8819 | 30
2022-05-25 21:30 | 21:30 | 8.52 | 30
2022-05-25 22:00 | 22:00 | 7.8728 | 30
2022-05-25 22:30 | 22:30 | 7.1486 | 30
2022-05-25 23:00 | 23:00 | 7.1522 | 30
2022-05-25 23:30 | 23:30 | 6.3804 | 30
2022-05-26 | 0:00 | 5.4474 | 30
2022-05-26 00:30 | 0:30 | 6.0454 | 30
2022-05-26 01:00 | 1:00 | 5.8185 | 30
2022-05-26 01:30 | 1:30 | 5.2109 | 30
2022-05-26 02:00 | 2:00 | 4.9593 | 30
2022-05-26 02:30 | 2:30 | 4.6181 | 30
2022-05-26 03:00 | 3:00 | 4.5713 | 30
2022-05-26 03:30 | 3:30 | 4.7755 | 30
2022-05-26 04:00 | 4:00 | 4.8776 | 30
2022-05-26 04:30 | 4:30 | 5.137 | 30
2022-05-26 05:00 | 5:00 | 5.506 | 30
2022-05-26 05:30 | 5:30 | 5.8573 | 30
2022-05-26 06:00 | 6:00 | 6.4507 | 30
2022-05-26 06:30 | 6:30 | 6.9774 | 30
2022-05-26 07:00 | 7:00 | 7.7524 | 30
2022-05-26 07:30 | 7:30 | 6.2459 | 30
2022-05-26 08:00 | 8:00 | 4.7307 | 30
2022-05-26 08:30 | 8:30 | 4.4304 | 30
2022-05-26 09:00 | 9:00 | 2.0152 | 30
2022-05-26 09:30 | 9:30 | 0.97559 | 30
2022-05-26 10:00 | 10:00 | 0.91009 | 30
2022-05-26 10:30 | 10:30 | 1.2099 | 30
2022-05-26 11:00 | 11:00 | 1.7723 | 30
2022-05-26 11:30 | 11:30 | 1.1444 | 30
2022-05-26 12:00 | 12:00 | 1.3071 | 30
2022-05-26 12:30 | 12:30 | 1.4399 | 30
2022-05-26 13:00 | 13:00 | 1.571 | 30
2022-05-26 13:30 | 13:30 | 0.98392 | 30
2022-05-26 14:00 | 14:00 | 1.7312 | 30
2022-05-26 14:30 | 14:30 | 2.9185 | 30
2022-05-26 15:00 | 15:00 | 5.1527 | 30
2022-05-26 15:30 | 15:30 | 5.261 | 30
2022-05-26 16:00 | 16:00 | 6.6855 | 30
2022-05-26 16:30 | 16:30 | 7.4919 | 30
2022-05-26 17:00 | 17:00 | 8.4141 | 30
2022-05-26 17:30 | 17:30 | 9.2743 | 30
2022-05-26 18:00 | 18:00 | 9.6367 | 30
2022-05-26 18:30 | 18:30 | 9.5322 | 30
2022-05-26 19:00 | 19:00 | 9.1341 | 30
2022-05-26 19:30 | 19:30 | 8.9168 | 30
2022-05-26 20:00 | 20:00 | 8.9564 | 30
2022-05-26 20:30 | 20:30 | 8.79 | 30
2022-05-26 21:00 | 21:00 | 8.4602 | 30
2022-05-26 21:30 | 21:30 | 8.1493 | 30
2022-05-26 22:00 | 22:00 | 7.7521 | 30
2022-05-26 22:30 | 22:30 | 7.0591 | 30
2022-05-26 23:00 | 23:00 | 6.4771 | 30
2022-05-26 23:30 | 23:30 | 6.313 | 30
2022-05-27 | 0:00 | 5.5006 | 30
2022-05-27 00:30 | 0:30 | 5.2459 | 30
2022-05-27 01:00 | 1:00 | 5.2121 | 30
2022-05-27 01:30 | 1:30 | 5.0618 | 30
2022-05-27 02:00 | 2:00 | 6.3388 | 30
2022-05-27 02:30 | 2:30 | 6.4484 | 30
2022-05-27 03:00 | 3:00 | 5.344 | 30
2022-05-27 03:30 | 3:30 | 5.454 | 30
2022-05-27 04:00 | 4:00 | 5.7129 | 30
2022-05-27 04:30 | 4:30 | 6.1538 | 30
2022-05-27 05:00 | 5:00 | 7.2667 | 30
2022-05-27 05:30 | 5:30 | 7.5681 | 30
2022-05-27 06:00 | 6:00 | 8.2436 | 30
2022-05-27 06:30 | 6:30 | 8.0809 | 30
2022-05-27 07:00 | 7:00 | 7.4505 | 30
2022-05-27 07:30 | 7:30 | 6.5614 | 30
2022-05-27 08:00 | 8:00 | 5.0875 | 30
2022-05-27 08:30 | 8:30 | 3.4997 | 30
2022-05-27 09:00 | 9:00 | 2.2423 | 30
2022-05-27 09:30 | 9:30 | 0.99752 | 30
2022-05-27 10:00 | 10:00 | 1.0011 | 30
2022-05-27 10:30 | 10:30 | 1.5695 | 30
2022-05-27 11:00 | 11:00 | 1.1748 | 30
2022-05-27 11:30 | 11:30 | 1.3985 | 30
2022-05-27 12:00 | 12:00 | 0.91061 | 30
2022-05-27 12:30 | 12:30 | 1.262 | 30
2022-05-27 13:00 | 13:00 | 1.0818 | 30
2022-05-27 13:30 | 13:30 | 0.95421 | 30
2022-05-27 14:00 | 14:00 | 2.2049 | 30
2022-05-27 14:30 | 14:30 | 2.1443 | 30
2022-05-27 15:00 | 15:00 | 3.0874 | 30
2022-05-27 15:30 | 15:30 | 4.0796 | 30
2022-05-27 16:00 | 16:00 | 6.1601 | 30
2022-05-27 16:30 | 16:30 | 7.6898 | 30
2022-05-27 17:00 | 17:00 | 8.3011 | 30
2022-05-27 17:30 | 17:30 | 9.0137 | 30
2022-05-27 18:00 | 18:00 | 9.1431 | 30
2022-05-27 18:30 | 18:30 | 8.8529 | 30
2022-05-27 19:00 | 19:00 | 8.5669 | 30
2022-05-27 19:30 | 19:30 | 8.3211 | 30
2022-05-27 20:00 | 20:00 | 8.3707 | 30
2022-05-27 20:30 | 20:30 | 8.1118 | 30
2022-05-27 21:00 | 21:00 | 7.962 | 30
2022-05-27 21:30 | 21:30 | 7.7946 | 30
2022-05-27 22:00 | 22:00 | 7.261 | 30
2022-05-27 22:30 | 22:30 | 6.8252 | 30
2022-05-27 23:00 | 23:00 | 6.8087 | 30
2022-05-27 23:30 | 23:30 | 6.5074 | 30
2022-05-28 | 0:00 | 6.0425 | 30
2022-05-28 00:30 | 0:30 | 5.9013 | 30
2022-05-28 01:00 | 1:00 | 5.8458 | 30
2022-05-28 01:30 | 1:30 | 5.6552 | 30
2022-05-28 02:00 | 2:00 | 5.3994 | 30
2022-05-28 02:30 | 2:30 | 5.2779 | 30
2022-05-28 03:00 | 3:00 | 5.1404 | 30
2022-05-28 03:30 | 3:30 | 5.0837 | 30
2022-05-28 04:00 | 4:00 | 5.0509 | 30
2022-05-28 04:30 | 4:30 | 5.1269 | 30
2022-05-28 05:00 | 5:00 | 5.5272 | 30
2022-05-28 05:30 | 5:30 | 5.9553 | 30
2022-05-28 06:00 | 6:00 | 6.335 | 30
2022-05-28 06:30 | 6:30 | 6.6144 | 30
2022-05-28 07:00 | 7:00 | 6.333 | 30
2022-05-28 07:30 | 7:30 | 5.1266 | 30
2022-05-28 08:00 | 8:00 | 4.1204 | 30
2022-05-28 08:30 | 8:30 | 2.9626 | 30
2022-05-28 09:00 | 9:00 | 2.0003 | 30
2022-05-28 09:30 | 9:30 | 1.1914 | 30
2022-05-28 10:00 | 10:00 | 0.79306 | 30
2022-05-28 10:30 | 10:30 | 0.89081 | 30
2022-05-28 11:00 | 11:00 | 0.7737 | 30
2022-05-28 11:30 | 11:30 | 0.67876 | 30
2022-05-28 12:00 | 12:00 | 0.64653 | 30
2022-05-28 12:30 | 12:30 | 0.85906 | 30
2022-05-28 13:00 | 13:00 | 0.71261 | 30
2022-05-28 13:30 | 13:30 | 0.82594 | 30
2022-05-28 14:00 | 14:00 | 1.6221 | 30
2022-05-28 14:30 | 14:30 | 2.3704 | 30
2022-05-28 15:00 | 15:00 | 3.6521 | 30
2022-05-28 15:30 | 15:30 | 5.1481 | 30
2022-05-28 16:00 | 16:00 | 6.555 | 30
2022-05-28 16:30 | 16:30 | 7.8464 | 30
2022-05-28 17:00 | 17:00 | 8.5214 | 30
2022-05-28 17:30 | 17:30 | 9.2413 | 30
2022-05-28 18:00 | 18:00 | 9.0972 | 30
2022-05-28 18:30 | 18:30 | 8.7079 | 30
2022-05-28 19:00 | 19:00 | 8.2238 | 30
2022-05-28 19:30 | 19:30 | 7.8362 | 30
2022-05-28 20:00 | 20:00 | 7.835 | 30
2022-05-28 20:30 | 20:30 | 7.6944 | 30
2022-05-28 21:00 | 21:00 | 7.3334 | 30
2022-05-28 21:30 | 21:30 | 7.1058 | 30
2022-05-28 22:00 | 22:00 | 6.5867 | 30
2022-05-28 22:30 | 22:30 | 6.0657 | 30
2022-05-28 23:00 | 23:00 | 6.3551 | 30
2022-05-28 23:30 | 23:30 | 6.2458 | 30
2022-05-29 | 0:00 | 5.8574 | 30
2022-05-29 00:30 | 0:30 | 5.7218 | 30
2022-05-29 01:00 | 1:00 | 5.6826 | 30
2022-05-29 01:30 | 1:30 | 5.5799 | 30
2022-05-29 02:00 | 2:00 | 5.298 | 30
2022-05-29 02:30 | 2:30 | 5.1182 | 30
2022-05-29 03:00 | 3:00 | 4.8818 | 30
2022-05-29 03:30 | 3:30 | 4.8221 | 30
2022-05-29 04:00 | 4:00 | 4.7886 | 30
2022-05-29 04:30 | 4:30 | 4.8324 | 30
2022-05-29 05:00 | 5:00 | 4.961 | 30
2022-05-29 05:30 | 5:30 | 5.1464 | 30
2022-05-29 06:00 | 6:00 | 5.336 | 30
2022-05-29 06:30 | 6:30 | 5.5524 | 30
2022-05-29 07:00 | 7:00 | 5.4176 | 30
2022-05-29 07:30 | 7:30 | 4.8326 | 30
2022-05-29 08:00 | 8:00 | 3.8424 | 30
2022-05-29 08:30 | 8:30 | 2.7444 | 30
2022-05-29 09:00 | 9:00 | 1.9724 | 30
2022-05-29 09:30 | 9:30 | 1.1326 | 30
2022-05-29 10:00 | 10:00 | 1.1242 | 30
2022-05-29 10:30 | 10:30 | 1.5768 | 30
2022-05-29 11:00 | 11:00 | 1.1472 | 30
2022-05-29 11:30 | 11:30 | 1.4977 | 30
2022-05-29 12:00 | 12:00 | 1.4476 | 30
2022-05-29 12:30 | 12:30 | 1.1069 | 30
2022-05-29 13:00 | 13:00 | 1.4406 | 30
2022-05-29 13:30 | 13:30 | 0.99527 | 30
2022-05-29 14:00 | 14:00 | 1.2621 | 30
2022-05-29 14:30 | 14:30 | 2.456 | 30
2022-05-29 15:00 | 15:00 | 4.09 | 30
2022-05-29 15:30 | 15:30 | 5.664 | 30
2022-05-29 16:00 | 16:00 | 7.2532 | 30
2022-05-29 16:30 | 16:30 | 8.8593 | 30
2022-05-29 17:00 | 17:00 | 10.0566 | 30
2022-05-29 17:30 | 17:30 | 10.9054 | 30
2022-05-29 18:00 | 18:00 | 11.1782 | 30
2022-05-29 18:30 | 18:30 | 10.6412 | 30
2022-05-29 19:00 | 19:00 | 9.955 | 30
2022-05-29 19:30 | 19:30 | 9.6785 | 30
2022-05-29 20:00 | 20:00 | 9.5946 | 30
2022-05-29 20:30 | 20:30 | 9.1528 | 30
2022-05-29 21:00 | 21:00 | 8.491 | 30
2022-05-29 21:30 | 21:30 | 8.1794 | 30
2022-05-29 22:00 | 22:00 | 7.4621 | 30
2022-05-29 22:30 | 22:30 | 6.711 | 30
2022-05-29 23:00 | 23:00 | 6.9181 | 30
2022-05-29 23:30 | 23:30 | 7.309 | 30
2022-05-30 | 0:00 | 6.7672 | 30
2022-05-30 00:30 | 0:30 | 6.1189 | 30
2022-05-30 01:00 | 1:00 | 6.0277 | 30
2022-05-30 01:30 | 1:30 | 5.3278 | 30
2022-05-30 02:00 | 2:00 | 5.5021 | 30
2022-05-30 02:30 | 2:30 | 5.8669 | 30
2022-05-30 03:00 | 3:00 | 6.2647 | 30
2022-05-30 03:30 | 3:30 | 6.2755 | 30
2022-05-30 04:00 | 4:00 | 6.4541 | 30
2022-05-30 04:30 | 4:30 | 6.7161 | 30
2022-05-30 05:00 | 5:00 | 6.5209 | 30
2022-05-30 05:30 | 5:30 | 6.8542 | 30
2022-05-30 06:00 | 6:00 | 7.5696 | 30
2022-05-30 06:30 | 6:30 | 8.2717 | 30
2022-05-30 07:00 | 7:00 | 9.5476 | 30
2022-05-30 07:30 | 7:30 | 9.407 | 30
2022-05-30 08:00 | 8:00 | 8.2416 | 30
2022-05-30 08:30 | 8:30 | 7.3797 | 30
2022-05-30 09:00 | 9:00 | 6.6165 | 30
2022-05-30 09:30 | 9:30 | 6.0446 | 30
2022-05-30 10:00 | 10:00 | 3.7546 | 30
2022-05-30 10:30 | 10:30 | 5.3777 | 30
2022-05-30 11:00 | 11:00 | 4.238 | 30
2022-05-30 11:30 | 11:30 | 3.129 | 30
2022-05-30 12:00 | 12:00 | 3.0912 | 30
2022-05-30 12:30 | 12:30 | 1.816 | 30
2022-05-30 13:00 | 13:00 | 4.5368 | 30
2022-05-30 13:30 | 13:30 | 5.183 | 30
2022-05-30 14:00 | 14:00 | 5.4638 | 30
2022-05-30 14:30 | 14:30 | 6.5154 | 30
2022-05-30 15:00 | 15:00 | 7.1479 | 30
2022-05-30 15:30 | 15:30 | 7.927 | 30
2022-05-30 16:00 | 16:00 | 8.7214 | 30
2022-05-30 16:30 | 16:30 | 9.7536 | 30
2022-05-30 17:00 | 17:00 | 10.9679 | 30
2022-05-30 17:30 | 17:30 | 11.799 | 30
2022-05-30 18:00 | 18:00 | 11.5763 | 30
2022-05-30 18:30 | 18:30 | 11.1256 | 30
2022-05-30 19:00 | 19:00 | 10.7005 | 30
2022-05-30 19:30 | 19:30 | 10.1547 | 30
2022-05-30 20:00 | 20:00 | 9.9165 | 30
2022-05-30 20:30 | 20:30 | 9.5298 | 30
2022-05-30 21:00 | 21:00 | 8.7526 | 30
2022-05-30 21:30 | 21:30 | 8.2188 | 30
2022-05-30 22:00 | 22:00 | 7.4602 | 30
2022-05-30 22:30 | 22:30 | 6.6841 | 30
2022-05-30 23:00 | 23:00 | 6.5195 | 30
2022-05-30 23:30 | 23:30 | 6.3458 | 30
2022-05-31 | 0:00 | 5.7371 | 30
2022-05-31 00:30 | 0:30 | 5.4563 | 30
2022-05-31 01:00 | 1:00 | 5.9024 | 30
2022-05-31 01:30 | 1:30 | 5.6907 | 30
2022-05-31 02:00 | 2:00 | 5.4134 | 30
2022-05-31 02:30 | 2:30 | 5.2161 | 30
2022-05-31 03:00 | 3:00 | 5.0915 | 30
2022-05-31 03:30 | 3:30 | 5.219 | 30
2022-05-31 04:00 | 4:00 | 5.4412 | 30
2022-05-31 04:30 | 4:30 | 5.727 | 30
2022-05-31 05:00 | 5:00 | 6.3732 | 30
2022-05-31 05:30 | 5:30 | 6.8597 | 30
2022-05-31 06:00 | 6:00 | 7.6538 | 30
2022-05-31 06:30 | 6:30 | 8.2546 | 30
2022-05-31 07:00 | 7:00 | 8.2625 | 30
2022-05-31 07:30 | 7:30 | 7.2959 | 30
2022-05-31 08:00 | 8:00 | 5.9834 | 30
2022-05-31 08:30 | 8:30 | 4.3374 | 30
2022-05-31 09:00 | 9:00 | 2.9145 | 30
2022-05-31 09:30 | 9:30 | 1.5471 | 30
2022-05-31 10:00 | 10:00 | 0.56145 | 30
2022-05-31 10:30 | 10:30 | 0.39037 | 30
2022-05-31 11:00 | 11:00 | 0.69088 | 30
2022-05-31 11:30 | 11:30 | 0.77094 | 30
2022-05-31 12:00 | 12:00 | 1.4339 | 30
2022-05-31 12:30 | 12:30 | 1.4705 | 30
2022-05-31 13:00 | 13:00 | 1.3585 | 30
2022-05-31 13:30 | 13:30 | 1.3763 | 30
2022-05-31 14:00 | 14:00 | 1.0285 | 30
2022-05-31 14:30 | 14:30 | 2.003 | 30
2022-05-31 15:00 | 15:00 | 4.7435 | 30
2022-05-31 15:30 | 15:30 | 5.2283 | 30
2022-05-31 16:00 | 16:00 | 6.9729 | 30
2022-05-31 16:30 | 16:30 | 8.6844 | 30
2022-05-31 17:00 | 17:00 | 10.1797 | 30
2022-05-31 17:30 | 17:30 | 11.2161 | 30
2022-05-31 18:00 | 18:00 | 11.5173 | 30
2022-05-31 18:30 | 18:30 | 11.3708 | 30
2022-05-31 19:00 | 19:00 | 10.9162 | 30
2022-05-31 19:30 | 19:30 | 10.5232 | 30
2022-05-31 20:00 | 20:00 | 10.2393 | 30
2022-05-31 20:30 | 20:30 | 9.9387 | 30
2022-05-31 21:00 | 21:00 | 8.6576 | 30
2022-05-31 21:30 | 21:30 | 7.9147 | 30
2022-05-31 22:00 | 22:00 | 7.262 | 30
2022-05-31 22:30 | 22:30 | 6.8697 | 30
2022-05-31 23:00 | 23:00 | 7.1282 | 30
2022-05-31 23:30 | 23:30 | 6.6641 | 30
2022-06-01 | 0:00 | 6.0509 | 30
2022-06-01 00:30 | 0:30 | 5.7627 | 30
2022-06-01 01:00 | 1:00 | 5.5242 | 30
2022-06-01 01:30 | 1:30 | 5.3936 | 30
2022-06-01 02:00 | 2:00 | 5.1403 | 30
2022-06-01 02:30 | 2:30 | 4.9339 | 30
2022-06-01 03:00 | 3:00 | 4.9569 | 30
2022-06-01 03:30 | 3:30 | 5.2332 | 30
2022-06-01 04:00 | 4:00 | 5.4571 | 30
2022-06-01 04:30 | 4:30 | 5.8503 | 30
2022-06-01 05:00 | 5:00 | 6.3498 | 30
2022-06-01 05:30 | 5:30 | 6.8917 | 30
2022-06-01 06:00 | 6:00 | 7.7578 | 30
2022-06-01 06:30 | 6:30 | 8.2431 | 30
2022-06-01 07:00 | 7:00 | 7.5936 | 30
2022-06-01 07:30 | 7:30 | 6.6842 | 30
2022-06-01 08:00 | 8:00 | 4.8812 | 30
2022-06-01 08:30 | 8:30 | 3.1702 | 30
2022-06-01 09:00 | 9:00 | 1.8013 | 30
2022-06-01 09:30 | 9:30 | 0.96437 | 30
2022-06-01 10:00 | 10:00 | 1.174 | 30
2022-06-01 10:30 | 10:30 | 1.9524 | 30
2022-06-01 11:00 | 11:00 | 2.3914 | 30
2022-06-01 11:30 | 11:30 | 2.5434 | 30
2022-06-01 12:00 | 12:00 | 2.4628 | 30
2022-06-01 12:30 | 12:30 | 2.4391 | 30
2022-06-01 13:00 | 13:00 | 2.3717 | 30
2022-06-01 13:30 | 13:30 | 1.8275 | 30
2022-06-01 14:00 | 14:00 | 1.186 | 30
2022-06-01 14:30 | 14:30 | 1.4731 | 30
2022-06-01 15:00 | 15:00 | 2.7263 | 30
2022-06-01 15:30 | 15:30 | 4.2499 | 30
2022-06-01 16:00 | 16:00 | 6.2694 | 30
2022-06-01 16:30 | 16:30 | 8.154 | 30
2022-06-01 17:00 | 17:00 | 10.0423 | 30
2022-06-01 17:30 | 17:30 | 11.1809 | 30
2022-06-01 18:00 | 18:00 | 11.4092 | 30
2022-06-01 18:30 | 18:30 | 11.2653 | 30
2022-06-01 19:00 | 19:00 | 10.9059 | 30
2022-06-01 19:30 | 19:30 | 10.4541 | 30
2022-06-01 20:00 | 20:00 | 10.4326 | 30
2022-06-01 20:30 | 20:30 | 10.0189 | 30
2022-06-01 21:00 | 21:00 | 9.2295 | 30
2022-06-01 21:30 | 21:30 | 8.7646 | 30
2022-06-01 22:00 | 22:00 | 7.7168 | 30
2022-06-01 22:30 | 22:30 | 6.8617 | 30
2022-06-01 23:00 | 23:00 | 6.6103 | 30
2022-06-01 23:30 | 23:30 | 6.267 | 30
2022-06-02 | 0:00 | 6.1308 | 30
2022-06-02 00:30 | 0:30 | 6.1285 | 30
2022-06-02 01:00 | 1:00 | 6.0885 | 30
2022-06-02 01:30 | 1:30 | 6.0096 | 30
2022-06-02 02:00 | 2:00 | 5.8976 | 30
2022-06-02 02:30 | 2:30 | 5.9344 | 30
2022-06-02 03:00 | 3:00 | 6.0096 | 30
2022-06-02 03:30 | 3:30 | 6.0588 | 30
2022-06-02 04:00 | 4:00 | 6.2541 | 30
2022-06-02 04:30 | 4:30 | 6.6311 | 30
2022-06-02 05:00 | 5:00 | 7.3407 | 30
2022-06-02 05:30 | 5:30 | 7.8997 | 30
2022-06-02 06:00 | 6:00 | 8.8674 | 30
2022-06-02 06:30 | 6:30 | 9.7157 | 30
2022-06-02 07:00 | 7:00 | 9.6992 | 30
2022-06-02 07:30 | 7:30 | 8.589 | 30
2022-06-02 08:00 | 8:00 | 6.2874 | 30
2022-06-02 08:30 | 8:30 | 4.3554 | 30
2022-06-02 09:00 | 9:00 | 2.7226 | 30
2022-06-02 09:30 | 9:30 | 1.7457 | 30
2022-06-02 10:00 | 10:00 | 0.77869 | 30
2022-06-02 10:30 | 10:30 | 1.058 | 30
2022-06-02 11:00 | 11:00 | 1.6033 | 30
2022-06-02 11:30 | 11:30 | 1.7396 | 30
2022-06-02 12:00 | 12:00 | 1.4354 | 30
2022-06-02 12:30 | 12:30 | 1.3061 | 30
2022-06-02 13:00 | 13:00 | 0.91657 | 30
2022-06-02 13:30 | 13:30 | 0.73691 | 30
2022-06-02 14:00 | 14:00 | 1.0755 | 30
2022-06-02 14:30 | 14:30 | 1.8927 | 30
2022-06-02 15:00 | 15:00 | 3.738 | 30
2022-06-02 15:30 | 15:30 | 5.0639 | 30
2022-06-02 16:00 | 16:00 | 6.9406 | 30
2022-06-02 16:30 | 16:30 | 8.8441 | 30
2022-06-02 17:00 | 17:00 | 10.2048 | 30
2022-06-02 17:30 | 17:30 | 11.5297 | 30
2022-06-02 18:00 | 18:00 | 11.9527 | 30
2022-06-02 18:30 | 18:30 | 12.0353 | 30
2022-06-02 19:00 | 19:00 | 11.8923 | 30
2022-06-02 19:30 | 19:30 | 11.5096 | 30
2022-06-02 20:00 | 20:00 | 11.548 | 30
2022-06-02 20:30 | 20:30 | 10.3933 | 30
2022-06-02 21:00 | 21:00 | 10.353 | 30
2022-06-02 21:30 | 21:30 | 10.0763 | 30
2022-06-02 22:00 | 22:00 | 8.9805 | 30
2022-06-02 22:30 | 22:30 | 8.0006 | 30
2022-06-02 23:00 | 23:00 | 7.6855 | 30
2022-06-02 23:30 | 23:30 | 7.2057 | 30
2022-06-03 | 0:00 | 6.7556 | 30
2022-06-03 00:30 | 0:30 | 6.5616 | 30
2022-06-03 01:00 | 1:00 | 6.56 | 30
2022-06-03 01:30 | 1:30 | 6.3325 | 30
2022-06-03 02:00 | 2:00 | 6.0489 | 30
2022-06-03 02:30 | 2:30 | 5.6395 | 30
2022-06-03 03:00 | 3:00 | 5.765 | 30
2022-06-03 03:30 | 3:30 | 5.9209 | 30
2022-06-03 04:00 | 4:00 | 6.1813 | 30
2022-06-03 04:30 | 4:30 | 6.5898 | 30
2022-06-03 05:00 | 5:00 | 6.8956 | 30
2022-06-03 05:30 | 5:30 | 8.5245 | 30
2022-06-03 06:00 | 6:00 | 10.107 | 30
2022-06-03 06:30 | 6:30 | 10.8815 | 30
2022-06-03 07:00 | 7:00 | 11.0249 | 30
2022-06-03 07:30 | 7:30 | 9.5905 | 30
2022-06-03 08:00 | 8:00 | 7.256 | 30
2022-06-03 08:30 | 8:30 | 5.5343 | 30
2022-06-03 09:00 | 9:00 | 3.8583 | 30
2022-06-03 09:30 | 9:30 | 2.079 | 30
2022-06-03 10:00 | 10:00 | 4.1639 | 30
2022-06-03 10:30 | 10:30 | 5.1357 | 30
2022-06-03 11:00 | 11:00 | 3.5346 | 30
2022-06-03 11:30 | 11:30 | 3.6442 | 30
2022-06-03 12:00 | 12:00 | 2.2881 | 30
2022-06-03 12:30 | 12:30 | 1.4513 | 30
2022-06-03 13:00 | 13:00 | 1.1377 | 30
2022-06-03 13:30 | 13:30 | 1.5935 | 30
2022-06-03 14:00 | 14:00 | 2.2497 | 30
2022-06-03 14:30 | 14:30 | 4.594 | 30
2022-06-03 15:00 | 15:00 | 5.6884 | 30
2022-06-03 15:30 | 15:30 | 6.4385 | 30
2022-06-03 16:00 | 16:00 | 7.8049 | 30
2022-06-03 16:30 | 16:30 | 8.7351 | 30
2022-06-03 17:00 | 17:00 | 9.5536 | 30
2022-06-03 17:30 | 17:30 | 10.2799 | 30
2022-06-03 18:00 | 18:00 | 10.3596 | 30
2022-06-03 18:30 | 18:30 | 10.2367 | 30
2022-06-03 19:00 | 19:00 | 9.936 | 30
2022-06-03 19:30 | 19:30 | 9.5463 | 30
2022-06-03 20:00 | 20:00 | 9.4816 | 30
2022-06-03 20:30 | 20:30 | 9.1182 | 30
2022-06-03 21:00 | 21:00 | 8.495 | 30
2022-06-03 21:30 | 21:30 | 8.2981 | 30
2022-06-03 22:00 | 22:00 | 7.7866 | 30
2022-06-03 22:30 | 22:30 | 7.1572 | 30
2022-06-03 23:00 | 23:00 | 6.8138 | 30
2022-06-03 23:30 | 23:30 | 6.2081 | 30
2022-06-04 | 0:00 | 5.6452 | 30
2022-06-04 00:30 | 0:30 | 5.4321 | 30
2022-06-04 01:00 | 1:00 | 5.002 | 30
2022-06-04 01:30 | 1:30 | 4.9298 | 30
2022-06-04 02:00 | 2:00 | 4.897 | 30
2022-06-04 02:30 | 2:30 | 4.857 | 30
2022-06-04 03:00 | 3:00 | 4.7886 | 30
2022-06-04 03:30 | 3:30 | 4.7812 | 30
2022-06-04 04:00 | 4:00 | 4.8294 | 30
2022-06-04 04:30 | 4:30 | 4.8911 | 30
2022-06-04 05:00 | 5:00 | 5.0014 | 30
2022-06-04 05:30 | 5:30 | 5.2509 | 30
2022-06-04 06:00 | 6:00 | 5.5635 | 30
2022-06-04 06:30 | 6:30 | 5.7552 | 30
2022-06-04 07:00 | 7:00 | 6.1718 | 30
2022-06-04 07:30 | 7:30 | 5.2662 | 30
2022-06-04 08:00 | 8:00 | 4.5047 | 30
2022-06-04 08:30 | 8:30 | 3.3785 | 30
2022-06-04 09:00 | 9:00 | 2.925 | 30
2022-06-04 09:30 | 9:30 | 2.9667 | 30
2022-06-04 10:00 | 10:00 | 1.735 | 30
2022-06-04 10:30 | 10:30 | 1.589 | 30
2022-06-04 11:00 | 11:00 | 2.5222 | 30
2022-06-04 11:30 | 11:30 | 0.98325 | 30
2022-06-04 12:00 | 12:00 | 1.5378 | 30
2022-06-04 12:30 | 12:30 | 1.4528 | 30
2022-06-04 13:00 | 13:00 | 1.1557 | 30
2022-06-04 13:30 | 13:30 | 0.87003 | 30
2022-06-04 14:00 | 14:00 | 1.2025 | 30
2022-06-04 14:30 | 14:30 | 2.3777 | 30
2022-06-04 15:00 | 15:00 | 3.7351 | 30
2022-06-04 15:30 | 15:30 | 5.1337 | 30
2022-06-04 16:00 | 16:00 | 6.7974 | 30
2022-06-04 16:30 | 16:30 | 8.3966 | 30
2022-06-04 17:00 | 17:00 | 9.7503 | 30
2022-06-04 17:30 | 17:30 | 10.5436 | 30
2022-06-04 18:00 | 18:00 | 10.5697 | 30
2022-06-04 18:30 | 18:30 | 10.5324 | 30
2022-06-04 19:00 | 19:00 | 10.1422 | 30
2022-06-04 19:30 | 19:30 | 9.9024 | 30
2022-06-04 20:00 | 20:00 | 10.1793 | 30
2022-06-04 20:30 | 20:30 | 9.9724 | 30
2022-06-04 21:00 | 21:00 | 9.6733 | 30
2022-06-04 21:30 | 21:30 | 9.3909 | 30
2022-06-04 22:00 | 22:00 | 8.7818 | 30
2022-06-04 22:30 | 22:30 | 8.3175 | 30
2022-06-04 23:00 | 23:00 | 8.2682 | 30
2022-06-04 23:30 | 23:30 | 7.8577 | 30
2022-06-05 | 0:00 | 7.4038 | 30
2022-06-05 00:30 | 0:30 | 7.2371 | 30
2022-06-05 01:00 | 1:00 | 7.1627 | 30
2022-06-05 01:30 | 1:30 | 6.5946 | 30
2022-06-05 02:00 | 2:00 | 6.3044 | 30
2022-06-05 02:30 | 2:30 | 6.1295 | 30
2022-06-05 03:00 | 3:00 | 5.8375 | 30
2022-06-05 03:30 | 3:30 | 5.3098 | 30
2022-06-05 04:00 | 4:00 | 5.288 | 30
2022-06-05 04:30 | 4:30 | 5.3661 | 30
2022-06-05 05:00 | 5:00 | 5.6306 | 30
2022-06-05 05:30 | 5:30 | 5.9926 | 30
2022-06-05 06:00 | 6:00 | 6.9838 | 30
2022-06-05 06:30 | 6:30 | 7.4179 | 30
2022-06-05 07:00 | 7:00 | 7.4061 | 30
2022-06-05 07:30 | 7:30 | 6.9047 | 30
2022-06-05 08:00 | 8:00 | 5.9926 | 30
2022-06-05 08:30 | 8:30 | 4.7595 | 30
2022-06-05 09:00 | 9:00 | 3.3098 | 30
2022-06-05 09:30 | 9:30 | 2.0117 | 30
2022-06-05 10:00 | 10:00 | 1.0565 | 30
2022-06-05 10:30 | 10:30 | 0.85331 | 30
2022-06-05 11:00 | 11:00 | 1.1028 | 30
2022-06-05 11:30 | 11:30 | 1.3689 | 30
2022-06-05 12:00 | 12:00 | 1.4583 | 30
2022-06-05 12:30 | 12:30 | 1.6385 | 30
2022-06-05 13:00 | 13:00 | 1.2829 | 30
2022-06-05 13:30 | 13:30 | 1.018 | 30
2022-06-05 14:00 | 14:00 | 1.2616 | 30
2022-06-05 14:30 | 14:30 | 2.1873 | 30
2022-06-05 15:00 | 15:00 | 3.6763 | 30
2022-06-05 15:30 | 15:30 | 5.2699 | 30
2022-06-05 16:00 | 16:00 | 7.2239 | 30
2022-06-05 16:30 | 16:30 | 9.1772 | 30
2022-06-05 17:00 | 17:00 | 10.931 | 30
2022-06-05 17:30 | 17:30 | 11.9305 | 30
2022-06-05 18:00 | 18:00 | 12.032 | 30
2022-06-05 18:30 | 18:30 | 11.2999 | 30
2022-06-05 19:00 | 19:00 | 10.7068 | 30
2022-06-05 19:30 | 19:30 | 10.287 | 30
2022-06-05 20:00 | 20:00 | 10.2155 | 30
2022-06-05 20:30 | 20:30 | 9.5887 | 30
2022-06-05 21:00 | 21:00 | 8.8431 | 30
2022-06-05 21:30 | 21:30 | 8.3354 | 30
2022-06-05 22:00 | 22:00 | 7.4269 | 30
2022-06-05 22:30 | 22:30 | 6.9228 | 30
2022-06-05 23:00 | 23:00 | 6.7433 | 30
2022-06-05 23:30 | 23:30 | 6.5832 | 30
2022-06-06 | 0:00 | 6.07 | 30
2022-06-06 00:30 | 0:30 | 5.8798 | 30
2022-06-06 01:00 | 1:00 | 5.8508 | 30
2022-06-06 01:30 | 1:30 | 5.7968 | 30
2022-06-06 02:00 | 2:00 | 5.5679 | 30
2022-06-06 02:30 | 2:30 | 5.4308 | 30
2022-06-06 03:00 | 3:00 | 5.6143 | 30
2022-06-06 03:30 | 3:30 | 6.1173 | 30
2022-06-06 04:00 | 4:00 | 6.3518 | 30
2022-06-06 04:30 | 4:30 | 6.6412 | 30
2022-06-06 05:00 | 5:00 | 7.1688 | 30
2022-06-06 05:30 | 5:30 | 7.3981 | 30
2022-06-06 06:00 | 6:00 | 7.8727 | 30
2022-06-06 06:30 | 6:30 | 8.4586 | 30
2022-06-06 07:00 | 7:00 | 8.85 | 30
2022-06-06 07:30 | 7:30 | 8.7795 | 30
2022-06-06 08:00 | 8:00 | 8.4484 | 30
2022-06-06 08:30 | 8:30 | 7.5542 | 30
2022-06-06 09:00 | 9:00 | 6.0573 | 30
2022-06-06 09:30 | 9:30 | 6.0918 | 30
2022-06-06 10:00 | 10:00 | 5.8641 | 30
2022-06-06 10:30 | 10:30 | 5.173 | 30
2022-06-06 11:00 | 11:00 | 4.2231 | 30
2022-06-06 11:30 | 11:30 | 3.3551 | 30
2022-06-06 12:00 | 12:00 | 2.2181 | 30
2022-06-06 12:30 | 12:30 | 2.0077 | 30
2022-06-06 13:00 | 13:00 | 1.7566 | 30
2022-06-06 13:30 | 13:30 | 1.1461 | 30
2022-06-06 14:00 | 14:00 | 1.5599 | 30
2022-06-06 14:30 | 14:30 | 2.6863 | 30
2022-06-06 15:00 | 15:00 | 2.8067 | 30
2022-06-06 15:30 | 15:30 | 4.672 | 30
2022-06-06 16:00 | 16:00 | 6.7751 | 30
2022-06-06 16:30 | 16:30 | 8.6891 | 30
2022-06-06 17:00 | 17:00 | 10.2585 | 30
2022-06-06 17:30 | 17:30 | 11.4418 | 30
2022-06-06 18:00 | 18:00 | 11.8978 | 30
2022-06-06 18:30 | 18:30 | 11.9616 | 30
2022-06-06 19:00 | 19:00 | 11.8442 | 30
2022-06-06 19:30 | 19:30 | 11.2861 | 30
2022-06-06 20:00 | 20:00 | 10.9584 | 30
2022-06-06 20:30 | 20:30 | 10.4287 | 30
2022-06-06 21:00 | 21:00 | 9.4988 | 30
2022-06-06 21:30 | 21:30 | 9.1333 | 30
2022-06-06 22:00 | 22:00 | 8.3659 | 30
2022-06-06 22:30 | 22:30 | 7.5855 | 30
2022-06-06 23:00 | 23:00 | 7.3747 | 30
2022-06-06 23:30 | 23:30 | 7.015 | 30
2022-06-07 | 0:00 | 6.6816 | 30
2022-06-07 00:30 | 0:30 | 6.3713 | 30
2022-06-07 01:00 | 1:00 | 6.4567 | 30
2022-06-07 01:30 | 1:30 | 6.3408 | 30
2022-06-07 02:00 | 2:00 | 6.1765 | 30
2022-06-07 02:30 | 2:30 | 5.9069 | 30
2022-06-07 03:00 | 3:00 | 5.8163 | 30
2022-06-07 03:30 | 3:30 | 6.3869 | 30
2022-06-07 04:00 | 4:00 | 6.7885 | 30
2022-06-07 04:30 | 4:30 | 7.1678 | 30
2022-06-07 05:00 | 5:00 | 8.0617 | 30
2022-06-07 05:30 | 5:30 | 8.6917 | 30
2022-06-07 06:00 | 6:00 | 9.7143 | 30
2022-06-07 06:30 | 6:30 | 9.983 | 30
2022-06-07 07:00 | 7:00 | 10.5087 | 30
2022-06-07 07:30 | 7:30 | 10.1256 | 30
2022-06-07 08:00 | 8:00 | 9.2107 | 30
2022-06-07 08:30 | 8:30 | 8.4374 | 30
2022-06-07 09:00 | 9:00 | 7.6794 | 30
2022-06-07 09:30 | 9:30 | 5.8499 | 30
2022-06-07 10:00 | 10:00 | 5.9166 | 30
2022-06-07 10:30 | 10:30 | 6.371 | 30
2022-06-07 11:00 | 11:00 | 6.0545 | 30
2022-06-07 11:30 | 11:30 | 4.7744 | 30
2022-06-07 12:00 | 12:00 | 3.2742 | 30
2022-06-07 12:30 | 12:30 | 3.0892 | 30
2022-06-07 13:00 | 13:00 | 5.0777 | 30
2022-06-07 13:30 | 13:30 | 6.07 | 30
2022-06-07 14:00 | 14:00 | 6.8129 | 30
2022-06-07 14:30 | 14:30 | 6.8102 | 30
2022-06-07 15:00 | 15:00 | 7.9207 | 30
2022-06-07 15:30 | 15:30 | 7.8847 | 30
2022-06-07 16:00 | 16:00 | 9.5448 | 30
2022-06-07 16:30 | 16:30 | 10.6679 | 30
2022-06-07 17:00 | 17:00 | 12.3671 | 30
2022-06-07 17:30 | 17:30 | 14.0983 | 30
2022-06-07 18:00 | 18:00 | 14.3294 | 30
2022-06-07 18:30 | 18:30 | 14.1271 | 30
2022-06-07 19:00 | 19:00 | 13.5093 | 30
2022-06-07 19:30 | 19:30 | 12.9402 | 30
2022-06-07 20:00 | 20:00 | 12.4509 | 30
2022-06-07 20:30 | 20:30 | 12.2155 | 30
2022-06-07 21:00 | 21:00 | 11.3251 | 30
2022-06-07 21:30 | 21:30 | 10.5901 | 30
2022-06-07 22:00 | 22:00 | 9.5775 | 30
2022-06-07 22:30 | 22:30 | 8.5635 | 30
2022-06-07 23:00 | 23:00 | 8.1042 | 30
2022-06-07 23:30 | 23:30 | 7.6848 | 30
2022-06-08 | 0:00 | 7.0844 | 30
2022-06-08 00:30 | 0:30 | 6.7671 | 30
2022-06-08 01:00 | 1:00 | 6.6724 | 30
2022-06-08 01:30 | 1:30 | 6.415 | 30
2022-06-08 02:00 | 2:00 | 6.1652 | 30
2022-06-08 02:30 | 2:30 | 6.0283 | 30
2022-06-08 03:00 | 3:00 | 6.1737 | 30
2022-06-08 03:30 | 3:30 | 6.3855 | 30
2022-06-08 04:00 | 4:00 | 6.6793 | 30
2022-06-08 04:30 | 4:30 | 7.1901 | 30
2022-06-08 05:00 | 5:00 | 8.9113 | 30
2022-06-08 05:30 | 5:30 | 10.0812 | 30
2022-06-08 06:00 | 6:00 | 11.2781 | 30
2022-06-08 06:30 | 6:30 | 12.6387 | 30
2022-06-08 07:00 | 7:00 | 12.7016 | 30
2022-06-08 07:30 | 7:30 | 11.443 | 30
2022-06-08 08:00 | 8:00 | 9.1902 | 30
2022-06-08 08:30 | 8:30 | 6.7598 | 30
2022-06-08 09:00 | 9:00 | 4.8991 | 30
2022-06-08 09:30 | 9:30 | 3.0884 | 30
2022-06-08 10:00 | 10:00 | 1.7362 | 30
2022-06-08 10:30 | 10:30 | 0.75368 | 30
2022-06-08 11:00 | 11:00 | 0.38764 | 30
2022-06-08 11:30 | 11:30 | 1.2757 | 30
2022-06-08 12:00 | 12:00 | 1.4655 | 30
2022-06-08 12:30 | 12:30 | 1.7751 | 30
2022-06-08 13:00 | 13:00 | 1.4075 | 30
2022-06-08 13:30 | 13:30 | 1.0282 | 30
2022-06-08 14:00 | 14:00 | 1.215 | 30
2022-06-08 14:30 | 14:30 | 2.1367 | 30
2022-06-08 15:00 | 15:00 | 3.5283 | 30
2022-06-08 15:30 | 15:30 | 5.2799 | 30
2022-06-08 16:00 | 16:00 | 7.2339 | 30
2022-06-08 16:30 | 16:30 | 9.4225 | 30
2022-06-08 17:00 | 17:00 | 11.3722 | 30
2022-06-08 17:30 | 17:30 | 12.8358 | 30
2022-06-08 18:00 | 18:00 | 13.3894 | 30
2022-06-08 18:30 | 18:30 | 13.5602 | 30
2022-06-08 19:00 | 19:00 | 13.3068 | 30
2022-06-08 19:30 | 19:30 | 12.9579 | 30
2022-06-08 20:00 | 20:00 | 12.9514 | 30
2022-06-08 20:30 | 20:30 | 12.6048 | 30
2022-06-08 21:00 | 21:00 | 12.69 | 30
2022-06-08 21:30 | 21:30 | 12.3826 | 30
2022-06-08 22:00 | 22:00 | 11.4678 | 30
2022-06-08 22:30 | 22:30 | 9.4569 | 30
2022-06-08 23:00 | 23:00 | 8.5532 | 30
2022-06-08 23:30 | 23:30 | 8.0942 | 30
2022-06-09 | 0:00 | 7.531 | 30
2022-06-09 00:30 | 0:30 | 7.8167 | 30
2022-06-09 01:00 | 1:00 | 8.1365 | 30
2022-06-09 01:30 | 1:30 | 7.962 | 30
2022-06-09 02:00 | 2:00 | 7.7472 | 30
2022-06-09 02:30 | 2:30 | 7.6946 | 30
2022-06-09 03:00 | 3:00 | 7.728 | 30
2022-06-09 03:30 | 3:30 | 7.7673 | 30
2022-06-09 04:00 | 4:00 | 8.0177 | 30
2022-06-09 04:30 | 4:30 | 8.5172 | 30
2022-06-09 05:00 | 5:00 | 9.5201 | 30
2022-06-09 05:30 | 5:30 | 10.5115 | 30
2022-06-09 06:00 | 6:00 | 11.9085 | 30
2022-06-09 06:30 | 6:30 | 12.7615 | 30
2022-06-09 07:00 | 7:00 | 12.9694 | 30
2022-06-09 07:30 | 7:30 | 11.7658 | 30
2022-06-09 08:00 | 8:00 | 9.5958 | 30
2022-06-09 08:30 | 8:30 | 7.1934 | 30
2022-06-09 09:00 | 9:00 | 5.0066 | 30
2022-06-09 09:30 | 9:30 | 3.1531 | 30
2022-06-09 10:00 | 10:00 | 1.5944 | 30
2022-06-09 10:30 | 10:30 | 0.77894 | 30
2022-06-09 11:00 | 11:00 | 0.87442 | 30
2022-06-09 11:30 | 11:30 | 1.2591 | 30
2022-06-09 12:00 | 12:00 | 1.4102 | 30
2022-06-09 12:30 | 12:30 | 1.4386 | 30
2022-06-09 13:00 | 13:00 | 1.186 | 30
2022-06-09 13:30 | 13:30 | 0.94989 | 30
2022-06-09 14:00 | 14:00 | 1.2202 | 30
2022-06-09 14:30 | 14:30 | 2.0349 | 30
2022-06-09 15:00 | 15:00 | 3.4608 | 30
2022-06-09 15:30 | 15:30 | 5.3304 | 30
2022-06-09 16:00 | 16:00 | 7.4047 | 30
2022-06-09 16:30 | 16:30 | 9.7993 | 30
2022-06-09 17:00 | 17:00 | 11.6819 | 30
2022-06-09 17:30 | 17:30 | 13.598 | 30
2022-06-09 18:00 | 18:00 | 14.5823 | 30
2022-06-09 18:30 | 18:30 | 15.0414 | 30
2022-06-09 19:00 | 19:00 | 14.8607 | 30
2022-06-09 19:30 | 19:30 | 14.6849 | 30
2022-06-09 20:00 | 20:00 | 14.8689 | 30
2022-06-09 20:30 | 20:30 | 14.4084 | 30
2022-06-09 21:00 | 21:00 | 13.319 | 30
2022-06-09 21:30 | 21:30 | 12.4995 | 30
2022-06-09 22:00 | 22:00 | 10.9574 | 30
2022-06-09 22:30 | 22:30 | 10.5873 | 30
2022-06-09 23:00 | 23:00 | 10.1962 | 30
2022-06-09 23:30 | 23:30 | 9.7251 | 30
2022-06-10 | 0:00 | 9.1234 | 30
2022-06-10 00:30 | 0:30 | 8.6306 | 30
2022-06-10 01:00 | 1:00 | 7.7452 | 30
2022-06-10 01:30 | 1:30 | 7.4838 | 30
2022-06-10 02:00 | 2:00 | 7.1803 | 30
2022-06-10 02:30 | 2:30 | 6.958 | 30
2022-06-10 03:00 | 3:00 | 7.7615 | 30
2022-06-10 03:30 | 3:30 | 8.4701 | 30
2022-06-10 04:00 | 4:00 | 9.1993 | 30
2022-06-10 04:30 | 4:30 | 9.7607 | 30
2022-06-10 05:00 | 5:00 | 9.7392 | 30
2022-06-10 05:30 | 5:30 | 11.7064 | 30
2022-06-10 06:00 | 6:00 | 13.1947 | 30
2022-06-10 06:30 | 6:30 | 13.4832 | 30
2022-06-10 07:00 | 7:00 | 12.6484 | 30
2022-06-10 07:30 | 7:30 | 11.8355 | 30
2022-06-10 08:00 | 8:00 | 10.4237 | 30
2022-06-10 08:30 | 8:30 | 7.9015 | 30
2022-06-10 09:00 | 9:00 | 5.7918 | 30
2022-06-10 09:30 | 9:30 | 3.7401 | 30
2022-06-10 10:00 | 10:00 | 2.1617 | 30
2022-06-10 10:30 | 10:30 | 1.021 | 30
2022-06-10 11:00 | 11:00 | 0.64677 | 30
2022-06-10 11:30 | 11:30 | 0.83357 | 30
2022-06-10 12:00 | 12:00 | 1.0941 | 30
2022-06-10 12:30 | 12:30 | 1.5311 | 30
2022-06-10 13:00 | 13:00 | 1.2584 | 30
2022-06-10 13:30 | 13:30 | 0.92846 | 30
2022-06-10 14:00 | 14:00 | 1.2938 | 30
2022-06-10 14:30 | 14:30 | 2.2722 | 30
2022-06-10 15:00 | 15:00 | 3.7515 | 30
2022-06-10 15:30 | 15:30 | 5.7403 | 30
2022-06-10 16:00 | 16:00 | 8.1408 | 30
2022-06-10 16:30 | 16:30 | 10.2144 | 30
2022-06-10 17:00 | 17:00 | 11.8359 | 30
2022-06-10 17:30 | 17:30 | 13.2339 | 30
2022-06-10 18:00 | 18:00 | 13.6994 | 30
2022-06-10 18:30 | 18:30 | 13.7074 | 30
2022-06-10 19:00 | 19:00 | 13.8721 | 30
2022-06-10 19:30 | 19:30 | 13.8605 | 30
2022-06-10 20:00 | 20:00 | 13.7416 | 30
2022-06-10 20:30 | 20:30 | 13.3888 | 30
2022-06-10 21:00 | 21:00 | 12.6672 | 30
2022-06-10 21:30 | 21:30 | 12.5791 | 30
2022-06-10 22:00 | 22:00 | 12.5705 | 30
2022-06-10 22:30 | 22:30 | 11.8423 | 30
2022-06-10 23:00 | 23:00 | 11.0283 | 30
2022-06-10 23:30 | 23:30 | 9.5874 | 30
2022-06-11 | 0:00 | 10.2226 | 30
2022-06-11 00:30 | 0:30 | 9.956 | 30
2022-06-11 01:00 | 1:00 | 9.9434 | 30
2022-06-11 01:30 | 1:30 | 9.6238 | 30
2022-06-11 02:00 | 2:00 | 9.2445 | 30
2022-06-11 02:30 | 2:30 | 9.1215 | 30
2022-06-11 03:00 | 3:00 | 8.9834 | 30
2022-06-11 03:30 | 3:30 | 9.0533 | 30
2022-06-11 04:00 | 4:00 | 9.0977 | 30
2022-06-11 04:30 | 4:30 | 9.3845 | 30
2022-06-11 05:00 | 5:00 | 9.8695 | 30
2022-06-11 05:30 | 5:30 | 10.4802 | 30
2022-06-11 06:00 | 6:00 | 11.3513 | 30
2022-06-11 06:30 | 6:30 | 12.0905 | 30
2022-06-11 07:00 | 7:00 | 12.4273 | 30
2022-06-11 07:30 | 7:30 | 12.1379 | 30
2022-06-11 08:00 | 8:00 | 10.0809 | 30
2022-06-11 08:30 | 8:30 | 7.4758 | 30
2022-06-11 09:00 | 9:00 | 5.345 | 30
2022-06-11 09:30 | 9:30 | 3.371 | 30
2022-06-11 10:00 | 10:00 | 1.8499 | 30
2022-06-11 10:30 | 10:30 | 1.046 | 30
2022-06-11 11:00 | 11:00 | 1.0524 | 30
2022-06-11 11:30 | 11:30 | 1.2686 | 30
2022-06-11 12:00 | 12:00 | 1.4833 | 30
2022-06-11 12:30 | 12:30 | 1.4638 | 30
2022-06-11 13:00 | 13:00 | 1.3106 | 30
2022-06-11 13:30 | 13:30 | 1.1656 | 30
2022-06-11 14:00 | 14:00 | 1.5372 | 30
2022-06-11 14:30 | 14:30 | 2.5198 | 30
2022-06-11 15:00 | 15:00 | 4.3094 | 30
2022-06-11 15:30 | 15:30 | 6.2401 | 30
2022-06-11 16:00 | 16:00 | 8.2909 | 30
2022-06-11 16:30 | 16:30 | 10.3467 | 30
2022-06-11 17:00 | 17:00 | 12.0675 | 30
2022-06-11 17:30 | 17:30 | 13.3693 | 30
2022-06-11 18:00 | 18:00 | 13.7077 | 30
2022-06-11 18:30 | 18:30 | 13.5498 | 30
2022-06-11 19:00 | 19:00 | 12.5838 | 30
2022-06-11 19:30 | 19:30 | 12.375 | 30
2022-06-11 20:00 | 20:00 | 12.5796 | 30
2022-06-11 20:30 | 20:30 | 12.8154 | 30
2022-06-11 21:00 | 21:00 | 12.0686 | 30
2022-06-11 21:30 | 21:30 | 11.0036 | 30
2022-06-11 22:00 | 22:00 | 10.3651 | 30
2022-06-11 22:30 | 22:30 | 10.1035 | 30
2022-06-11 23:00 | 23:00 | 9.8413 | 30
2022-06-11 23:30 | 23:30 | 9.2993 | 30
2022-06-12 | 0:00 | 8.6645 | 30
2022-06-12 00:30 | 0:30 | 7.9213 | 30
2022-06-12 01:00 | 1:00 | 7.7342 | 30
2022-06-12 01:30 | 1:30 | 7.894 | 30
2022-06-12 02:00 | 2:00 | 7.92 | 30
2022-06-12 02:30 | 2:30 | 7.6931 | 30
2022-06-12 03:00 | 3:00 | 7.6183 | 30
2022-06-12 03:30 | 3:30 | 7.5053 | 30
2022-06-12 04:00 | 4:00 | 7.7781 | 30
2022-06-12 04:30 | 4:30 | 7.9599 | 30
2022-06-12 05:00 | 5:00 | 8.2741 | 30
2022-06-12 05:30 | 5:30 | 8.719 | 30
2022-06-12 06:00 | 6:00 | 9.3486 | 30
2022-06-12 06:30 | 6:30 | 10.0947 | 30
2022-06-12 07:00 | 7:00 | 10.3394 | 30
2022-06-12 07:30 | 7:30 | 10.066 | 30
2022-06-12 08:00 | 8:00 | 8.9863 | 30
2022-06-12 08:30 | 8:30 | 9.2371 | 30
2022-06-12 09:00 | 9:00 | 6.4576 | 30
2022-06-12 09:30 | 9:30 | 5.7269 | 30
2022-06-12 10:00 | 10:00 | 5.9324 | 30
2022-06-12 10:30 | 10:30 | 4.6098 | 30
2022-06-12 11:00 | 11:00 | 3.4676 | 30
2022-06-12 11:30 | 11:30 | 2.6744 | 30
2022-06-12 12:00 | 12:00 | 2.1975 | 30
2022-06-12 12:30 | 12:30 | 1.1876 | 30
2022-06-12 13:00 | 13:00 | 1.1134 | 30
2022-06-12 13:30 | 13:30 | 1.3181 | 30
2022-06-12 14:00 | 14:00 | 2.1215 | 30
2022-06-12 14:30 | 14:30 | 3.4897 | 30
2022-06-12 15:00 | 15:00 | 4.8918 | 30
2022-06-12 15:30 | 15:30 | 6.8036 | 30
2022-06-12 16:00 | 16:00 | 9.4279 | 30
2022-06-12 16:30 | 16:30 | 11.8189 | 30
2022-06-12 17:00 | 17:00 | 13.6972 | 30
2022-06-12 17:30 | 17:30 | 14.7635 | 30
2022-06-12 18:00 | 18:00 | 14.0236 | 30
2022-06-12 18:30 | 18:30 | 14.816 | 30
2022-06-12 19:00 | 19:00 | 14.2735 | 30
2022-06-12 19:30 | 19:30 | 13.8362 | 30
2022-06-12 20:00 | 20:00 | 13.6233 | 30
2022-06-12 20:30 | 20:30 | 12.8873 | 30
2022-06-12 21:00 | 21:00 | 11.9287 | 30
2022-06-12 21:30 | 21:30 | 11.268 | 30
2022-06-12 22:00 | 22:00 | 10.3478 | 30
2022-06-12 22:30 | 22:30 | 9.3869 | 30
2022-06-12 23:00 | 23:00 | 9.0613 | 30
2022-06-12 23:30 | 23:30 | 8.6264 | 30
2022-06-13 | 0:00 | 8.1828 | 30
2022-06-13 00:30 | 0:30 | 7.8773 | 30
2022-06-13 01:00 | 1:00 | 7.342 | 30
2022-06-13 01:30 | 1:30 | 7.3241 | 30
2022-06-13 02:00 | 2:00 | 7.3995 | 30
2022-06-13 02:30 | 2:30 | 7.4655 | 30
2022-06-13 03:00 | 3:00 | 7.4973 | 30
2022-06-13 03:30 | 3:30 | 7.5451 | 30
2022-06-13 04:00 | 4:00 | 7.5454 | 30
2022-06-13 04:30 | 4:30 | 7.6735 | 30
2022-06-13 05:00 | 5:00 | 8.9651 | 30
2022-06-13 05:30 | 5:30 | 11.1255 | 30
2022-06-13 06:00 | 6:00 | 12.4399 | 30
2022-06-13 06:30 | 6:30 | 13.6875 | 30
2022-06-13 07:00 | 7:00 | 14.3705 | 30
2022-06-13 07:30 | 7:30 | 13.3555 | 30
2022-06-13 08:00 | 8:00 | 9.912 | 30
2022-06-13 08:30 | 8:30 | 8.1451 | 30
2022-06-13 09:00 | 9:00 | 5.3252 | 30
2022-06-13 09:30 | 9:30 | 3.5078 | 30
2022-06-13 10:00 | 10:00 | 4.1536 | 30
2022-06-13 10:30 | 10:30 | 1.2737 | 30
2022-06-13 11:00 | 11:00 | 0.82597 | 30
2022-06-13 11:30 | 11:30 | 0.9788 | 30
2022-06-13 12:00 | 12:00 | 1.1216 | 30
2022-06-13 12:30 | 12:30 | 1.0725 | 30
2022-06-13 13:00 | 13:00 | 1.0838 | 30
2022-06-13 13:30 | 13:30 | 0.97569 | 30
2022-06-13 14:00 | 14:00 | 1.2072 | 30
2022-06-13 14:30 | 14:30 | 2.8091 | 30
2022-06-13 15:00 | 15:00 | 4.9895 | 30
2022-06-13 15:30 | 15:30 | 5.6378 | 30
2022-06-13 16:00 | 16:00 | 7.7415 | 30
2022-06-13 16:30 | 16:30 | 9.7604 | 30
2022-06-13 17:00 | 17:00 | 11.3921 | 30
2022-06-13 17:30 | 17:30 | 12.945 | 30
2022-06-13 18:00 | 18:00 | 13.2694 | 30
2022-06-13 18:30 | 18:30 | 13.2221 | 30
2022-06-13 19:00 | 19:00 | 12.8405 | 30
2022-06-13 19:30 | 19:30 | 12.4143 | 30
2022-06-13 20:00 | 20:00 | 11.7979 | 30
2022-06-13 20:30 | 20:30 | 11.0883 | 30
2022-06-13 21:00 | 21:00 | 10.7898 | 30
2022-06-13 21:30 | 21:30 | 10.1343 | 30
2022-06-13 22:00 | 22:00 | 9.2779 | 30
2022-06-13 22:30 | 22:30 | 8.5446 | 30
2022-06-13 23:00 | 23:00 | 7.9774 | 30
2022-06-13 23:30 | 23:30 | 7.3667 | 30
2022-06-14 | 0:00 | 7.0664 | 30
2022-06-14 00:30 | 0:30 | 6.8064 | 30
2022-06-14 01:00 | 1:00 | 6.6943 | 30
2022-06-14 01:30 | 1:30 | 6.6499 | 30
2022-06-14 02:00 | 2:00 | 6.6404 | 30
2022-06-14 02:30 | 2:30 | 6.5094 | 30
2022-06-14 03:00 | 3:00 | 6.5014 | 30
2022-06-14 03:30 | 3:30 | 6.6397 | 30
2022-06-14 04:00 | 4:00 | 6.8137 | 30
2022-06-14 04:30 | 4:30 | 7.4351 | 30
2022-06-14 05:00 | 5:00 | 8.4829 | 30
2022-06-14 05:30 | 5:30 | 8.7299 | 30
2022-06-14 06:00 | 6:00 | 9.5241 | 30
2022-06-14 06:30 | 6:30 | 10.2436 | 30
2022-06-14 07:00 | 7:00 | 10.6338 | 30
2022-06-14 07:30 | 7:30 | 9.8879 | 30
2022-06-14 08:00 | 8:00 | 7.8217 | 30
2022-06-14 08:30 | 8:30 | 6.9374 | 30
2022-06-14 09:00 | 9:00 | 7.0947 | 30
2022-06-14 09:30 | 9:30 | 5.3146 | 30
2022-06-14 10:00 | 10:00 | 4.0711 | 30
2022-06-14 10:30 | 10:30 | 2.5085 | 30
2022-06-14 11:00 | 11:00 | 2.9709 | 30
2022-06-14 11:30 | 11:30 | 2.6985 | 30
2022-06-14 12:00 | 12:00 | 1.6763 | 30
2022-06-14 12:30 | 12:30 | 2.8506 | 30
2022-06-14 13:00 | 13:00 | 1.9352 | 30
2022-06-14 13:30 | 13:30 | 1.3909 | 30
2022-06-14 14:00 | 14:00 | 1.7372 | 30
2022-06-14 14:30 | 14:30 | 3.3492 | 30
2022-06-14 15:00 | 15:00 | 4.8904 | 30
2022-06-14 15:30 | 15:30 | 5.697 | 30
2022-06-14 16:00 | 16:00 | 7.6684 | 30
2022-06-14 16:30 | 16:30 | 9.3675 | 30
2022-06-14 17:00 | 17:00 | 11.2129 | 30
2022-06-14 17:30 | 17:30 | 12.766 | 30
2022-06-14 18:00 | 18:00 | 13.0741 | 30
2022-06-14 18:30 | 18:30 | 12.8585 | 30
2022-06-14 19:00 | 19:00 | 12.4864 | 30
2022-06-14 19:30 | 19:30 | 12.3286 | 30
2022-06-14 20:00 | 20:00 | 11.4615 | 30
2022-06-14 20:30 | 20:30 | 10.8425 | 30
2022-06-14 21:00 | 21:00 | 10.1197 | 30
2022-06-14 21:30 | 21:30 | 9.538 | 30
2022-06-14 22:00 | 22:00 | 8.5101 | 30
2022-06-14 22:30 | 22:30 | 8.0251 | 30
2022-06-14 23:00 | 23:00 | 7.6387 | 30
2022-06-14 23:30 | 23:30 | 7.3567 | 30
2022-06-15 | 0:00 | 6.8987 | 30
2022-06-15 00:30 | 0:30 | 6.6838 | 30
2022-06-15 01:00 | 1:00 | 6.4641 | 30
2022-06-15 01:30 | 1:30 | 6.3162 | 30
2022-06-15 02:00 | 2:00 | 6.2044 | 30
2022-06-15 02:30 | 2:30 | 5.5008 | 30
2022-06-15 03:00 | 3:00 | 5.4443 | 30
2022-06-15 03:30 | 3:30 | 5.5877 | 30
2022-06-15 04:00 | 4:00 | 6.3557 | 30
2022-06-15 04:30 | 4:30 | 7.2802 | 30
2022-06-15 05:00 | 5:00 | 8.9741 | 30
2022-06-15 05:30 | 5:30 | 8.8391 | 30
2022-06-15 06:00 | 6:00 | 8.8067 | 30
2022-06-15 06:30 | 6:30 | 9.7863 | 30
2022-06-15 07:00 | 7:00 | 9.838 | 30
2022-06-15 07:30 | 7:30 | 8.3531 | 30
2022-06-15 08:00 | 8:00 | 4.5867 | 30
2022-06-15 08:30 | 8:30 | 3.282 | 30
2022-06-15 09:00 | 9:00 | 2.2445 | 30
2022-06-15 09:30 | 9:30 | 1.1895 | 30
2022-06-15 10:00 | 10:00 | 0.71575 | 30
2022-06-15 10:30 | 10:30 | 0.82798 | 30
2022-06-15 11:00 | 11:00 | 1.0701 | 30
2022-06-15 11:30 | 11:30 | 1.5308 | 30
2022-06-15 12:00 | 12:00 | 1.0695 | 30
2022-06-15 12:30 | 12:30 | 1.0437 | 30
2022-06-15 13:00 | 13:00 | 0.97241 | 30
2022-06-15 13:30 | 13:30 | 0.91537 | 30
2022-06-15 14:00 | 14:00 | 1.0994 | 30
2022-06-15 14:30 | 14:30 | 2.2783 | 30
2022-06-15 15:00 | 15:00 | 3.8984 | 30
2022-06-15 15:30 | 15:30 | 5.4293 | 30
2022-06-15 16:00 | 16:00 | 6.8328 | 30
2022-06-15 16:30 | 16:30 | 8.4091 | 30
2022-06-15 17:00 | 17:00 | 10.0129 | 30
2022-06-15 17:30 | 17:30 | 11.4336 | 30
2022-06-15 18:00 | 18:00 | 11.8494 | 30
2022-06-15 18:30 | 18:30 | 11.7061 | 30
2022-06-15 19:00 | 19:00 | 11.525 | 30
2022-06-15 19:30 | 19:30 | 11.3698 | 30
2022-06-15 20:00 | 20:00 | 10.8924 | 30
2022-06-15 20:30 | 20:30 | 10.4484 | 30
2022-06-15 21:00 | 21:00 | 9.795 | 30
2022-06-15 21:30 | 21:30 | 9.4393 | 30
2022-06-15 22:00 | 22:00 | 8.9626 | 30
2022-06-15 22:30 | 22:30 | 8.3737 | 30
2022-06-15 23:00 | 23:00 | 7.778 | 30
2022-06-15 23:30 | 23:30 | 7.3955 | 30
2022-06-16 | 0:00 | 7.0097 | 30
2022-06-16 00:30 | 0:30 | 6.6619 | 30
2022-06-16 01:00 | 1:00 | 6.6018 | 30
2022-06-16 01:30 | 1:30 | 6.7196 | 30
2022-06-16 02:00 | 2:00 | 6.6596 | 30
2022-06-16 02:30 | 2:30 | 6.517 | 30
2022-06-16 03:00 | 3:00 | 6.5428 | 30
2022-06-16 03:30 | 3:30 | 6.6203 | 30
2022-06-16 04:00 | 4:00 | 7.683 | 30
2022-06-16 04:30 | 4:30 | 8.1422 | 30
2022-06-16 05:00 | 5:00 | 8.7805 | 30
2022-06-16 05:30 | 5:30 | 9.5827 | 30
2022-06-16 06:00 | 6:00 | 10.5772 | 30
2022-06-16 06:30 | 6:30 | 11.3818 | 30
2022-06-16 07:00 | 7:00 | 11.3448 | 30
2022-06-16 07:30 | 7:30 | 10.3268 | 30
2022-06-16 08:00 | 8:00 | 7.8185 | 30
2022-06-16 08:30 | 8:30 | 5.0929 | 30
2022-06-16 09:00 | 9:00 | 3.1344 | 30
2022-06-16 09:30 | 9:30 | 1.5897 | 30
2022-06-16 10:00 | 10:00 | 0.894 | 30
2022-06-16 10:30 | 10:30 | 1.2857 | 30
2022-06-16 11:00 | 11:00 | 1.8699 | 30
2022-06-16 11:30 | 11:30 | 2.0842 | 30
2022-06-16 12:00 | 12:00 | 2.1051 | 30
2022-06-16 12:30 | 12:30 | 1.9405 | 30
2022-06-16 13:00 | 13:00 | 1.5169 | 30
2022-06-16 13:30 | 13:30 | 1.1091 | 30
2022-06-16 14:00 | 14:00 | 1.1221 | 30
2022-06-16 14:30 | 14:30 | 1.8746 | 30
2022-06-16 15:00 | 15:00 | 3.1204 | 30
2022-06-16 15:30 | 15:30 | 4.6509 | 30
2022-06-16 16:00 | 16:00 | 6.4226 | 30
2022-06-16 16:30 | 16:30 | 8.0041 | 30
2022-06-16 17:00 | 17:00 | 9.2589 | 30
2022-06-16 17:30 | 17:30 | 10.4854 | 30
2022-06-16 18:00 | 18:00 | 10.9017 | 30
2022-06-16 18:30 | 18:30 | 10.7575 | 30
2022-06-16 19:00 | 19:00 | 10.5561 | 30
2022-06-16 19:30 | 19:30 | 10.2355 | 30
2022-06-16 20:00 | 20:00 | 10.2483 | 30
2022-06-16 20:30 | 20:30 | 10.033 | 30
2022-06-16 21:00 | 21:00 | 9.4753 | 30
2022-06-16 21:30 | 21:30 | 9.2047 | 30
2022-06-16 22:00 | 22:00 | 8.5252 | 30
2022-06-16 22:30 | 22:30 | 8.0138 | 30
2022-06-16 23:00 | 23:00 | 7.8333 | 30
2022-06-16 23:30 | 23:30 | 7.4329 | 30
2022-06-17 | 0:00 | 7.0419 | 30
2022-06-17 00:30 | 0:30 | 6.7045 | 30
2022-06-17 01:00 | 1:00 | 6.3799 | 30
2022-06-17 01:30 | 1:30 | 5.9735 | 30
2022-06-17 02:00 | 2:00 | 5.795 | 30
2022-06-17 02:30 | 2:30 | 6.9305 | 30
2022-06-17 03:00 | 3:00 | 7.345 | 30
2022-06-17 03:30 | 3:30 | 7.5052 | 30
2022-06-17 04:00 | 4:00 | 7.7345 | 30
2022-06-17 04:30 | 4:30 | 8.2692 | 30
2022-06-17 05:00 | 5:00 | 8.7652 | 30
2022-06-17 05:30 | 5:30 | 9.2282 | 30
2022-06-17 06:00 | 6:00 | 10.7906 | 30
2022-06-17 06:30 | 6:30 | 11.7085 | 30
2022-06-17 07:00 | 7:00 | 12.0104 | 30
2022-06-17 07:30 | 7:30 | 10.959 | 30
2022-06-17 08:00 | 8:00 | 8.9976 | 30
2022-06-17 08:30 | 8:30 | 6.8403 | 30
2022-06-17 09:00 | 9:00 | 4.7814 | 30
2022-06-17 09:30 | 9:30 | 3.1895 | 30
2022-06-17 10:00 | 10:00 | 1.6921 | 30
2022-06-17 10:30 | 10:30 | 0.79321 | 30
2022-06-17 11:00 | 11:00 | 0.37854 | 30
2022-06-17 11:30 | 11:30 | 1.2113 | 30
2022-06-17 12:00 | 12:00 | 0.64657 | 30
2022-06-17 12:30 | 12:30 | 0.67853 | 30
2022-06-17 13:00 | 13:00 | 1.1381 | 30
2022-06-17 13:30 | 13:30 | 0.91885 | 30
2022-06-17 14:00 | 14:00 | 1.2066 | 30
2022-06-17 14:30 | 14:30 | 2.1761 | 30
2022-06-17 15:00 | 15:00 | 3.5506 | 30
2022-06-17 15:30 | 15:30 | 5.0684 | 30
2022-06-17 16:00 | 16:00 | 6.5839 | 30
2022-06-17 16:30 | 16:30 | 8.2737 | 30
2022-06-17 17:00 | 17:00 | 9.588 | 30
2022-06-17 17:30 | 17:30 | 11.0104 | 30
2022-06-17 18:00 | 18:00 | 11.1784 | 30
2022-06-17 18:30 | 18:30 | 11.234 | 30
2022-06-17 19:00 | 19:00 | 11.0495 | 30
2022-06-17 19:30 | 19:30 | 10.9663 | 30
2022-06-17 20:00 | 20:00 | 11.0612 | 30
2022-06-17 20:30 | 20:30 | 10.9456 | 30
2022-06-17 21:00 | 21:00 | 10.2863 | 30
2022-06-17 21:30 | 21:30 | 9.8526 | 30
2022-06-17 22:00 | 22:00 | 9.2322 | 30
2022-06-17 22:30 | 22:30 | 8.4172 | 30
2022-06-17 23:00 | 23:00 | 8.2784 | 30
2022-06-17 23:30 | 23:30 | 7.7255 | 30
2022-06-18 | 0:00 | 7.2791 | 30
2022-06-18 00:30 | 0:30 | 7.015 | 30
2022-06-18 01:00 | 1:00 | 6.9396 | 30
2022-06-18 01:30 | 1:30 | 7.0749 | 30
2022-06-18 02:00 | 2:00 | 6.8109 | 30
2022-06-18 02:30 | 2:30 | 6.7359 | 30
2022-06-18 03:00 | 3:00 | 6.6136 | 30
2022-06-18 03:30 | 3:30 | 6.7155 | 30
2022-06-18 04:00 | 4:00 | 6.7623 | 30
2022-06-18 04:30 | 4:30 | 6.9127 | 30
2022-06-18 05:00 | 5:00 | 7.2893 | 30
2022-06-18 05:30 | 5:30 | 7.7099 | 30
2022-06-18 06:00 | 6:00 | 8.4496 | 30
2022-06-18 06:30 | 6:30 | 9.1521 | 30
2022-06-18 07:00 | 7:00 | 9.6527 | 30
2022-06-18 07:30 | 7:30 | 8.8975 | 30
2022-06-18 08:00 | 8:00 | 8.7127 | 30
2022-06-18 08:30 | 8:30 | 6.3164 | 30
2022-06-18 09:00 | 9:00 | 5.1985 | 30
2022-06-18 09:30 | 9:30 | 3.8677 | 30
2022-06-18 10:00 | 10:00 | 2.1493 | 30
2022-06-18 10:30 | 10:30 | 1.6527 | 30
2022-06-18 11:00 | 11:00 | 1.0438 | 30
2022-06-18 11:30 | 11:30 | 1.0349 | 30
2022-06-18 12:00 | 12:00 | 1.1254 | 30
2022-06-18 12:30 | 12:30 | 1.6404 | 30
2022-06-18 13:00 | 13:00 | 3.8429 | 30
2022-06-18 13:30 | 13:30 | 3.8742 | 30
2022-06-18 14:00 | 14:00 | 3.3881 | 30
2022-06-18 14:30 | 14:30 | 3.0223 | 30
2022-06-18 15:00 | 15:00 | 5.2783 | 30
2022-06-18 15:30 | 15:30 | 6.3825 | 30
2022-06-18 16:00 | 16:00 | 7.4964 | 30
2022-06-18 16:30 | 16:30 | 8.8189 | 30
2022-06-18 17:00 | 17:00 | 10.2182 | 30
2022-06-18 17:30 | 17:30 | 11.1186 | 30
2022-06-18 18:00 | 18:00 | 11.0718 | 30
2022-06-18 18:30 | 18:30 | 10.7403 | 30
2022-06-18 19:00 | 19:00 | 10.6282 | 30
2022-06-18 19:30 | 19:30 | 10.3499 | 30
2022-06-18 20:00 | 20:00 | 10.3453 | 30
2022-06-18 20:30 | 20:30 | 10.303 | 30
2022-06-18 21:00 | 21:00 | 9.7433 | 30
2022-06-18 21:30 | 21:30 | 9.6086 | 30
2022-06-18 22:00 | 22:00 | 8.9856 | 30
2022-06-18 22:30 | 22:30 | 8.2937 | 30
2022-06-18 23:00 | 23:00 | 8.1099 | 30
2022-06-18 23:30 | 23:30 | 7.6473 | 30
2022-06-19 | 0:00 | 7.2811 | 30
2022-06-19 00:30 | 0:30 | 7.3862 | 30
2022-06-19 01:00 | 1:00 | 7.3025 | 30
2022-06-19 01:30 | 1:30 | 7.2199 | 30
2022-06-19 02:00 | 2:00 | 6.9534 | 30
2022-06-19 02:30 | 2:30 | 6.7504 | 30
2022-06-19 03:00 | 3:00 | 6.8269 | 30
2022-06-19 03:30 | 3:30 | 7.1199 | 30
2022-06-19 04:00 | 4:00 | 7.3487 | 30
2022-06-19 04:30 | 4:30 | 7.0479 | 30
2022-06-19 05:00 | 5:00 | 6.8355 | 30
2022-06-19 05:30 | 5:30 | 7.0508 | 30
2022-06-19 06:00 | 6:00 | 7.6743 | 30
2022-06-19 06:30 | 6:30 | 8.696 | 30
2022-06-19 07:00 | 7:00 | 9.0669 | 30
2022-06-19 07:30 | 7:30 | 8.5154 | 30
2022-06-19 08:00 | 8:00 | 8.5591 | 30
2022-06-19 08:30 | 8:30 | 6.3771 | 30
2022-06-19 09:00 | 9:00 | 4.6642 | 30
2022-06-19 09:30 | 9:30 | 3.0464 | 30
2022-06-19 10:00 | 10:00 | 1.3014 | 30
2022-06-19 10:30 | 10:30 | 2.0424 | 30
2022-06-19 11:00 | 11:00 | 4.1004 | 30
2022-06-19 11:30 | 11:30 | 2.1791 | 30
2022-06-19 12:00 | 12:00 | 0.96188 | 30
2022-06-19 12:30 | 12:30 | 1.0221 | 30
2022-06-19 13:00 | 13:00 | 1.377 | 30
2022-06-19 13:30 | 13:30 | 2.5105 | 30
2022-06-19 14:00 | 14:00 | 5.4413 | 30
2022-06-19 14:30 | 14:30 | 5.1275 | 30
2022-06-19 15:00 | 15:00 | 4.1199 | 30
2022-06-19 15:30 | 15:30 | 5.0494 | 30
2022-06-19 16:00 | 16:00 | 7.7565 | 30
2022-06-19 16:30 | 16:30 | 9.0779 | 30
2022-06-19 17:00 | 17:00 | 10.3574 | 30
2022-06-19 17:30 | 17:30 | 11.4371 | 30
2022-06-19 18:00 | 18:00 | 11.3955 | 30
2022-06-19 18:30 | 18:30 | 11.1053 | 30
2022-06-19 19:00 | 19:00 | 10.8377 | 30
2022-06-19 19:30 | 19:30 | 10.7032 | 30
2022-06-19 20:00 | 20:00 | 10.6136 | 30
2022-06-19 20:30 | 20:30 | 10.3827 | 30
2022-06-19 21:00 | 21:00 | 9.6801 | 30
2022-06-19 21:30 | 21:30 | 9.2036 | 30
2022-06-19 22:00 | 22:00 | 8.5719 | 30
2022-06-19 22:30 | 22:30 | 7.8866 | 30
2022-06-19 23:00 | 23:00 | 7.6451 | 30
2022-06-19 23:30 | 23:30 | 7.1517 | 30
2022-06-20 | 0:00 | 6.7889 | 30
2022-06-20 00:30 | 0:30 | 6.6147 | 30
2022-06-20 01:00 | 1:00 | 6.6469 | 30
2022-06-20 01:30 | 1:30 | 6.449 | 30
2022-06-20 02:00 | 2:00 | 5.8661 | 30
2022-06-20 02:30 | 2:30 | 5.8107 | 30
2022-06-20 03:00 | 3:00 | 5.9937 | 30
2022-06-20 03:30 | 3:30 | 5.9607 | 30
2022-06-20 04:00 | 4:00 | 6.3879 | 30
2022-06-20 04:30 | 4:30 | 6.9207 | 30
2022-06-20 05:00 | 5:00 | 7.9165 | 30
2022-06-20 05:30 | 5:30 | 8.7223 | 30
2022-06-20 06:00 | 6:00 | 8.7075 | 30
2022-06-20 06:30 | 6:30 | 10.0996 | 30
2022-06-20 07:00 | 7:00 | 10.4656 | 30
2022-06-20 07:30 | 7:30 | 9.6388 | 30
2022-06-20 08:00 | 8:00 | 8.6866 | 30
2022-06-20 08:30 | 8:30 | 7.4737 | 30
2022-06-20 09:00 | 9:00 | 6.4742 | 30
2022-06-20 09:30 | 9:30 | 4.0669 | 30
2022-06-20 10:00 | 10:00 | 1.4822 | 30
2022-06-20 10:30 | 10:30 | 1.0106 | 30
2022-06-20 11:00 | 11:00 | 0.42327 | 30
2022-06-20 11:30 | 11:30 | 2.2077 | 30
2022-06-20 12:00 | 12:00 | 1.8381 | 30
2022-06-20 12:30 | 12:30 | 1.4287 | 30
2022-06-20 13:00 | 13:00 | 1.9066 | 30
2022-06-20 13:30 | 13:30 | 2.9621 | 30
2022-06-20 14:00 | 14:00 | 3.5095 | 30
2022-06-20 14:30 | 14:30 | 4.3936 | 30
2022-06-20 15:00 | 15:00 | 5.4569 | 30
2022-06-20 15:30 | 15:30 | 6.6583 | 30
2022-06-20 16:00 | 16:00 | 7.7195 | 30
2022-06-20 16:30 | 16:30 | 8.8567 | 30
2022-06-20 17:00 | 17:00 | 10.4001 | 30
2022-06-20 17:30 | 17:30 | 11.5457 | 30
2022-06-20 18:00 | 18:00 | 11.872 | 30
2022-06-20 18:30 | 18:30 | 11.5128 | 30
2022-06-20 19:00 | 19:00 | 11.1077 | 30
2022-06-20 19:30 | 19:30 | 10.7468 | 30
2022-06-20 20:00 | 20:00 | 10.6814 | 30
2022-06-20 20:30 | 20:30 | 10.3005 | 30
2022-06-20 21:00 | 21:00 | 9.5756 | 30
2022-06-20 21:30 | 21:30 | 9.0885 | 30
2022-06-20 22:00 | 22:00 | 8.4754 | 30
2022-06-20 22:30 | 22:30 | 7.7202 | 30
2022-06-20 23:00 | 23:00 | 7.5103 | 30
2022-06-20 23:30 | 23:30 | 7.0154 | 30
2022-06-21 | 0:00 | 6.6532 | 30
2022-06-21 00:30 | 0:30 | 6.4789 | 30
2022-06-21 01:00 | 1:00 | 6.5046 | 30
2022-06-21 01:30 | 1:30 | 6.3723 | 30
2022-06-21 02:00 | 2:00 | 6.1651 | 30
2022-06-21 02:30 | 2:30 | 5.9514 | 30
2022-06-21 03:00 | 3:00 | 5.893 | 30
2022-06-21 03:30 | 3:30 | 5.9314 | 30
2022-06-21 04:00 | 4:00 | 6.1982 | 30
2022-06-21 04:30 | 4:30 | 6.6445 | 30
2022-06-21 05:00 | 5:00 | 7.3305 | 30
2022-06-21 05:30 | 5:30 | 8.1466 | 30
2022-06-21 06:00 | 6:00 | 9.0228 | 30
2022-06-21 06:30 | 6:30 | 9.9693 | 30
2022-06-21 07:00 | 7:00 | 9.8922 | 30
2022-06-21 07:30 | 7:30 | 8.9386 | 30
2022-06-21 08:00 | 8:00 | 7.0034 | 30
2022-06-21 08:30 | 8:30 | 4.9224 | 30
2022-06-21 09:00 | 9:00 | 3.1161 | 30
2022-06-21 09:30 | 9:30 | 1.6191 | 30
2022-06-21 10:00 | 10:00 | 0.9881 | 30
2022-06-21 10:30 | 10:30 | 1.154 | 30
2022-06-21 11:00 | 11:00 | 1.5857 | 30
2022-06-21 11:30 | 11:30 | 1.9209 | 30
2022-06-21 12:00 | 12:00 | 1.8098 | 30
2022-06-21 12:30 | 12:30 | 1.6925 | 30
2022-06-21 13:00 | 13:00 | 1.6995 | 30
2022-06-21 13:30 | 13:30 | 1.1742 | 30
2022-06-21 14:00 | 14:00 | 1.1786 | 30
2022-06-21 14:30 | 14:30 | 2.1083 | 30
2022-06-21 15:00 | 15:00 | 3.2501 | 30
2022-06-21 15:30 | 15:30 | 4.8531 | 30
2022-06-21 16:00 | 16:00 | 6.7618 | 30
2022-06-21 16:30 | 16:30 | 8.4763 | 30
2022-06-21 17:00 | 17:00 | 9.907 | 30
2022-06-21 17:30 | 17:30 | 11.147 | 30
2022-06-21 18:00 | 18:00 | 11.4896 | 30
2022-06-21 18:30 | 18:30 | 11.434 | 30
2022-06-21 19:00 | 19:00 | 11.2216 | 30
2022-06-21 19:30 | 19:30 | 11.0049 | 30
2022-06-21 20:00 | 20:00 | 10.99 | 30
2022-06-21 20:30 | 20:30 | 10.7288 | 30
2022-06-21 21:00 | 21:00 | 9.8691 | 30
2022-06-21 21:30 | 21:30 | 9.356 | 30
2022-06-21 22:00 | 22:00 | 8.5266 | 30
2022-06-21 22:30 | 22:30 | 7.7271 | 30
2022-06-21 23:00 | 23:00 | 7.5239 | 30
2022-06-21 23:30 | 23:30 | 7.0898 | 30
2022-06-22 | 0:00 | 6.7541 | 30
2022-06-22 00:30 | 0:30 | 6.4997 | 30
2022-06-22 01:00 | 1:00 | 6.486 | 30
2022-06-22 01:30 | 1:30 | 6.2425 | 30
2022-06-22 02:00 | 2:00 | 6.0953 | 30
2022-06-22 02:30 | 2:30 | 5.8976 | 30
2022-06-22 03:00 | 3:00 | 5.8807 | 30
2022-06-22 03:30 | 3:30 | 6.0136 | 30
2022-06-22 04:00 | 4:00 | 6.1294 | 30
2022-06-22 04:30 | 4:30 | 6.7412 | 30
2022-06-22 05:00 | 5:00 | 7.6563 | 30
2022-06-22 05:30 | 5:30 | 8.3579 | 30
2022-06-22 06:00 | 6:00 | 9.3745 | 30
2022-06-22 06:30 | 6:30 | 10.1308 | 30
2022-06-22 07:00 | 7:00 | 10.1967 | 30
2022-06-22 07:30 | 7:30 | 9.2801 | 30
2022-06-22 08:00 | 8:00 | 7.4731 | 30
2022-06-22 08:30 | 8:30 | 5.484 | 30
2022-06-22 09:00 | 9:00 | 3.7583 | 30
2022-06-22 09:30 | 9:30 | 2.113 | 30
2022-06-22 10:00 | 10:00 | 1.089 | 30
2022-06-22 10:30 | 10:30 | 0.8787 | 30
2022-06-22 11:00 | 11:00 | 1.2977 | 30
2022-06-22 11:30 | 11:30 | 1.5783 | 30
2022-06-22 12:00 | 12:00 | 1.6298 | 30
2022-06-22 12:30 | 12:30 | 1.467 | 30
2022-06-22 13:00 | 13:00 | 1.122 | 30
2022-06-22 13:30 | 13:30 | 0.99274 | 30
2022-06-22 14:00 | 14:00 | 1.2346 | 30
2022-06-22 14:30 | 14:30 | 2.0331 | 30
2022-06-22 15:00 | 15:00 | 3.2661 | 30
2022-06-22 15:30 | 15:30 | 4.886 | 30
2022-06-22 16:00 | 16:00 | 6.5982 | 30
2022-06-22 16:30 | 16:30 | 8.195 | 30
2022-06-22 17:00 | 17:00 | 9.5932 | 30
2022-06-22 17:30 | 17:30 | 10.8878 | 30
2022-06-22 18:00 | 18:00 | 11.2897 | 30
2022-06-22 18:30 | 18:30 | 11.3442 | 30
2022-06-22 19:00 | 19:00 | 11.0718 | 30
2022-06-22 19:30 | 19:30 | 10.6134 | 30
2022-06-22 20:00 | 20:00 | 10.7196 | 30
2022-06-22 20:30 | 20:30 | 10.3055 | 30
2022-06-22 21:00 | 21:00 | 9.6809 | 30
2022-06-22 21:30 | 21:30 | 9.4254 | 30
2022-06-22 22:00 | 22:00 | 8.7246 | 30
2022-06-22 22:30 | 22:30 | 7.8688 | 30
2022-06-22 23:00 | 23:00 | 7.5641 | 30
2022-06-22 23:30 | 23:30 | 7.0992 | 30
2022-06-23 | 0:00 | 6.7186 | 30
2022-06-23 00:30 | 0:30 | 6.438 | 30
2022-06-23 01:00 | 1:00 | 6.5244 | 30
2022-06-23 01:30 | 1:30 | 6.3249 | 30
2022-06-23 02:00 | 2:00 | 6.1333 | 30
2022-06-23 02:30 | 2:30 | 5.8535 | 30
2022-06-23 03:00 | 3:00 | 6.4535 | 30
2022-06-23 03:30 | 3:30 | 6.6874 | 30
2022-06-23 04:00 | 4:00 | 7.1308 | 30
2022-06-23 04:30 | 4:30 | 8.2143 | 30
2022-06-23 05:00 | 5:00 | 8.9568 | 30
2022-06-23 05:30 | 5:30 | 9.509 | 30
2022-06-23 06:00 | 6:00 | 10.4824 | 30
2022-06-23 06:30 | 6:30 | 11.201 | 30
2022-06-23 07:00 | 7:00 | 11.04 | 30
2022-06-23 07:30 | 7:30 | 9.0034 | 30
2022-06-23 08:00 | 8:00 | 8.0474 | 30
2022-06-23 08:30 | 8:30 | 6.3784 | 30
2022-06-23 09:00 | 9:00 | 4.6483 | 30
2022-06-23 09:30 | 9:30 | 2.9847 | 30
2022-06-23 10:00 | 10:00 | 1.6898 | 30
2022-06-23 10:30 | 10:30 | 0.91678 | 30
2022-06-23 11:00 | 11:00 | 0.49364 | 30
2022-06-23 11:30 | 11:30 | 0.86463 | 30
2022-06-23 12:00 | 12:00 | 1.4283 | 30
2022-06-23 12:30 | 12:30 | 1.407 | 30
2022-06-23 13:00 | 13:00 | 0.93739 | 30
2022-06-23 13:30 | 13:30 | 1.0925 | 30
2022-06-23 14:00 | 14:00 | 1.3029 | 30
2022-06-23 14:30 | 14:30 | 2.087 | 30
2022-06-23 15:00 | 15:00 | 3.1469 | 30
2022-06-23 15:30 | 15:30 | 4.5449 | 30
2022-06-23 16:00 | 16:00 | 6.2853 | 30
2022-06-23 16:30 | 16:30 | 8.0151 | 30
2022-06-23 17:00 | 17:00 | 9.3818 | 30
2022-06-23 17:30 | 17:30 | 10.6293 | 30
2022-06-23 18:00 | 18:00 | 10.9114 | 30
2022-06-23 18:30 | 18:30 | 11.1297 | 30
2022-06-23 19:00 | 19:00 | 11.1442 | 30
2022-06-23 19:30 | 19:30 | 10.9372 | 30
2022-06-23 20:00 | 20:00 | 11.0845 | 30
2022-06-23 20:30 | 20:30 | 10.7744 | 30
2022-06-23 21:00 | 21:00 | 9.8954 | 30
2022-06-23 21:30 | 21:30 | 9.3272 | 30
2022-06-23 22:00 | 22:00 | 8.5628 | 30
2022-06-23 22:30 | 22:30 | 7.9109 | 30
2022-06-23 23:00 | 23:00 | 7.5566 | 30
2022-06-23 23:30 | 23:30 | 6.962 | 30
2022-06-24 | 0:00 | 6.4511 | 30
2022-06-24 00:30 | 0:30 | 6.2349 | 30
2022-06-24 01:00 | 1:00 | 6.3105 | 30
2022-06-24 01:30 | 1:30 | 6.0417 | 30
2022-06-24 02:00 | 2:00 | 5.782 | 30
2022-06-24 02:30 | 2:30 | 5.954 | 30
2022-06-24 03:00 | 3:00 | 5.9401 | 30
2022-06-24 03:30 | 3:30 | 6.2545 | 30
2022-06-24 04:00 | 4:00 | 6.5168 | 30
2022-06-24 04:30 | 4:30 | 7.0905 | 30
2022-06-24 05:00 | 5:00 | 8.1738 | 30
2022-06-24 05:30 | 5:30 | 9.0684 | 30
2022-06-24 06:00 | 6:00 | 10.1895 | 30
2022-06-24 06:30 | 6:30 | 10.6983 | 30
2022-06-24 07:00 | 7:00 | 11.592 | 30
2022-06-24 07:30 | 7:30 | 11.4002 | 30
2022-06-24 08:00 | 8:00 | 10.6206 | 30
2022-06-24 08:30 | 8:30 | 8.8807 | 30
2022-06-24 09:00 | 9:00 | 6.5507 | 30
2022-06-24 09:30 | 9:30 | 3.8019 | 30
2022-06-24 10:00 | 10:00 | 2.2018 | 30
2022-06-24 10:30 | 10:30 | 1.1053 | 30
2022-06-24 11:00 | 11:00 | 0.60796 | 30
2022-06-24 11:30 | 11:30 | 0.96922 | 30
2022-06-24 12:00 | 12:00 | 1.1224 | 30
2022-06-24 12:30 | 12:30 | 1.4446 | 30
2022-06-24 13:00 | 13:00 | 1.1978 | 30
2022-06-24 13:30 | 13:30 | 0.87292 | 30
2022-06-24 14:00 | 14:00 | 1.248 | 30
2022-06-24 14:30 | 14:30 | 2.2167 | 30
2022-06-24 15:00 | 15:00 | 3.6513 | 30
2022-06-24 15:30 | 15:30 | 5.165 | 30
2022-06-24 16:00 | 16:00 | 6.9144 | 30
2022-06-24 16:30 | 16:30 | 8.6952 | 30
2022-06-24 17:00 | 17:00 | 9.9456 | 30
2022-06-24 17:30 | 17:30 | 11.1529 | 30
2022-06-24 18:00 | 18:00 | 11.683 | 30
2022-06-24 18:30 | 18:30 | 11.6737 | 30
2022-06-24 19:00 | 19:00 | 11.6417 | 30
2022-06-24 19:30 | 19:30 | 11.5235 | 30
2022-06-24 20:00 | 20:00 | 11.4175 | 30
2022-06-24 20:30 | 20:30 | 11.1007 | 30
2022-06-24 21:00 | 21:00 | 10.596 | 30
2022-06-24 21:30 | 21:30 | 10.2607 | 30
2022-06-24 22:00 | 22:00 | 9.6528 | 30
2022-06-24 22:30 | 22:30 | 8.8149 | 30
2022-06-24 23:00 | 23:00 | 8.4522 | 30
2022-06-24 23:30 | 23:30 | 8.0986 | 30
2022-06-25 | 0:00 | 7.6019 | 30
2022-06-25 00:30 | 0:30 | 7.3608 | 30
2022-06-25 01:00 | 1:00 | 7.3674 | 30
2022-06-25 01:30 | 1:30 | 7.2282 | 30
2022-06-25 02:00 | 2:00 | 7.0143 | 30
2022-06-25 02:30 | 2:30 | 6.8072 | 30
2022-06-25 03:00 | 3:00 | 6.7784 | 30
2022-06-25 03:30 | 3:30 | 6.8309 | 30
2022-06-25 04:00 | 4:00 | 7.0936 | 30
2022-06-25 04:30 | 4:30 | 7.2707 | 30
2022-06-25 05:00 | 5:00 | 8.2278 | 30
2022-06-25 05:30 | 5:30 | 8.7922 | 30
2022-06-25 06:00 | 6:00 | 9.406 | 30
2022-06-25 06:30 | 6:30 | 10.2074 | 30
2022-06-25 07:00 | 7:00 | 10.6242 | 30
2022-06-25 07:30 | 7:30 | 10.1619 | 30
2022-06-25 08:00 | 8:00 | 9.0792 | 30
2022-06-25 08:30 | 8:30 | 7.6479 | 30
2022-06-25 09:00 | 9:00 | 5.7739 | 30
2022-06-25 09:30 | 9:30 | 3.9943 | 30
2022-06-25 10:00 | 10:00 | 2.5154 | 30
2022-06-25 10:30 | 10:30 | 1.3971 | 30
2022-06-25 11:00 | 11:00 | 0.72151 | 30
2022-06-25 11:30 | 11:30 | 0.56799 | 30
2022-06-25 12:00 | 12:00 | 0.60731 | 30
2022-06-25 12:30 | 12:30 | 0.56367 | 30
2022-06-25 13:00 | 13:00 | 1.1489 | 30
2022-06-25 13:30 | 13:30 | 1.1158 | 30
2022-06-25 14:00 | 14:00 | 1.2683 | 30
2022-06-25 14:30 | 14:30 | 2.1631 | 30
2022-06-25 15:00 | 15:00 | 3.4745 | 30
2022-06-25 15:30 | 15:30 | 5.7623 | 30
2022-06-25 16:00 | 16:00 | 7.3179 | 30
2022-06-25 16:30 | 16:30 | 9.1448 | 30
2022-06-25 17:00 | 17:00 | 11.4367 | 30
2022-06-25 17:30 | 17:30 | 12.5016 | 30
2022-06-25 18:00 | 18:00 | 12.7989 | 30
2022-06-25 18:30 | 18:30 | 12.7225 | 30
2022-06-25 19:00 | 19:00 | 12.5381 | 30
2022-06-25 19:30 | 19:30 | 12.4067 | 30
2022-06-25 20:00 | 20:00 | 12.2274 | 30
2022-06-25 20:30 | 20:30 | 11.3885 | 30
2022-06-25 21:00 | 21:00 | 10.8541 | 30
2022-06-25 21:30 | 21:30 | 10.6212 | 30
2022-06-25 22:00 | 22:00 | 10.0277 | 30
2022-06-25 22:30 | 22:30 | 9.2067 | 30
2022-06-25 23:00 | 23:00 | 8.7113 | 30
2022-06-25 23:30 | 23:30 | 8.2774 | 30
2022-06-26 | 0:00 | 7.695 | 30
2022-06-26 00:30 | 0:30 | 7.4839 | 30
2022-06-26 01:00 | 1:00 | 7.4033 | 30
2022-06-26 01:30 | 1:30 | 7.1897 | 30
2022-06-26 02:00 | 2:00 | 7.0074 | 30
2022-06-26 02:30 | 2:30 | 6.7591 | 30
2022-06-26 03:00 | 3:00 | 6.4228 | 30
2022-06-26 03:30 | 3:30 | 6.4012 | 30
2022-06-26 04:00 | 4:00 | 6.4154 | 30
2022-06-26 04:30 | 4:30 | 6.476 | 30
2022-06-26 05:00 | 5:00 | 7.4168 | 30
2022-06-26 05:30 | 5:30 | 8.2287 | 30
2022-06-26 06:00 | 6:00 | 8.6644 | 30
2022-06-26 06:30 | 6:30 | 9.343 | 30
2022-06-26 07:00 | 7:00 | 9.7791 | 30
2022-06-26 07:30 | 7:30 | 9.7685 | 30
2022-06-26 08:00 | 8:00 | 8.5726 | 30
2022-06-26 08:30 | 8:30 | 8.3091 | 30
2022-06-26 09:00 | 9:00 | 9.0907 | 30
2022-06-26 09:30 | 9:30 | 4.421 | 30
2022-06-26 10:00 | 10:00 | 3.0138 | 30
2022-06-26 10:30 | 10:30 | 1.4791 | 30
2022-06-26 11:00 | 11:00 | 1.0866 | 30
2022-06-26 11:30 | 11:30 | 1.345 | 30
2022-06-26 12:00 | 12:00 | 1.5226 | 30
2022-06-26 12:30 | 12:30 | 1.4064 | 30
2022-06-26 13:00 | 13:00 | 1.2429 | 30
2022-06-26 13:30 | 13:30 | 1.072 | 30
2022-06-26 14:00 | 14:00 | 1.4457 | 30
2022-06-26 14:30 | 14:30 | 2.4168 | 30
2022-06-26 15:00 | 15:00 | 3.5615 | 30
2022-06-26 15:30 | 15:30 | 5.054 | 30
2022-06-26 16:00 | 16:00 | 6.904 | 30
2022-06-26 16:30 | 16:30 | 8.9021 | 30
2022-06-26 17:00 | 17:00 | 10.456 | 30
2022-06-26 17:30 | 17:30 | 11.7705 | 30
2022-06-26 18:00 | 18:00 | 12.3264 | 30
2022-06-26 18:30 | 18:30 | 12.9472 | 30
2022-06-26 19:00 | 19:00 | 12.9713 | 30
2022-06-26 19:30 | 19:30 | 12.7032 | 30
2022-06-26 20:00 | 20:00 | 12.4816 | 30
2022-06-26 20:30 | 20:30 | 12.2174 | 30
2022-06-26 21:00 | 21:00 | 11.7049 | 30
2022-06-26 21:30 | 21:30 | 11.0964 | 30
2022-06-26 22:00 | 22:00 | 10.1959 | 30
2022-06-26 22:30 | 22:30 | 9.3653 | 30
2022-06-26 23:00 | 23:00 | 8.9786 | 30
2022-06-26 23:30 | 23:30 | 8.6579 | 30
2022-06-27 | 0:00 | 7.8729 | 30
2022-06-27 00:30 | 0:30 | 7.0361 | 30
2022-06-27 01:00 | 1:00 | 6.994 | 30
2022-06-27 01:30 | 1:30 | 6.7455 | 30
2022-06-27 02:00 | 2:00 | 6.5221 | 30
2022-06-27 02:30 | 2:30 | 6.3857 | 30
2022-06-27 03:00 | 3:00 | 6.372 | 30
2022-06-27 03:30 | 3:30 | 6.9653 | 30
2022-06-27 04:00 | 4:00 | 6.8846 | 30
2022-06-27 04:30 | 4:30 | 7.3641 | 30
2022-06-27 05:00 | 5:00 | 8.0708 | 30
2022-06-27 05:30 | 5:30 | 8.7864 | 30
2022-06-27 06:00 | 6:00 | 9.6377 | 30
2022-06-27 06:30 | 6:30 | 10.3052 | 30
2022-06-27 07:00 | 7:00 | 10.164 | 30
2022-06-27 07:30 | 7:30 | 8.9218 | 30
2022-06-27 08:00 | 8:00 | 7.6186 | 30
2022-06-27 08:30 | 8:30 | 5.3063 | 30
2022-06-27 09:00 | 9:00 | 6.2426 | 30
2022-06-27 09:30 | 9:30 | 2.3646 | 30
2022-06-27 10:00 | 10:00 | 3.3854 | 30
2022-06-27 10:30 | 10:30 | 1.5413 | 30
2022-06-27 11:00 | 11:00 | 1.4126 | 30
2022-06-27 11:30 | 11:30 | 1.5995 | 30
2022-06-27 12:00 | 12:00 | 1.769 | 30
2022-06-27 12:30 | 12:30 | 1.7194 | 30
2022-06-27 13:00 | 13:00 | 1.3391 | 30
2022-06-27 13:30 | 13:30 | 1.0639 | 30
2022-06-27 14:00 | 14:00 | 1.1732 | 30
2022-06-27 14:30 | 14:30 | 1.9724 | 30
2022-06-27 15:00 | 15:00 | 3.4131 | 30
2022-06-27 15:30 | 15:30 | 4.818 | 30
2022-06-27 16:00 | 16:00 | 6.5355 | 30
2022-06-27 16:30 | 16:30 | 8.5862 | 30
2022-06-27 17:00 | 17:00 | 10.4068 | 30
2022-06-27 17:30 | 17:30 | 12.2449 | 30
2022-06-27 18:00 | 18:00 | 12.5672 | 30
2022-06-27 18:30 | 18:30 | 12.4762 | 30
2022-06-27 19:00 | 19:00 | 12.195 | 30
2022-06-27 19:30 | 19:30 | 12.045 | 30
2022-06-27 20:00 | 20:00 | 12.3009 | 30
2022-06-27 20:30 | 20:30 | 12.0384 | 30
2022-06-27 21:00 | 21:00 | 11.2797 | 30
2022-06-27 21:30 | 21:30 | 10.3006 | 30
2022-06-27 22:00 | 22:00 | 9.3778 | 30
2022-06-27 22:30 | 22:30 | 8.5541 | 30
2022-06-27 23:00 | 23:00 | 8.3066 | 30
2022-06-27 23:30 | 23:30 | 7.8794 | 30
2022-06-28 | 0:00 | 8.2183 | 30
2022-06-28 00:30 | 0:30 | 7.641 | 30
2022-06-28 01:00 | 1:00 | 7.9796 | 30
2022-06-28 01:30 | 1:30 | 8.0714 | 30
2022-06-28 02:00 | 2:00 | 7.885 | 30
2022-06-28 02:30 | 2:30 | 7.7584 | 30
2022-06-28 03:00 | 3:00 | 7.7345 | 30
2022-06-28 03:30 | 3:30 | 7.7955 | 30
2022-06-28 04:00 | 4:00 | 7.7112 | 30
2022-06-28 04:30 | 4:30 | 7.837 | 30
2022-06-28 05:00 | 5:00 | 8.0432 | 30
2022-06-28 05:30 | 5:30 | 8.7209 | 30
2022-06-28 06:00 | 6:00 | 9.6172 | 30
2022-06-28 06:30 | 6:30 | 10.5174 | 30
2022-06-28 07:00 | 7:00 | 10.5399 | 30
2022-06-28 07:30 | 7:30 | 9.2998 | 30
2022-06-28 08:00 | 8:00 | 7.723 | 30
2022-06-28 08:30 | 8:30 | 5.7229 | 30
2022-06-28 09:00 | 9:00 | 3.7446 | 30
2022-06-28 09:30 | 9:30 | 2.2699 | 30
2022-06-28 10:00 | 10:00 | 1.9809 | 30
2022-06-28 10:30 | 10:30 | 2.8138 | 30
2022-06-28 11:00 | 11:00 | 0.90029 | 30
2022-06-28 11:30 | 11:30 | 1.9206 | 30
2022-06-28 12:00 | 12:00 | 1.2141 | 30
2022-06-28 12:30 | 12:30 | 1.7147 | 30
2022-06-28 13:00 | 13:00 | 1.3571 | 30
2022-06-28 13:30 | 13:30 | 1.607 | 30
2022-06-28 14:00 | 14:00 | 4.4722 | 30
2022-06-28 14:30 | 14:30 | 2.9093 | 30
2022-06-28 15:00 | 15:00 | 3.4397 | 30
2022-06-28 15:30 | 15:30 | 5.0049 | 30
2022-06-28 16:00 | 16:00 | 6.9982 | 30
2022-06-28 16:30 | 16:30 | 8.74 | 30
2022-06-28 17:00 | 17:00 | 10.6479 | 30
2022-06-28 17:30 | 17:30 | 12.0233 | 30
2022-06-28 18:00 | 18:00 | 12.5118 | 30
2022-06-28 18:30 | 18:30 | 12.681 | 30
2022-06-28 19:00 | 19:00 | 12.371 | 30
2022-06-28 19:30 | 19:30 | 11.5587 | 30
2022-06-28 20:00 | 20:00 | 11.3624 | 30
2022-06-28 20:30 | 20:30 | 10.9711 | 30
2022-06-28 21:00 | 21:00 | 10.3164 | 30
2022-06-28 21:30 | 21:30 | 9.4567 | 30
2022-06-28 22:00 | 22:00 | 8.8156 | 30
2022-06-28 22:30 | 22:30 | 7.9478 | 30
2022-06-28 23:00 | 23:00 | 7.3559 | 30
2022-06-28 23:30 | 23:30 | 7.1958 | 30
2022-06-29 | 0:00 | 6.9027 | 30
2022-06-29 00:30 | 0:30 | 6.6556 | 30
2022-06-29 01:00 | 1:00 | 6.5214 | 30
2022-06-29 01:30 | 1:30 | 6.3803 | 30
2022-06-29 02:00 | 2:00 | 6.1116 | 30
2022-06-29 02:30 | 2:30 | 6.0419 | 30
2022-06-29 03:00 | 3:00 | 6.0402 | 30
2022-06-29 03:30 | 3:30 | 6.4068 | 30
2022-06-29 04:00 | 4:00 | 6.651 | 30
2022-06-29 04:30 | 4:30 | 7.0199 | 30
2022-06-29 05:00 | 5:00 | 7.5713 | 30
2022-06-29 05:30 | 5:30 | 8.2977 | 30
2022-06-29 06:00 | 6:00 | 9.0681 | 30
2022-06-29 06:30 | 6:30 | 9.4754 | 30
2022-06-29 07:00 | 7:00 | 9.7847 | 30
2022-06-29 07:30 | 7:30 | 9.5463 | 30
2022-06-29 08:00 | 8:00 | 8.8988 | 30
2022-06-29 08:30 | 8:30 | 8.192 | 30
2022-06-29 09:00 | 9:00 | 7.1501 | 30
2022-06-29 09:30 | 9:30 | 6.31 | 30
2022-06-29 10:00 | 10:00 | 5.0581 | 30
2022-06-29 10:30 | 10:30 | 5.2903 | 30
2022-06-29 11:00 | 11:00 | 4.0492 | 30
2022-06-29 11:30 | 11:30 | 3.9577 | 30
2022-06-29 12:00 | 12:00 | 1.604 | 30
2022-06-29 12:30 | 12:30 | 1.1428 | 30
2022-06-29 13:00 | 13:00 | 1.9674 | 30
2022-06-29 13:30 | 13:30 | 5.1294 | 30
2022-06-29 14:00 | 14:00 | 4.1284 | 30
2022-06-29 14:30 | 14:30 | 5.136 | 30
2022-06-29 15:00 | 15:00 | 5.1491 | 30
2022-06-29 15:30 | 15:30 | 6.6645 | 30
2022-06-29 16:00 | 16:00 | 7.9867 | 30
2022-06-29 16:30 | 16:30 | 9.2101 | 30
2022-06-29 17:00 | 17:00 | 10.5116 | 30
2022-06-29 17:30 | 17:30 | 12.0566 | 30
2022-06-29 18:00 | 18:00 | 12.4823 | 30
2022-06-29 18:30 | 18:30 | 12.526 | 30
2022-06-29 19:00 | 19:00 | 12.197 | 30
2022-06-29 19:30 | 19:30 | 11.7874 | 30
2022-06-29 20:00 | 20:00 | 11.5596 | 30
2022-06-29 20:30 | 20:30 | 11.1318 | 30
2022-06-29 21:00 | 21:00 | 10.2647 | 30
2022-06-29 21:30 | 21:30 | 9.7216 | 30
2022-06-29 22:00 | 22:00 | 8.6124 | 30
2022-06-29 22:30 | 22:30 | 7.7674 | 30
2022-06-29 23:00 | 23:00 | 7.4615 | 30
2022-06-29 23:30 | 23:30 | 7.0864 | 30
2022-06-30 | 0:00 | 6.644 | 30
2022-06-30 00:30 | 0:30 | 6.404 | 30
2022-06-30 01:00 | 1:00 | 6.3913 | 30
2022-06-30 01:30 | 1:30 | 6.0749 | 30
2022-06-30 02:00 | 2:00 | 5.7547 | 30
2022-06-30 02:30 | 2:30 | 5.5737 | 30
2022-06-30 03:00 | 3:00 | 5.6199 | 30
2022-06-30 03:30 | 3:30 | 5.7913 | 30
2022-06-30 04:00 | 4:00 | 6.0075 | 30
2022-06-30 04:30 | 4:30 | 6.2414 | 30
2022-06-30 05:00 | 5:00 | 6.8009 | 30
2022-06-30 05:30 | 5:30 | 7.185 | 30
2022-06-30 06:00 | 6:00 | 7.8241 | 30
2022-06-30 06:30 | 6:30 | 8.2053 | 30
2022-06-30 07:00 | 7:00 | 8.4494 | 30
2022-06-30 07:30 | 7:30 | 7.8877 | 30
2022-06-30 08:00 | 8:00 | 7.581 | 30
2022-06-30 08:30 | 8:30 | 5.3349 | 30
2022-06-30 09:00 | 9:00 | 4.5246 | 30
2022-06-30 09:30 | 9:30 | 5.3091 | 30
2022-06-30 10:00 | 10:00 | 4.1972 | 30
2022-06-30 10:30 | 10:30 | 2.0968 | 30
2022-06-30 11:00 | 11:00 | 0.93573 | 30
2022-06-30 11:30 | 11:30 | 1.5521 | 30
2022-06-30 12:00 | 12:00 | 3.4706 | 30
2022-06-30 12:30 | 12:30 | 2.0336 | 30
2022-06-30 13:00 | 13:00 | 3.1214 | 30
2022-06-30 13:30 | 13:30 | 2.4258 | 30
2022-06-30 14:00 | 14:00 | 4.4442 | 30
2022-06-30 14:30 | 14:30 | 6.2787 | 30
2022-06-30 15:00 | 15:00 | 6.0429 | 30
2022-06-30 15:30 | 15:30 | 7.0378 | 30
2022-06-30 16:00 | 16:00 | 7.2997 | 30
2022-06-30 16:30 | 16:30 | 8.5079 | 30
2022-06-30 17:00 | 17:00 | 9.5994 | 30
2022-06-30 17:30 | 17:30 | 10.5596 | 30
2022-06-30 18:00 | 18:00 | 10.8688 | 30
2022-06-30 18:30 | 18:30 | 10.7497 | 30
2022-06-30 19:00 | 19:00 | 10.9979 | 30
2022-06-30 19:30 | 19:30 | 10.7764 | 30
2022-06-30 20:00 | 20:00 | 10.732 | 30
2022-06-30 20:30 | 20:30 | 10.4375 | 30
2022-06-30 21:00 | 21:00 | 10.0946 | 30
2022-06-30 21:30 | 21:30 | 9.1435 | 30
2022-06-30 22:00 | 22:00 | 8.2398 | 30
2022-06-30 22:30 | 22:30 | 7.9341 | 30
2022-06-30 23:00 | 23:00 | 7.7877 | 30
2022-07-01 | 0:00 | 6.8639 | 30
2022-07-01 00:30 | 0:30 | 6.2862 | 30
2022-07-01 01:00 | 1:00 | 6.2381 | 30
2022-07-01 01:30 | 1:30 | 5.9863 | 30
2022-07-01 02:00 | 2:00 | 5.736 | 30
2022-07-01 02:30 | 2:30 | 5.6457 | 30
2022-07-01 03:00 | 3:00 | 5.5926 | 30
2022-07-01 03:30 | 3:30 | 5.6317 | 30
2022-07-01 04:00 | 4:00 | 5.8673 | 30
2022-07-01 04:30 | 4:30 | 6.2554 | 30
2022-07-01 05:00 | 5:00 | 6.6673 | 30
2022-07-01 05:30 | 5:30 | 6.9854 | 30
2022-07-01 06:00 | 6:00 | 7.4753 | 30
2022-07-01 06:30 | 6:30 | 7.8897 | 30
2022-07-01 07:00 | 7:00 | 8.3557 | 30
2022-07-01 07:30 | 7:30 | 8.7661 | 30
2022-07-01 08:00 | 8:00 | 8.7903 | 30
2022-07-01 08:30 | 8:30 | 8.6795 | 30
2022-07-01 09:00 | 9:00 | 8.5194 | 30
2022-07-01 09:30 | 9:30 | 7.9614 | 30
2022-07-01 10:00 | 10:00 | 7.9743 | 30
2022-07-01 10:30 | 10:30 | 6.8755 | 30
2022-07-01 11:00 | 11:00 | 7.2212 | 30
2022-07-01 11:30 | 11:30 | 7.2249 | 30
2022-07-01 12:00 | 12:00 | 7.2064 | 30
2022-07-01 12:30 | 12:30 | 7.1662 | 30
2022-07-01 13:00 | 13:00 | 7.222 | 30
2022-07-01 13:30 | 13:30 | 7.4224 | 30
2022-07-01 14:00 | 14:00 | 8.0409 | 30
2022-07-01 14:30 | 14:30 | 8.3169 | 30
2022-07-01 15:00 | 15:00 | 8.7661 | 30
2022-07-01 15:30 | 15:30 | 8.883 | 30
2022-07-01 16:00 | 16:00 | 9.6079 | 30
2022-07-01 16:30 | 16:30 | 10.2104 | 30
2022-07-01 17:00 | 17:00 | 10.9816 | 30
2022-07-01 17:30 | 17:30 | 11.3972 | 30
2022-07-01 18:00 | 18:00 | 11.684 | 30
2022-07-01 18:30 | 18:30 | 11.27 | 30
2022-07-01 19:00 | 19:00 | 11.0315 | 30
2022-07-01 19:30 | 19:30 | 10.8814 | 30
2022-07-01 20:00 | 20:00 | 10.6223 | 30
2022-07-01 20:30 | 20:30 | 10.13 | 30
2022-07-01 21:00 | 21:00 | 9.5204 | 30
2022-07-01 21:30 | 21:30 | 9.0895 | 30
2022-07-01 22:00 | 22:00 | 8.4468 | 30
2022-07-01 22:30 | 22:30 | 7.6488 | 30
2022-07-01 23:00 | 23:00 | 7.4651 | 30
2022-07-01 23:30 | 23:30 | 7.1515 | 30
2022-07-02 | 0:00 | 6.7178 | 30
2022-07-02 00:30 | 0:30 | 6.4087 | 30
2022-07-02 01:00 | 1:00 | 6.3656 | 30
2022-07-02 01:30 | 1:30 | 6.3574 | 30
2022-07-02 02:00 | 2:00 | 6.0901 | 30
2022-07-02 02:30 | 2:30 | 5.9258 | 30
2022-07-02 03:00 | 3:00 | 5.686 | 30
2022-07-02 03:30 | 3:30 | 5.6211 | 30
2022-07-02 04:00 | 4:00 | 5.6206 | 30
2022-07-02 04:30 | 4:30 | 5.782 | 30
2022-07-02 05:00 | 5:00 | 5.8906 | 30
2022-07-02 05:30 | 5:30 | 6.1548 | 30
2022-07-02 06:00 | 6:00 | 6.5456 | 30
2022-07-02 06:30 | 6:30 | 6.8239 | 30
2022-07-02 07:00 | 7:00 | 7.2574 | 30
2022-07-02 07:30 | 7:30 | 7.7837 | 30
2022-07-02 08:00 | 8:00 | 7.7633 | 30
2022-07-02 08:30 | 8:30 | 7.7263 | 30
2022-07-02 09:00 | 9:00 | 8.5289 | 30
2022-07-02 09:30 | 9:30 | 8.0164 | 30
2022-07-02 10:00 | 10:00 | 7.487 | 30
2022-07-02 10:30 | 10:30 | 7.3647 | 30
2022-07-02 11:00 | 11:00 | 8.9536 | 30
2022-07-02 11:30 | 11:30 | 7.9306 | 30
2022-07-02 12:00 | 12:00 | 8.1484 | 30
2022-07-02 12:30 | 12:30 | 7.7284 | 30
2022-07-02 13:00 | 13:00 | 8.5227 | 30
2022-07-02 13:30 | 13:30 | 8.2804 | 30
2022-07-02 14:00 | 14:00 | 8.0825 | 30
2022-07-02 14:30 | 14:30 | 8.2533 | 30
2022-07-02 15:00 | 15:00 | 8.4839 | 30
2022-07-02 15:30 | 15:30 | 8.9299 | 30
2022-07-02 16:00 | 16:00 | 9.9655 | 30
2022-07-02 16:30 | 16:30 | 10.947 | 30
2022-07-02 17:00 | 17:00 | 11.3629 | 30
2022-07-02 17:30 | 17:30 | 11.8184 | 30
2022-07-02 18:00 | 18:00 | 11.7355 | 30
2022-07-02 18:30 | 18:30 | 11.1626 | 30
2022-07-02 19:00 | 19:00 | 10.7881 | 30
2022-07-02 19:30 | 19:30 | 10.3124 | 30
2022-07-02 20:00 | 20:00 | 9.9555 | 30
2022-07-02 20:30 | 20:30 | 9.8332 | 30
2022-07-02 21:00 | 21:00 | 9.4676 | 30
2022-07-02 21:30 | 21:30 | 9.145 | 30
2022-07-02 22:00 | 22:00 | 8.4365 | 30
2022-07-02 22:30 | 22:30 | 7.7281 | 30
2022-07-02 23:00 | 23:00 | 7.5199 | 30
2022-07-02 23:30 | 23:30 | 7.0302 | 30
2022-07-03 | 0:00 | 6.5185 | 30
2022-07-03 00:30 | 0:30 | 6.3295 | 30
2022-07-03 01:00 | 1:00 | 6.2495 | 30
2022-07-03 01:30 | 1:30 | 6.0535 | 30
2022-07-03 02:00 | 2:00 | 5.8276 | 30
2022-07-03 02:30 | 2:30 | 5.6726 | 30
2022-07-03 03:00 | 3:00 | 5.5802 | 30
2022-07-03 03:30 | 3:30 | 5.519 | 30
2022-07-03 04:00 | 4:00 | 5.2063 | 30
2022-07-03 04:30 | 4:30 | 5.2212 | 30
2022-07-03 05:00 | 5:00 | 5.3718 | 30
2022-07-03 05:30 | 5:30 | 5.6128 | 30
2022-07-03 06:00 | 6:00 | 6.1424 | 30
2022-07-03 06:30 | 6:30 | 6.3647 | 30
2022-07-03 07:00 | 7:00 | 6.9859 | 30
2022-07-03 07:30 | 7:30 | 7.3374 | 30
2022-07-03 08:00 | 8:00 | 7.199 | 30
2022-07-03 08:30 | 8:30 | 6.4352 | 30
2022-07-03 09:00 | 9:00 | 4.3934 | 30
2022-07-03 09:30 | 9:30 | 2.9271 | 30
2022-07-03 10:00 | 10:00 | 1.4574 | 30
2022-07-03 10:30 | 10:30 | 0.99608 | 30
2022-07-03 11:00 | 11:00 | 1.0989 | 30
2022-07-03 11:30 | 11:30 | 1.3078 | 30
2022-07-03 12:00 | 12:00 | 1.3459 | 30
2022-07-03 12:30 | 12:30 | 1.3315 | 30
2022-07-03 13:00 | 13:00 | 1.1694 | 30
2022-07-03 13:30 | 13:30 | 4.3051 | 30
2022-07-03 14:00 | 14:00 | 5.6161 | 30
2022-07-03 14:30 | 14:30 | 4.1088 | 30
2022-07-03 15:00 | 15:00 | 4.9129 | 30
2022-07-03 15:30 | 15:30 | 7.5769 | 30
2022-07-03 16:00 | 16:00 | 8.8018 | 30
2022-07-03 16:30 | 16:30 | 10.5781 | 30
2022-07-03 17:00 | 17:00 | 11.4554 | 30
2022-07-03 17:30 | 17:30 | 13.9095 | 30
2022-07-03 18:00 | 18:00 | 14.4041 | 30
2022-07-03 18:30 | 18:30 | 14.369 | 30
2022-07-03 19:00 | 19:00 | 13.9065 | 30
2022-07-03 19:30 | 19:30 | 13.5822 | 30
2022-07-03 20:00 | 20:00 | 13.6472 | 30
2022-07-03 20:30 | 20:30 | 13.3867 | 30
2022-07-03 21:00 | 21:00 | 12.4664 | 30
2022-07-03 21:30 | 21:30 | 11.8376 | 30
2022-07-03 22:00 | 22:00 | 10.9305 | 30
2022-07-03 22:30 | 22:30 | 9.9802 | 30
2022-07-03 23:00 | 23:00 | 9.6081 | 30
2022-07-03 23:30 | 23:30 | 9.0835 | 30
2022-07-04 | 0:00 | 7.6692 | 30
2022-07-04 00:30 | 0:30 | 7.2694 | 30
2022-07-04 01:00 | 1:00 | 7.239 | 30
2022-07-04 01:30 | 1:30 | 7.0152 | 30
2022-07-04 02:00 | 2:00 | 7.0445 | 30
2022-07-04 02:30 | 2:30 | 7.8192 | 30
2022-07-04 03:00 | 3:00 | 7.6883 | 30
2022-07-04 03:30 | 3:30 | 7.6614 | 30
2022-07-04 04:00 | 4:00 | 7.7667 | 30
2022-07-04 04:30 | 4:30 | 7.9292 | 30
2022-07-04 05:00 | 5:00 | 8.353 | 30
2022-07-04 05:30 | 5:30 | 8.872 | 30
2022-07-04 06:00 | 6:00 | 9.9184 | 30
2022-07-04 06:30 | 6:30 | 10.6583 | 30
2022-07-04 07:00 | 7:00 | 11.254 | 30
2022-07-04 07:30 | 7:30 | 11.2849 | 30
2022-07-04 08:00 | 8:00 | 11.5866 | 30
2022-07-04 08:30 | 8:30 | 11.6446 | 30
2022-07-04 09:00 | 9:00 | 10.6972 | 30
2022-07-04 09:30 | 9:30 | 8.4487 | 30
2022-07-04 10:00 | 10:00 | 8.0229 | 30
2022-07-04 10:30 | 10:30 | 10.2796 | 30
2022-07-04 11:00 | 11:00 | 9.4008 | 30
2022-07-04 11:30 | 11:30 | 8.99 | 30
2022-07-04 12:00 | 12:00 | 9.1767 | 30
2022-07-04 12:30 | 12:30 | 9.2058 | 30
2022-07-04 13:00 | 13:00 | 9.3834 | 30
2022-07-04 13:30 | 13:30 | 9.6167 | 30
2022-07-04 14:00 | 14:00 | 9.8087 | 30
2022-07-04 14:30 | 14:30 | 10.4548 | 30
2022-07-04 15:00 | 15:00 | 11.2376 | 30
2022-07-04 15:30 | 15:30 | 11.8042 | 30
2022-07-04 16:00 | 16:00 | 12.9444 | 30
2022-07-04 16:30 | 16:30 | 14.1966 | 30
2022-07-04 17:00 | 17:00 | 15.4918 | 30
2022-07-04 17:30 | 17:30 | 16.6443 | 30
2022-07-04 18:00 | 18:00 | 16.7394 | 30
2022-07-04 18:30 | 18:30 | 16.2858 | 30
2022-07-04 19:00 | 19:00 | 15.4867 | 30
2022-07-04 19:30 | 19:30 | 14.9197 | 30
2022-07-04 20:00 | 20:00 | 14.6239 | 30
2022-07-04 20:30 | 20:30 | 13.802 | 30
2022-07-04 21:00 | 21:00 | 13.0147 | 30
2022-07-04 21:30 | 21:30 | 12.1461 | 30
2022-07-04 22:00 | 22:00 | 11.084 | 30
2022-07-04 22:30 | 22:30 | 9.9242 | 30
2022-07-04 23:00 | 23:00 | 9.3548 | 30
2022-07-04 23:30 | 23:30 | 8.7471 | 30
2022-07-05 | 0:00 | 8.2353 | 30
2022-07-05 00:30 | 0:30 | 8.1132 | 30
2022-07-05 01:00 | 1:00 | 7.9456 | 30
2022-07-05 01:30 | 1:30 | 7.8032 | 30
2022-07-05 02:00 | 2:00 | 7.6586 | 30
2022-07-05 02:30 | 2:30 | 7.2328 | 30
2022-07-05 03:00 | 3:00 | 7.1405 | 30
2022-07-05 03:30 | 3:30 | 7.317 | 30
2022-07-05 04:00 | 4:00 | 7.654 | 30
2022-07-05 04:30 | 4:30 | 7.9331 | 30
2022-07-05 05:00 | 5:00 | 8.1371 | 30
2022-07-05 05:30 | 5:30 | 9.8072 | 30
2022-07-05 06:00 | 6:00 | 10.5067 | 30
2022-07-05 06:30 | 6:30 | 11.068 | 30
2022-07-05 07:00 | 7:00 | 11.7346 | 30
2022-07-05 07:30 | 7:30 | 12.2341 | 30
2022-07-05 08:00 | 8:00 | 12.4056 | 30
2022-07-05 08:30 | 8:30 | 12.3615 | 30
2022-07-05 09:00 | 9:00 | 12.3811 | 30
2022-07-05 09:30 | 9:30 | 11.1647 | 30
2022-07-05 10:00 | 10:00 | 11.179 | 30
2022-07-05 10:30 | 10:30 | 10.2629 | 30
2022-07-05 11:00 | 11:00 | 9.9726 | 30
2022-07-05 11:30 | 11:30 | 10.1948 | 30
2022-07-05 12:00 | 12:00 | 10.0999 | 30
2022-07-05 12:30 | 12:30 | 8.9336 | 30
2022-07-05 13:00 | 13:00 | 10.1358 | 30
2022-07-05 13:30 | 13:30 | 10.9215 | 30
2022-07-05 14:00 | 14:00 | 11.4788 | 30
2022-07-05 14:30 | 14:30 | 11.5873 | 30
2022-07-05 15:00 | 15:00 | 11.4895 | 30
2022-07-05 15:30 | 15:30 | 12.0664 | 30
2022-07-05 16:00 | 16:00 | 12.9436 | 30
2022-07-05 16:30 | 16:30 | 13.8975 | 30
2022-07-05 17:00 | 17:00 | 15.0851 | 30
2022-07-05 17:30 | 17:30 | 16.3204 | 30
2022-07-05 18:00 | 18:00 | 16.2826 | 30
2022-07-05 18:30 | 18:30 | 15.6335 | 30
2022-07-05 19:00 | 19:00 | 14.7676 | 30
2022-07-05 19:30 | 19:30 | 13.9095 | 30
2022-07-05 20:00 | 20:00 | 13.4964 | 30
2022-07-05 20:30 | 20:30 | 12.7594 | 30
2022-07-05 21:00 | 21:00 | 11.7526 | 30
2022-07-05 21:30 | 21:30 | 10.7716 | 30
2022-07-05 22:00 | 22:00 | 9.9802 | 30
2022-07-05 22:30 | 22:30 | 9.0169 | 30
2022-07-05 23:00 | 23:00 | 8.4528 | 30
2022-07-05 23:30 | 23:30 | 7.8671 | 30
2022-07-06 | 0:00 | 7.4132 | 30
2022-07-06 00:30 | 0:30 | 7.0892 | 30
2022-07-06 01:00 | 1:00 | 6.9275 | 30
2022-07-06 01:30 | 1:30 | 6.7858 | 30
2022-07-06 02:00 | 2:00 | 6.4769 | 30
2022-07-06 02:30 | 2:30 | 6.5079 | 30
2022-07-06 03:00 | 3:00 | 6.5992 | 30
2022-07-06 03:30 | 3:30 | 6.5751 | 30
2022-07-06 04:00 | 4:00 | 6.4908 | 30
2022-07-06 04:30 | 4:30 | 6.8873 | 30
2022-07-06 05:00 | 5:00 | 7.3606 | 30
2022-07-06 05:30 | 5:30 | 7.699 | 30
2022-07-06 06:00 | 6:00 | 8.4062 | 30
2022-07-06 06:30 | 6:30 | 8.8699 | 30
2022-07-06 07:00 | 7:00 | 9.1719 | 30
2022-07-06 07:30 | 7:30 | 9.5638 | 30
2022-07-06 08:00 | 8:00 | 9.1623 | 30
2022-07-06 08:30 | 8:30 | 9.8013 | 30
2022-07-06 09:00 | 9:00 | 8.9148 | 30
2022-07-06 09:30 | 9:30 | 7.1937 | 30
2022-07-06 10:00 | 10:00 | 5.7706 | 30
2022-07-06 10:30 | 10:30 | 4.6043 | 30
2022-07-06 11:00 | 11:00 | 5.265 | 30
2022-07-06 11:30 | 11:30 | 5.4305 | 30
2022-07-06 12:00 | 12:00 | 3.3148 | 30
2022-07-06 12:30 | 12:30 | 5.2568 | 30
2022-07-06 13:00 | 13:00 | 5.9898 | 30
2022-07-06 13:30 | 13:30 | 5.7638 | 30
2022-07-06 14:00 | 14:00 | 6.122 | 30
2022-07-06 14:30 | 14:30 | 6.1721 | 30
2022-07-06 15:00 | 15:00 | 6.2321 | 30
2022-07-06 15:30 | 15:30 | 6.9701 | 30
2022-07-06 16:00 | 16:00 | 8.9659 | 30
2022-07-06 16:30 | 16:30 | 9.4266 | 30
2022-07-06 17:00 | 17:00 | 11.3143 | 30
2022-07-06 17:30 | 17:30 | 13.0976 | 30
2022-07-06 18:00 | 18:00 | 13.5257 | 30
2022-07-06 18:30 | 18:30 | 13.5129 | 30
2022-07-06 19:00 | 19:00 | 13.1401 | 30
2022-07-06 19:30 | 19:30 | 12.9931 | 30
2022-07-06 20:00 | 20:00 | 12.7529 | 30
2022-07-06 20:30 | 20:30 | 12.2637 | 30
2022-07-06 21:00 | 21:00 | 11.4583 | 30
2022-07-06 21:30 | 21:30 | 10.8055 | 30
2022-07-06 22:00 | 22:00 | 10.0481 | 30
2022-07-06 22:30 | 22:30 | 9.94 | 30
2022-07-06 23:00 | 23:00 | 10.1855 | 30
2022-07-06 23:30 | 23:30 | 9.7814 | 30
2022-07-07 | 0:00 | 9.0543 | 30
2022-07-07 00:30 | 0:30 | 8.3017 | 30
2022-07-07 01:00 | 1:00 | 8.2852 | 30
2022-07-07 01:30 | 1:30 | 7.9682 | 30
2022-07-07 02:00 | 2:00 | 7.685 | 30
2022-07-07 02:30 | 2:30 | 7.4762 | 30
2022-07-07 03:00 | 3:00 | 7.3533 | 30
2022-07-07 03:30 | 3:30 | 7.4727 | 30
2022-07-07 04:00 | 4:00 | 7.655 | 30
2022-07-07 04:30 | 4:30 | 8.0021 | 30
2022-07-07 05:00 | 5:00 | 8.681 | 30
2022-07-07 05:30 | 5:30 | 9.2198 | 30
2022-07-07 06:00 | 6:00 | 9.9215 | 30
2022-07-07 06:30 | 6:30 | 10.4396 | 30
2022-07-07 07:00 | 7:00 | 10.3721 | 30
2022-07-07 07:30 | 7:30 | 9.3273 | 30
2022-07-07 08:00 | 8:00 | 7.8446 | 30
2022-07-07 08:30 | 8:30 | 6.1078 | 30
2022-07-07 09:00 | 9:00 | 4.3697 | 30
2022-07-07 09:30 | 9:30 | 2.797 | 30
2022-07-07 10:00 | 10:00 | 1.5159 | 30
2022-07-07 10:30 | 10:30 | 0.84011 | 30
2022-07-07 11:00 | 11:00 | 0.91682 | 30
2022-07-07 11:30 | 11:30 | 0.96622 | 30
2022-07-07 12:00 | 12:00 | 1.0435 | 30
2022-07-07 12:30 | 12:30 | 1.1871 | 30
2022-07-07 13:00 | 13:00 | 1.3578 | 30
2022-07-07 13:30 | 13:30 | 1.0185 | 30
2022-07-07 14:00 | 14:00 | 1.2202 | 30
2022-07-07 14:30 | 14:30 | 2.0569 | 30
2022-07-07 15:00 | 15:00 | 3.4341 | 30
2022-07-07 15:30 | 15:30 | 4.7963 | 30
2022-07-07 16:00 | 16:00 | 6.4877 | 30
2022-07-07 16:30 | 16:30 | 8.1949 | 30
2022-07-07 17:00 | 17:00 | 9.518 | 30
2022-07-07 17:30 | 17:30 | 10.8801 | 30
2022-07-07 18:00 | 18:00 | 11.4537 | 30
2022-07-07 18:30 | 18:30 | 11.4879 | 30
2022-07-07 19:00 | 19:00 | 11.5418 | 30
2022-07-07 19:30 | 19:30 | 11.3511 | 30
2022-07-07 20:00 | 20:00 | 11.2365 | 30
2022-07-07 20:30 | 20:30 | 11.1836 | 30
2022-07-07 21:00 | 21:00 | 10.5001 | 30
2022-07-07 21:30 | 21:30 | 10.1464 | 30
2022-07-07 22:00 | 22:00 | 9.4621 | 30
2022-07-07 22:30 | 22:30 | 8.2662 | 30
2022-07-07 23:00 | 23:00 | 7.9723 | 30
2022-07-07 23:30 | 23:30 | 7.4624 | 30
2022-07-08 | 0:00 | 6.9038 | 30
2022-07-08 00:30 | 0:30 | 6.6487 | 30
2022-07-08 01:00 | 1:00 | 6.5808 | 30
2022-07-08 01:30 | 1:30 | 6.4317 | 30
2022-07-08 02:00 | 2:00 | 6.0706 | 30
2022-07-08 02:30 | 2:30 | 5.9658 | 30
2022-07-08 03:00 | 3:00 | 6.2305 | 30
2022-07-08 03:30 | 3:30 | 6.5821 | 30
2022-07-08 04:00 | 4:00 | 7.3503 | 30
2022-07-08 04:30 | 4:30 | 8.0048 | 30
2022-07-08 05:00 | 5:00 | 8.5136 | 30
2022-07-08 05:30 | 5:30 | 9.0475 | 30
2022-07-08 06:00 | 6:00 | 10.0052 | 30
2022-07-08 06:30 | 6:30 | 9.7866 | 30
2022-07-08 07:00 | 7:00 | 10.7477 | 30
2022-07-08 07:30 | 7:30 | 9.8861 | 30
2022-07-08 08:00 | 8:00 | 8.3969 | 30
2022-07-08 08:30 | 8:30 | 6.4446 | 30
2022-07-08 09:00 | 9:00 | 4.5597 | 30
2022-07-08 09:30 | 9:30 | 2.6092 | 30
2022-07-08 10:00 | 10:00 | 1.1999 | 30
2022-07-08 10:30 | 10:30 | 0.71965 | 30
2022-07-08 11:00 | 11:00 | 1.0497 | 30
2022-07-08 11:30 | 11:30 | 1.5544 | 30
2022-07-08 12:00 | 12:00 | 1.6377 | 30
2022-07-08 12:30 | 12:30 | 1.6319 | 30
2022-07-08 13:00 | 13:00 | 1.2601 | 30
2022-07-08 13:30 | 13:30 | 0.92689 | 30
2022-07-08 14:00 | 14:00 | 1.2395 | 30
2022-07-08 14:30 | 14:30 | 2.0316 | 30
2022-07-08 15:00 | 15:00 | 3.6495 | 30
2022-07-08 15:30 | 15:30 | 5.312 | 30
2022-07-08 16:00 | 16:00 | 7.1192 | 30
2022-07-08 16:30 | 16:30 | 9.1442 | 30
2022-07-08 17:00 | 17:00 | 11.2238 | 30
2022-07-08 17:30 | 17:30 | 12.9131 | 30
2022-07-08 18:00 | 18:00 | 13.6494 | 30
2022-07-08 18:30 | 18:30 | 13.9124 | 30
2022-07-08 19:00 | 19:00 | 13.7714 | 30
2022-07-08 19:30 | 19:30 | 13.7941 | 30
2022-07-08 20:00 | 20:00 | 13.3725 | 30
2022-07-08 20:30 | 20:30 | 13.2324 | 30
2022-07-08 21:00 | 21:00 | 12.716 | 30
2022-07-08 21:30 | 21:30 | 12.3391 | 30
2022-07-08 22:00 | 22:00 | 11.5705 | 30
2022-07-08 22:30 | 22:30 | 10.4394 | 30
2022-07-08 23:00 | 23:00 | 9.4396 | 30
2022-07-08 23:30 | 23:30 | 8.9812 | 30
2022-07-09 | 0:00 | 8.42 | 30
2022-07-09 00:30 | 0:30 | 7.8938 | 30
2022-07-09 01:00 | 1:00 | 7.6947 | 30
2022-07-09 01:30 | 1:30 | 7.8257 | 30
2022-07-09 02:00 | 2:00 | 7.891 | 30
2022-07-09 02:30 | 2:30 | 7.7927 | 30
2022-07-09 03:00 | 3:00 | 7.665 | 30
2022-07-09 03:30 | 3:30 | 7.696 | 30
2022-07-09 04:00 | 4:00 | 7.7313 | 30
2022-07-09 04:30 | 4:30 | 7.9686 | 30
2022-07-09 05:00 | 5:00 | 8.4052 | 30
2022-07-09 05:30 | 5:30 | 8.9722 | 30
2022-07-09 06:00 | 6:00 | 9.9157 | 30
2022-07-09 06:30 | 6:30 | 11.7161 | 30
2022-07-09 07:00 | 7:00 | 11.0973 | 30
2022-07-09 07:30 | 7:30 | 11.7727 | 30
2022-07-09 08:00 | 8:00 | 10.8333 | 30
2022-07-09 08:30 | 8:30 | 9.2528 | 30
2022-07-09 09:00 | 9:00 | 6.5892 | 30
2022-07-09 09:30 | 9:30 | 4.5664 | 30
2022-07-09 10:00 | 10:00 | 2.7876 | 30
2022-07-09 10:30 | 10:30 | 1.5332 | 30
2022-07-09 11:00 | 11:00 | 0.8361 | 30
2022-07-09 11:30 | 11:30 | 1.0235 | 30
2022-07-09 12:00 | 12:00 | 1.308 | 30
2022-07-09 12:30 | 12:30 | 1.3618 | 30
2022-07-09 13:00 | 13:00 | 1.2876 | 30
2022-07-09 13:30 | 13:30 | 1.0797 | 30
2022-07-09 14:00 | 14:00 | 1.3984 | 30
2022-07-09 14:30 | 14:30 | 2.4447 | 30
2022-07-09 15:00 | 15:00 | 3.8579 | 30
2022-07-09 15:30 | 15:30 | 5.4581 | 30
2022-07-09 16:00 | 16:00 | 7.403 | 30
2022-07-09 16:30 | 16:30 | 9.5327 | 30
2022-07-09 17:00 | 17:00 | 11.6279 | 30
2022-07-09 17:30 | 17:30 | 13.1921 | 30
2022-07-09 18:00 | 18:00 | 13.5592 | 30
2022-07-09 18:30 | 18:30 | 13.6279 | 30
2022-07-09 19:00 | 19:00 | 13.507 | 30
2022-07-09 19:30 | 19:30 | 13.3636 | 30
2022-07-09 20:00 | 20:00 | 13.3167 | 30
2022-07-09 20:30 | 20:30 | 13.088 | 30
2022-07-09 21:00 | 21:00 | 12.4124 | 30
2022-07-09 21:30 | 21:30 | 12.04 | 30
2022-07-09 22:00 | 22:00 | 11.4321 | 30
2022-07-09 22:30 | 22:30 | 10.4174 | 30
2022-07-09 23:00 | 23:00 | 9.9328 | 30
2022-07-09 23:30 | 23:30 | 9.5762 | 30
2022-07-10 | 0:00 | 8.898 | 30
2022-07-10 00:30 | 0:30 | 8.4499 | 30
2022-07-10 01:00 | 1:00 | 8.3918 | 30
2022-07-10 01:30 | 1:30 | 8.1272 | 30
2022-07-10 02:00 | 2:00 | 7.922 | 30
2022-07-10 02:30 | 2:30 | 7.6939 | 30
2022-07-10 03:00 | 3:00 | 7.2891 | 30
2022-07-10 03:30 | 3:30 | 7.217 | 30
2022-07-10 04:00 | 4:00 | 7.4594 | 30
2022-07-10 04:30 | 4:30 | 7.7 | 30
2022-07-10 05:00 | 5:00 | 8.1366 | 30
2022-07-10 05:30 | 5:30 | 8.4253 | 30
2022-07-10 06:00 | 6:00 | 9.1118 | 30
2022-07-10 06:30 | 6:30 | 9.8177 | 30
2022-07-10 07:00 | 7:00 | 10.6312 | 30
2022-07-10 07:30 | 7:30 | 10.3877 | 30
2022-07-10 08:00 | 8:00 | 9.1189 | 30
2022-07-10 08:30 | 8:30 | 8.0019 | 30
2022-07-10 09:00 | 9:00 | 6.4481 | 30
2022-07-10 09:30 | 9:30 | 4.0785 | 30
2022-07-10 10:00 | 10:00 | 2.8756 | 30
2022-07-10 10:30 | 10:30 | 1.5871 | 30
2022-07-10 11:00 | 11:00 | 1.0098 | 30
2022-07-10 11:30 | 11:30 | 1.042 | 30
2022-07-10 12:00 | 12:00 | 1.2716 | 30
2022-07-10 12:30 | 12:30 | 1.2079 | 30
2022-07-10 13:00 | 13:00 | 2.159 | 30
2022-07-10 13:30 | 13:30 | 3.5489 | 30
2022-07-10 14:00 | 14:00 | 3.76 | 30
2022-07-10 14:30 | 14:30 | 4.9347 | 30
2022-07-10 15:00 | 15:00 | 6.0452 | 30
2022-07-10 15:30 | 15:30 | 7.8796 | 30
2022-07-10 16:00 | 16:00 | 9.5813 | 30
2022-07-10 16:30 | 16:30 | 10.6762 | 30
2022-07-10 17:00 | 17:00 | 12.373 | 30
2022-07-10 17:30 | 17:30 | 13.8246 | 30
2022-07-10 18:00 | 18:00 | 14.3842 | 30
2022-07-10 18:30 | 18:30 | 14.3405 | 30
2022-07-10 19:00 | 19:00 | 13.8746 | 30
2022-07-10 19:30 | 19:30 | 13.7703 | 30
2022-07-10 20:00 | 20:00 | 13.8295 | 30
2022-07-10 20:30 | 20:30 | 13.2753 | 30
2022-07-10 21:00 | 21:00 | 12.2946 | 30
2022-07-10 21:30 | 21:30 | 11.7283 | 30
2022-07-10 22:00 | 22:00 | 10.7636 | 30
2022-07-10 22:30 | 22:30 | 9.7249 | 30
2022-07-10 23:00 | 23:00 | 9.4518 | 30
2022-07-10 23:30 | 23:30 | 8.9545 | 30
2022-07-11 | 0:00 | 8.4305 | 30
2022-07-11 00:30 | 0:30 | 7.9815 | 30
2022-07-11 01:00 | 1:00 | 8.0035 | 30
2022-07-11 01:30 | 1:30 | 7.7888 | 30
2022-07-11 02:00 | 2:00 | 7.806 | 30
2022-07-11 02:30 | 2:30 | 7.6149 | 30
2022-07-11 03:00 | 3:00 | 7.5743 | 30
2022-07-11 03:30 | 3:30 | 7.674 | 30
2022-07-11 04:00 | 4:00 | 7.8156 | 30
2022-07-11 04:30 | 4:30 | 8.3502 | 30
2022-07-11 05:00 | 5:00 | 9.2489 | 30
2022-07-11 05:30 | 5:30 | 10.2974 | 30
2022-07-11 06:00 | 6:00 | 11.514 | 30
2022-07-11 06:30 | 6:30 | 12.7874 | 30
2022-07-11 07:00 | 7:00 | 13.3949 | 30
2022-07-11 07:30 | 7:30 | 12.2059 | 30
2022-07-11 08:00 | 8:00 | 9.9678 | 30
2022-07-11 08:30 | 8:30 | 7.4563 | 30
2022-07-11 09:00 | 9:00 | 5.3177 | 30
2022-07-11 09:30 | 9:30 | 3.3917 | 30
2022-07-11 10:00 | 10:00 | 2.1509 | 30
2022-07-11 10:30 | 10:30 | 4.6705 | 30
2022-07-11 11:00 | 11:00 | 4.4764 | 30
2022-07-11 11:30 | 11:30 | 2.4587 | 30
2022-07-11 12:00 | 12:00 | 4.5139 | 30
2022-07-11 12:30 | 12:30 | 4.2592 | 30
2022-07-11 13:00 | 13:00 | 3.4762 | 30
2022-07-11 13:30 | 13:30 | 4.2937 | 30
2022-07-11 14:00 | 14:00 | 3.5805 | 30
2022-07-11 14:30 | 14:30 | 4.8312 | 30
2022-07-11 15:00 | 15:00 | 4.2743 | 30
2022-07-11 15:30 | 15:30 | 7.4677 | 30
2022-07-11 16:00 | 16:00 | 8.2861 | 30
2022-07-11 16:30 | 16:30 | 9.9043 | 30
2022-07-11 17:00 | 17:00 | 11.6638 | 30
2022-07-11 17:30 | 17:30 | 13.9211 | 30
2022-07-11 18:00 | 18:00 | 14.6237 | 30
2022-07-11 18:30 | 18:30 | 14.3585 | 30
2022-07-11 19:00 | 19:00 | 14.1221 | 30
2022-07-11 19:30 | 19:30 | 13.9933 | 30
2022-07-11 20:00 | 20:00 | 13.7088 | 30
2022-07-11 20:30 | 20:30 | 13.1808 | 30
2022-07-11 21:00 | 21:00 | 11.6584 | 30
2022-07-11 21:30 | 21:30 | 10.8322 | 30
2022-07-11 22:00 | 22:00 | 10.0543 | 30
2022-07-11 22:30 | 22:30 | 9.0453 | 30
2022-07-11 23:00 | 23:00 | 8.7298 | 30
2022-07-11 23:30 | 23:30 | 8.9012 | 30
2022-07-12 | 0:00 | 7.9703 | 30
2022-07-12 00:30 | 0:30 | 7.6154 | 30
2022-07-12 01:00 | 1:00 | 7.5503 | 30
2022-07-12 01:30 | 1:30 | 7.5291 | 30
2022-07-12 02:00 | 2:00 | 7.4724 | 30
2022-07-12 02:30 | 2:30 | 7.3403 | 30
2022-07-12 03:00 | 3:00 | 7.2922 | 30
2022-07-12 03:30 | 3:30 | 7.4082 | 30
2022-07-12 04:00 | 4:00 | 8.0141 | 30
2022-07-12 04:30 | 4:30 | 8.9197 | 30
2022-07-12 05:00 | 5:00 | 9.8866 | 30
2022-07-12 05:30 | 5:30 | 10.658 | 30
2022-07-12 06:00 | 6:00 | 11.6325 | 30
2022-07-12 06:30 | 6:30 | 12.7548 | 30
2022-07-12 07:00 | 7:00 | 12.9262 | 30
2022-07-12 07:30 | 7:30 | 11.5457 | 30
2022-07-12 08:00 | 8:00 | 9.9313 | 30
2022-07-12 08:30 | 8:30 | 7.3927 | 30
2022-07-12 09:00 | 9:00 | 5.3566 | 30
2022-07-12 09:30 | 9:30 | 3.5383 | 30
2022-07-12 10:00 | 10:00 | 2.096 | 30
2022-07-12 10:30 | 10:30 | 1.4163 | 30
2022-07-12 11:00 | 11:00 | 1.2039 | 30
2022-07-12 11:30 | 11:30 | 3.212 | 30
2022-07-12 12:00 | 12:00 | 0.92032 | 30
2022-07-12 12:30 | 12:30 | 4.1969 | 30
2022-07-12 13:00 | 13:00 | 5.6085 | 30
2022-07-12 13:30 | 13:30 | 5.0656 | 30
2022-07-12 14:00 | 14:00 | 6.1891 | 30
2022-07-12 14:30 | 14:30 | 7.7575 | 30
2022-07-12 15:00 | 15:00 | 9.0526 | 30
2022-07-12 15:30 | 15:30 | 10.2623 | 30
2022-07-12 16:00 | 16:00 | 12.1442 | 30
2022-07-12 16:30 | 16:30 | 12.8382 | 30
2022-07-12 17:00 | 17:00 | 13.9841 | 30
2022-07-12 17:30 | 17:30 | 15.3241 | 30
2022-07-12 18:00 | 18:00 | 15.2731 | 30
2022-07-12 18:30 | 18:30 | 15.2228 | 30
2022-07-12 19:00 | 19:00 | 14.2428 | 30
2022-07-12 19:30 | 19:30 | 13.28 | 30
2022-07-12 20:00 | 20:00 | 13.572 | 30
2022-07-12 20:30 | 20:30 | 13.4817 | 30
2022-07-12 21:00 | 21:00 | 12.6971 | 30
2022-07-12 21:30 | 21:30 | 12.1449 | 30
2022-07-12 22:00 | 22:00 | 10.6701 | 30
2022-07-12 22:30 | 22:30 | 8.9657 | 30
2022-07-12 23:00 | 23:00 | 8.3112 | 30
2022-07-12 23:30 | 23:30 | 7.8849 | 30
2022-07-13 | 0:00 | 7.2331 | 30
2022-07-13 00:30 | 0:30 | 6.7532 | 30
2022-07-13 01:00 | 1:00 | 6.7216 | 30
2022-07-13 01:30 | 1:30 | 6.5853 | 30
2022-07-13 02:00 | 2:00 | 6.3848 | 30
2022-07-13 02:30 | 2:30 | 6.2325 | 30
2022-07-13 03:00 | 3:00 | 6.4389 | 30
2022-07-13 03:30 | 3:30 | 6.9264 | 30
2022-07-13 04:00 | 4:00 | 7.9809 | 30
2022-07-13 04:30 | 4:30 | 8.0399 | 30
2022-07-13 05:00 | 5:00 | 9.6776 | 30
2022-07-13 05:30 | 5:30 | 10.4523 | 30
2022-07-13 06:00 | 6:00 | 11.406 | 30
2022-07-13 06:30 | 6:30 | 12.3844 | 30
2022-07-13 07:00 | 7:00 | 12.4222 | 30
2022-07-13 07:30 | 7:30 | 11.1262 | 30
2022-07-13 08:00 | 8:00 | 9.6058 | 30
2022-07-13 08:30 | 8:30 | 7.4117 | 30
2022-07-13 09:00 | 9:00 | 4.7061 | 30
2022-07-13 09:30 | 9:30 | 2.4442 | 30
2022-07-13 10:00 | 10:00 | 1.1564 | 30
2022-07-13 10:30 | 10:30 | 1.1471 | 30
2022-07-13 11:00 | 11:00 | 1.6842 | 30
2022-07-13 11:30 | 11:30 | 2.0976 | 30
2022-07-13 12:00 | 12:00 | 1.5156 | 30
2022-07-13 12:30 | 12:30 | 1.5185 | 30
2022-07-13 13:00 | 13:00 | 1.5778 | 30
2022-07-13 13:30 | 13:30 | 1.7029 | 30
2022-07-13 14:00 | 14:00 | 2.1256 | 30
2022-07-13 14:30 | 14:30 | 2.8214 | 30
2022-07-13 15:00 | 15:00 | 5.4731 | 30
2022-07-13 15:30 | 15:30 | 5.7014 | 30
2022-07-13 16:00 | 16:00 | 7.9493 | 30
2022-07-13 16:30 | 16:30 | 10.162 | 30
2022-07-13 17:00 | 17:00 | 12.1595 | 30
2022-07-13 17:30 | 17:30 | 14.3112 | 30
2022-07-13 18:00 | 18:00 | 16.0855 | 30
2022-07-13 18:30 | 18:30 | 16.1563 | 30
2022-07-13 19:00 | 19:00 | 15.951 | 30
2022-07-13 19:30 | 19:30 | 15.7612 | 30
2022-07-13 20:00 | 20:00 | 15.0405 | 30
2022-07-13 20:30 | 20:30 | 14.4232 | 30
2022-07-13 21:00 | 21:00 | 13.7638 | 30
2022-07-13 21:30 | 21:30 | 13.2298 | 30
2022-07-13 22:00 | 22:00 | 11.843 | 30
2022-07-13 22:30 | 22:30 | 10.4106 | 30
2022-07-13 23:00 | 23:00 | 9.6895 | 30
2022-07-13 23:30 | 23:30 | 9.0526 | 30
2022-07-14 | 0:00 | 8.5066 | 30
2022-07-14 00:30 | 0:30 | 8.1522 | 30
2022-07-14 01:00 | 1:00 | 8.113 | 30
2022-07-14 01:30 | 1:30 | 7.8492 | 30
2022-07-14 02:00 | 2:00 | 7.7874 | 30
2022-07-14 02:30 | 2:30 | 7.8546 | 30
2022-07-14 03:00 | 3:00 | 7.7757 | 30
2022-07-14 03:30 | 3:30 | 8.1617 | 30
2022-07-14 04:00 | 4:00 | 8.6882 | 30
2022-07-14 04:30 | 4:30 | 9.6371 | 30
2022-07-14 05:00 | 5:00 | 10.4771 | 30
2022-07-14 05:30 | 5:30 | 11.2085 | 30
2022-07-14 06:00 | 6:00 | 12.4524 | 30
2022-07-14 06:30 | 6:30 | 13.6311 | 30
2022-07-14 07:00 | 7:00 | 14.0183 | 30
2022-07-14 07:30 | 7:30 | 13.0082 | 30
2022-07-14 08:00 | 8:00 | 10.5779 | 30
2022-07-14 08:30 | 8:30 | 8.1416 | 30
2022-07-14 09:00 | 9:00 | 6.1902 | 30
2022-07-14 09:30 | 9:30 | 4.3443 | 30
2022-07-14 10:00 | 10:00 | 2.821 | 30
2022-07-14 10:30 | 10:30 | 1.5116 | 30
2022-07-14 11:00 | 11:00 | 0.78059 | 30
2022-07-14 11:30 | 11:30 | 1.0997 | 30
2022-07-14 12:00 | 12:00 | 1.3558 | 30
2022-07-14 12:30 | 12:30 | 1.6716 | 30
2022-07-14 13:00 | 13:00 | 1.4067 | 30
2022-07-14 13:30 | 13:30 | 1.0608 | 30
2022-07-14 14:00 | 14:00 | 1.1426 | 30
2022-07-14 14:30 | 14:30 | 2.0105 | 30
2022-07-14 15:00 | 15:00 | 3.3596 | 30
2022-07-14 15:30 | 15:30 | 5.1341 | 30
2022-07-14 16:00 | 16:00 | 7.0008 | 30
2022-07-14 16:30 | 16:30 | 9.0085 | 30
2022-07-14 17:00 | 17:00 | 11.1401 | 30
2022-07-14 17:30 | 17:30 | 12.9416 | 30
2022-07-14 18:00 | 18:00 | 13.7795 | 30
2022-07-14 18:30 | 18:30 | 13.9278 | 30
2022-07-14 19:00 | 19:00 | 13.9211 | 30
2022-07-14 19:30 | 19:30 | 13.7299 | 30
2022-07-14 20:00 | 20:00 | 13.9037 | 30
2022-07-14 20:30 | 20:30 | 13.4669 | 30
2022-07-14 21:00 | 21:00 | 12.4896 | 30
2022-07-14 21:30 | 21:30 | 11.8316 | 30
2022-07-14 22:00 | 22:00 | 10.9375 | 30
2022-07-14 22:30 | 22:30 | 9.8764 | 30
2022-07-14 23:00 | 23:00 | 9.6103 | 30
2022-07-14 23:30 | 23:30 | 9.0933 | 30
2022-07-15 | 0:00 | 8.5586 | 30
2022-07-15 00:30 | 0:30 | 8.2005 | 30
2022-07-15 01:00 | 1:00 | 7.5434 | 30
2022-07-15 01:30 | 1:30 | 7.2982 | 30
2022-07-15 02:00 | 2:00 | 6.9557 | 30
2022-07-15 02:30 | 2:30 | 8.2097 | 30
2022-07-15 03:00 | 3:00 | 8.8086 | 30
2022-07-15 03:30 | 3:30 | 8.9875 | 30
2022-07-15 04:00 | 4:00 | 9.3474 | 30
2022-07-15 04:30 | 4:30 | 9.8433 | 30
2022-07-15 05:00 | 5:00 | 10.7575 | 30
2022-07-15 05:30 | 5:30 | 11.7948 | 30
2022-07-15 06:00 | 6:00 | 13.0318 | 30
2022-07-15 06:30 | 6:30 | 14.2508 | 30
2022-07-15 07:00 | 7:00 | 14.4398 | 30
2022-07-15 07:30 | 7:30 | 13.3369 | 30
2022-07-15 08:00 | 8:00 | 10.9254 | 30
2022-07-15 08:30 | 8:30 | 8.2889 | 30
2022-07-15 09:00 | 9:00 | 6.1363 | 30
2022-07-15 09:30 | 9:30 | 4.0941 | 30
2022-07-15 10:00 | 10:00 | 2.7614 | 30
2022-07-15 10:30 | 10:30 | 1.5045 | 30
2022-07-15 11:00 | 11:00 | 1.4487 | 30
2022-07-15 11:30 | 11:30 | 1.8766 | 30
2022-07-15 12:00 | 12:00 | 1.8663 | 30
2022-07-15 12:30 | 12:30 | 1.5202 | 30
2022-07-15 13:00 | 13:00 | 1.334 | 30
2022-07-15 13:30 | 13:30 | 1.1081 | 30
2022-07-15 14:00 | 14:00 | 1.0723 | 30
2022-07-15 14:30 | 14:30 | 1.8126 | 30
2022-07-15 15:00 | 15:00 | 3.136 | 30
2022-07-15 15:30 | 15:30 | 4.5909 | 30
2022-07-15 16:00 | 16:00 | 6.3927 | 30
2022-07-15 16:30 | 16:30 | 8.4693 | 30
2022-07-15 17:00 | 17:00 | 10.2325 | 30
2022-07-15 17:30 | 17:30 | 12.0534 | 30
2022-07-15 18:00 | 18:00 | 12.8525 | 30
2022-07-15 18:30 | 18:30 | 13.084 | 30
2022-07-15 19:00 | 19:00 | 13.0344 | 30
2022-07-15 19:30 | 19:30 | 12.8179 | 30
2022-07-15 20:00 | 20:00 | 12.9987 | 30
2022-07-15 20:30 | 20:30 | 13.051 | 30
2022-07-15 21:00 | 21:00 | 12.4892 | 30
2022-07-15 21:30 | 21:30 | 12.012 | 30
2022-07-15 22:00 | 22:00 | 11.1982 | 30
2022-07-15 22:30 | 22:30 | 10.3592 | 30
2022-07-15 23:00 | 23:00 | 9.9115 | 30
2022-07-15 23:30 | 23:30 | 9.8166 | 30
2022-07-16 | 0:00 | 9.1982 | 30
2022-07-16 00:30 | 0:30 | 9.006 | 30
2022-07-16 01:00 | 1:00 | 8.8872 | 30
2022-07-16 01:30 | 1:30 | 8.5609 | 30
2022-07-16 02:00 | 2:00 | 8.278 | 30
2022-07-16 02:30 | 2:30 | 8.0977 | 30
2022-07-16 03:00 | 3:00 | 8.2659 | 30
2022-07-16 03:30 | 3:30 | 8.2173 | 30
2022-07-16 04:00 | 4:00 | 8.378 | 30
2022-07-16 04:30 | 4:30 | 8.6104 | 30
2022-07-16 05:00 | 5:00 | 9.0086 | 30
2022-07-16 05:30 | 5:30 | 9.5153 | 30
2022-07-16 06:00 | 6:00 | 10.0083 | 30
2022-07-16 06:30 | 6:30 | 10.1849 | 30
2022-07-16 07:00 | 7:00 | 10.6055 | 30
2022-07-16 07:30 | 7:30 | 10.15 | 30
2022-07-16 08:00 | 8:00 | 9.3551 | 30
2022-07-16 08:30 | 8:30 | 7.7912 | 30
2022-07-16 09:00 | 9:00 | 5.7825 | 30
2022-07-16 09:30 | 9:30 | 3.8355 | 30
2022-07-16 10:00 | 10:00 | 2.3659 | 30
2022-07-16 10:30 | 10:30 | 1.083 | 30
2022-07-16 11:00 | 11:00 | 1.0093 | 30
2022-07-16 11:30 | 11:30 | 1.2715 | 30
2022-07-16 12:00 | 12:00 | 1.3865 | 30
2022-07-16 12:30 | 12:30 | 1.4161 | 30
2022-07-16 13:00 | 13:00 | 1.3933 | 30
2022-07-16 13:30 | 13:30 | 1.2619 | 30
2022-07-16 14:00 | 14:00 | 1.2998 | 30
2022-07-16 14:30 | 14:30 | 2.1697 | 30
2022-07-16 15:00 | 15:00 | 3.6275 | 30
2022-07-16 15:30 | 15:30 | 5.0727 | 30
2022-07-16 16:00 | 16:00 | 7.2394 | 30
2022-07-16 16:30 | 16:30 | 8.7498 | 30
2022-07-16 17:00 | 17:00 | 10.412 | 30
2022-07-16 17:30 | 17:30 | 11.752 | 30
2022-07-16 18:00 | 18:00 | 11.9746 | 30
2022-07-16 18:30 | 18:30 | 12.0279 | 30
2022-07-16 19:00 | 19:00 | 11.9293 | 30
2022-07-16 19:30 | 19:30 | 11.7875 | 30
2022-07-16 20:00 | 20:00 | 11.8195 | 30
2022-07-16 20:30 | 20:30 | 11.5947 | 30
2022-07-16 21:00 | 21:00 | 10.9825 | 30
2022-07-16 21:30 | 21:30 | 10.6257 | 30
2022-07-16 22:00 | 22:00 | 10.0841 | 30
2022-07-16 22:30 | 22:30 | 9.4359 | 30
2022-07-16 23:00 | 23:00 | 9.5364 | 30
2022-07-16 23:30 | 23:30 | 8.8677 | 30
2022-07-17 | 0:00 | 8.3147 | 30
2022-07-17 00:30 | 0:30 | 8.0195 | 30
2022-07-17 01:00 | 1:00 | 7.825 | 30
2022-07-17 01:30 | 1:30 | 7.6286 | 30
2022-07-17 02:00 | 2:00 | 7.4118 | 30
2022-07-17 02:30 | 2:30 | 7.2783 | 30
2022-07-17 03:00 | 3:00 | 7.1182 | 30
2022-07-17 03:30 | 3:30 | 7.1045 | 30
2022-07-17 04:00 | 4:00 | 7.2398 | 30
2022-07-17 04:30 | 4:30 | 7.3116 | 30
2022-07-17 05:00 | 5:00 | 7.595 | 30
2022-07-17 05:30 | 5:30 | 8.0353 | 30
2022-07-17 06:00 | 6:00 | 8.5867 | 30
2022-07-17 06:30 | 6:30 | 9.2097 | 30
2022-07-17 07:00 | 7:00 | 9.4277 | 30
2022-07-17 07:30 | 7:30 | 9.0595 | 30
2022-07-17 08:00 | 8:00 | 8.4251 | 30
2022-07-17 08:30 | 8:30 | 6.5828 | 30
2022-07-17 09:00 | 9:00 | 5.0333 | 30
2022-07-17 09:30 | 9:30 | 3.8895 | 30
2022-07-17 10:00 | 10:00 | 2.6855 | 30
2022-07-17 10:30 | 10:30 | 1.6019 | 30
2022-07-17 11:00 | 11:00 | 0.8486 | 30
2022-07-17 11:30 | 11:30 | 0.58897 | 30
2022-07-17 12:00 | 12:00 | 0.80386 | 30
2022-07-17 12:30 | 12:30 | 0.81854 | 30
2022-07-17 13:00 | 13:00 | 1.1975 | 30
2022-07-17 13:30 | 13:30 | 1.3178 | 30
2022-07-17 14:00 | 14:00 | 1.4926 | 30
2022-07-17 14:30 | 14:30 | 2.635 | 30
2022-07-17 15:00 | 15:00 | 4.3259 | 30
2022-07-17 15:30 | 15:30 | 6.7348 | 30
2022-07-17 16:00 | 16:00 | 8.4899 | 30
2022-07-17 16:30 | 16:30 | 10.151 | 30
2022-07-17 17:00 | 17:00 | 11.4908 | 30
2022-07-17 17:30 | 17:30 | 12.7795 | 30
2022-07-17 18:00 | 18:00 | 13.0128 | 30
2022-07-17 18:30 | 18:30 | 12.5121 | 30
2022-07-17 19:00 | 19:00 | 11.9162 | 30
2022-07-17 19:30 | 19:30 | 11.613 | 30
2022-07-17 20:00 | 20:00 | 11.3773 | 30
2022-07-17 20:30 | 20:30 | 10.8209 | 30
2022-07-17 21:00 | 21:00 | 10.0542 | 30
2022-07-17 21:30 | 21:30 | 9.4165 | 30
2022-07-17 22:00 | 22:00 | 8.5512 | 30
2022-07-17 22:30 | 22:30 | 7.7258 | 30
2022-07-17 23:00 | 23:00 | 7.4676 | 30
2022-07-17 23:30 | 23:30 | 7.0705 | 30
2022-07-18 | 0:00 | 6.5333 | 30
2022-07-18 00:30 | 0:30 | 6.272 | 30
2022-07-18 01:00 | 1:00 | 6.066 | 30
2022-07-18 01:30 | 1:30 | 5.9796 | 30
2022-07-18 02:00 | 2:00 | 5.7487 | 30
2022-07-18 02:30 | 2:30 | 5.8058 | 30
2022-07-18 03:00 | 3:00 | 6.1814 | 30
2022-07-18 03:30 | 3:30 | 6.1408 | 30
2022-07-18 04:00 | 4:00 | 6.4185 | 30
2022-07-18 04:30 | 4:30 | 6.8915 | 30
2022-07-18 05:00 | 5:00 | 7.5803 | 30
2022-07-18 05:30 | 5:30 | 8.1187 | 30
2022-07-18 06:00 | 6:00 | 8.9672 | 30
2022-07-18 06:30 | 6:30 | 10.5737 | 30
2022-07-18 07:00 | 7:00 | 10.8779 | 30
2022-07-18 07:30 | 7:30 | 9.6683 | 30
2022-07-18 08:00 | 8:00 | 7.6582 | 30
2022-07-18 08:30 | 8:30 | 5.6734 | 30
2022-07-18 09:00 | 9:00 | 4.0867 | 30
2022-07-18 09:30 | 9:30 | 2.3388 | 30
2022-07-18 10:00 | 10:00 | 1.2903 | 30
2022-07-18 10:30 | 10:30 | 0.74632 | 30
2022-07-18 11:00 | 11:00 | 1.0487 | 30
2022-07-18 11:30 | 11:30 | 1.2708 | 30
2022-07-18 12:00 | 12:00 | 1.5722 | 30
2022-07-18 12:30 | 12:30 | 1.2859 | 30
2022-07-18 13:00 | 13:00 | 1.0999 | 30
2022-07-18 13:30 | 13:30 | 4.1591 | 30
2022-07-18 14:00 | 14:00 | 2.2222 | 30
2022-07-18 14:30 | 14:30 | 4.2763 | 30
2022-07-18 15:00 | 15:00 | 4.1857 | 30
2022-07-18 15:30 | 15:30 | 5.6145 | 30
2022-07-18 16:00 | 16:00 | 6.7099 | 30
2022-07-18 16:30 | 16:30 | 8.47 | 30
2022-07-18 17:00 | 17:00 | 10.1974 | 30
2022-07-18 17:30 | 17:30 | 11.9008 | 30
2022-07-18 18:00 | 18:00 | 12.3805 | 30
2022-07-18 18:30 | 18:30 | 11.8258 | 30
2022-07-18 19:00 | 19:00 | 11.5408 | 30
2022-07-18 19:30 | 19:30 | 11.1928 | 30
2022-07-18 20:00 | 20:00 | 11.1733 | 30
2022-07-18 20:30 | 20:30 | 10.8702 | 30
2022-07-18 21:00 | 21:00 | 10.1425 | 30
2022-07-18 21:30 | 21:30 | 9.6886 | 30
2022-07-18 22:00 | 22:00 | 9.017 | 30
2022-07-18 22:30 | 22:30 | 8.4287 | 30
2022-07-18 23:00 | 23:00 | 8.0919 | 30
2022-07-18 23:30 | 23:30 | 7.5462 | 30
2022-07-19 | 0:00 | 7.0098 | 30
2022-07-19 00:30 | 0:30 | 6.7477 | 30
2022-07-19 01:00 | 1:00 | 6.8674 | 30
2022-07-19 01:30 | 1:30 | 6.6306 | 30
2022-07-19 02:00 | 2:00 | 6.4092 | 30
2022-07-19 02:30 | 2:30 | 6.2722 | 30
2022-07-19 03:00 | 3:00 | 6.2336 | 30
2022-07-19 03:30 | 3:30 | 6.3894 | 30
2022-07-19 04:00 | 4:00 | 6.6976 | 30
2022-07-19 04:30 | 4:30 | 7.2075 | 30
2022-07-19 05:00 | 5:00 | 8.0774 | 30
2022-07-19 05:30 | 5:30 | 8.9686 | 30
2022-07-19 06:00 | 6:00 | 10.257 | 30
2022-07-19 06:30 | 6:30 | 12.4681 | 30
2022-07-19 07:00 | 7:00 | 13.1112 | 30
2022-07-19 07:30 | 7:30 | 12.1224 | 30
2022-07-19 08:00 | 8:00 | 9.6677 | 30
2022-07-19 08:30 | 8:30 | 8.0354 | 30
2022-07-19 09:00 | 9:00 | 5.9614 | 30
2022-07-19 09:30 | 9:30 | 3.5351 | 30
2022-07-19 10:00 | 10:00 | 2.5142 | 30
2022-07-19 10:30 | 10:30 | 0.92532 | 30
2022-07-19 11:00 | 11:00 | 1.0137 | 30
2022-07-19 11:30 | 11:30 | 2.2139 | 30
2022-07-19 12:00 | 12:00 | 2.0484 | 30
2022-07-19 12:30 | 12:30 | 2.8593 | 30
2022-07-19 13:00 | 13:00 | 2.9765 | 30
2022-07-19 13:30 | 13:30 | 3.548 | 30
2022-07-19 14:00 | 14:00 | 3.5937 | 30
2022-07-19 14:30 | 14:30 | 4.3407 | 30
2022-07-19 15:00 | 15:00 | 6.3278 | 30
2022-07-19 15:30 | 15:30 | 7.2315 | 30
2022-07-19 16:00 | 16:00 | 8.8665 | 30
2022-07-19 16:30 | 16:30 | 10.7317 | 30
2022-07-19 17:00 | 17:00 | 12.1336 | 30
2022-07-19 17:30 | 17:30 | 13.5269 | 30
2022-07-19 18:00 | 18:00 | 13.9087 | 30
2022-07-19 18:30 | 18:30 | 13.5847 | 30
2022-07-19 19:00 | 19:00 | 12.9973 | 30
2022-07-19 19:30 | 19:30 | 12.6277 | 30
2022-07-19 20:00 | 20:00 | 12.5081 | 30
2022-07-19 20:30 | 20:30 | 12.0745 | 30
2022-07-19 21:00 | 21:00 | 11.4494 | 30
2022-07-19 21:30 | 21:30 | 10.8313 | 30
2022-07-19 22:00 | 22:00 | 9.7454 | 30
2022-07-19 22:30 | 22:30 | 8.9223 | 30
2022-07-19 23:00 | 23:00 | 8.6095 | 30
2022-07-19 23:30 | 23:30 | 8.0854 | 30
2022-07-20 | 0:00 | 7.4522 | 30
2022-07-20 00:30 | 0:30 | 7.1747 | 30
2022-07-20 01:00 | 1:00 | 6.8371 | 30
2022-07-20 01:30 | 1:30 | 6.5908 | 30
2022-07-20 02:00 | 2:00 | 6.3993 | 30
2022-07-20 02:30 | 2:30 | 6.2871 | 30
2022-07-20 03:00 | 3:00 | 6.4507 | 30
2022-07-20 03:30 | 3:30 | 6.58 | 30
2022-07-20 04:00 | 4:00 | 6.7729 | 30
2022-07-20 04:30 | 4:30 | 7.3634 | 30
2022-07-20 05:00 | 5:00 | 8.3018 | 30
2022-07-20 05:30 | 5:30 | 8.8844 | 30
2022-07-20 06:00 | 6:00 | 9.7869 | 30
2022-07-20 06:30 | 6:30 | 10.5379 | 30
2022-07-20 07:00 | 7:00 | 10.77 | 30
2022-07-20 07:30 | 7:30 | 10.4714 | 30
2022-07-20 08:00 | 8:00 | 9.3314 | 30
2022-07-20 08:30 | 8:30 | 5.4696 | 30
2022-07-20 09:00 | 9:00 | 5.7543 | 30
2022-07-20 09:30 | 9:30 | 1.7348 | 30
2022-07-20 10:00 | 10:00 | 1.5457 | 30
2022-07-20 10:30 | 10:30 | 1.4362 | 30
2022-07-20 11:00 | 11:00 | 2.8419 | 30
2022-07-20 11:30 | 11:30 | 5.4225 | 30
2022-07-20 12:00 | 12:00 | 4.4257 | 30
2022-07-20 12:30 | 12:30 | 4.8645 | 30
2022-07-20 13:00 | 13:00 | 4.5252 | 30
2022-07-20 13:30 | 13:30 | 4.3453 | 30
2022-07-20 14:00 | 14:00 | 5.4031 | 30
2022-07-20 14:30 | 14:30 | 4.2424 | 30
2022-07-20 15:00 | 15:00 | 3.3357 | 30
2022-07-20 15:30 | 15:30 | 5.2394 | 30
2022-07-20 16:00 | 16:00 | 7.5188 | 30
2022-07-20 16:30 | 16:30 | 9.2456 | 30
2022-07-20 17:00 | 17:00 | 11.2772 | 30
2022-07-20 17:30 | 17:30 | 13.2215 | 30
2022-07-20 18:00 | 18:00 | 13.8969 | 30
2022-07-20 18:30 | 18:30 | 13.6698 | 30
2022-07-20 19:00 | 19:00 | 13.4273 | 30
2022-07-20 19:30 | 19:30 | 12.9774 | 30
2022-07-20 20:00 | 20:00 | 12.7607 | 30
2022-07-20 20:30 | 20:30 | 12.1522 | 30
2022-07-20 21:00 | 21:00 | 11.2531 | 30
2022-07-20 21:30 | 21:30 | 10.6695 | 30
2022-07-20 22:00 | 22:00 | 9.678 | 30
2022-07-20 22:30 | 22:30 | 8.7113 | 30
2022-07-20 23:00 | 23:00 | 8.5334 | 30
2022-07-20 23:30 | 23:30 | 8.134 | 30
2022-07-21 | 0:00 | 7.578 | 30
2022-07-21 00:30 | 0:30 | 7.4495 | 30
2022-07-21 01:00 | 1:00 | 7.3981 | 30
2022-07-21 01:30 | 1:30 | 7.1533 | 30
2022-07-21 02:00 | 2:00 | 6.8487 | 30
2022-07-21 02:30 | 2:30 | 6.6524 | 30
2022-07-21 03:00 | 3:00 | 6.6138 | 30
2022-07-21 03:30 | 3:30 | 6.4851 | 30
2022-07-21 04:00 | 4:00 | 6.63 | 30
2022-07-21 04:30 | 4:30 | 7.0475 | 30
2022-07-21 05:00 | 5:00 | 7.4994 | 30
2022-07-21 05:30 | 5:30 | 8.196 | 30
2022-07-21 06:00 | 6:00 | 9.0745 | 30
2022-07-21 06:30 | 6:30 | 10.7254 | 30
2022-07-21 07:00 | 7:00 | 11.5298 | 30
2022-07-21 07:30 | 7:30 | 11.8411 | 30
2022-07-21 08:00 | 8:00 | 11.3101 | 30
2022-07-21 08:30 | 8:30 | 10.3047 | 30
2022-07-21 09:00 | 9:00 | 10.5641 | 30
2022-07-21 09:30 | 9:30 | 10.0124 | 30
2022-07-21 10:00 | 10:00 | 9.0574 | 30
2022-07-21 10:30 | 10:30 | 9.1509 | 30
2022-07-21 11:00 | 11:00 | 8.4046 | 30
2022-07-21 11:30 | 11:30 | 6.1287 | 30
2022-07-21 12:00 | 12:00 | 6.8491 | 30
2022-07-21 12:30 | 12:30 | 5.9735 | 30
2022-07-21 13:00 | 13:00 | 6.9165 | 30
2022-07-21 13:30 | 13:30 | 8.2574 | 30
2022-07-21 14:00 | 14:00 | 7.6938 | 30
2022-07-21 14:30 | 14:30 | 7.4165 | 30
2022-07-21 15:00 | 15:00 | 8.7387 | 30
2022-07-21 15:30 | 15:30 | 9.8681 | 30
2022-07-21 16:00 | 16:00 | 10.6127 | 30
2022-07-21 16:30 | 16:30 | 11.869 | 30
2022-07-21 17:00 | 17:00 | 13.0305 | 30
2022-07-21 17:30 | 17:30 | 13.8459 | 30
2022-07-21 18:00 | 18:00 | 13.6918 | 30
2022-07-21 18:30 | 18:30 | 13.526 | 30
2022-07-21 19:00 | 19:00 | 12.9344 | 30
2022-07-21 19:30 | 19:30 | 12.4844 | 30
2022-07-21 20:00 | 20:00 | 12.2338 | 30
2022-07-21 20:30 | 20:30 | 11.8406 | 30
2022-07-21 21:00 | 21:00 | 10.9985 | 30
2022-07-21 21:30 | 21:30 | 10.9876 | 30
2022-07-21 22:00 | 22:00 | 10.205 | 30
2022-07-21 22:30 | 22:30 | 9.1259 | 30
2022-07-21 23:00 | 23:00 | 8.8686 | 30
2022-07-21 23:30 | 23:30 | 8.3025 | 30
2022-07-22 | 0:00 | 7.6904 | 30
2022-07-22 00:30 | 0:30 | 7.5193 | 30
2022-07-22 01:00 | 1:00 | 7.3838 | 30
2022-07-22 01:30 | 1:30 | 6.5848 | 30
2022-07-22 02:00 | 2:00 | 5.9821 | 30
2022-07-22 02:30 | 2:30 | 5.6965 | 30
2022-07-22 03:00 | 3:00 | 5.7138 | 30
2022-07-22 03:30 | 3:30 | 5.6917 | 30
2022-07-22 04:00 | 4:00 | 6.0087 | 30
2022-07-22 04:30 | 4:30 | 6.3468 | 30
2022-07-22 05:00 | 5:00 | 6.8596 | 30
2022-07-22 05:30 | 5:30 | 7.6603 | 30
2022-07-22 06:00 | 6:00 | 8.4644 | 30
2022-07-22 06:30 | 6:30 | 9.1272 | 30
2022-07-22 07:00 | 7:00 | 9.8534 | 30
2022-07-22 07:30 | 7:30 | 10.2495 | 30
2022-07-22 08:00 | 8:00 | 10.0943 | 30
2022-07-22 08:30 | 8:30 | 9.612 | 30
2022-07-22 09:00 | 9:00 | 10.0198 | 30
2022-07-22 09:30 | 9:30 | 9.2149 | 30
2022-07-22 10:00 | 10:00 | 8.7721 | 30
2022-07-22 10:30 | 10:30 | 7.0983 | 30
2022-07-22 11:00 | 11:00 | 7.1316 | 30
2022-07-22 11:30 | 11:30 | 7.1665 | 30
2022-07-22 12:00 | 12:00 | 6.9354 | 30
2022-07-22 12:30 | 12:30 | 6.8344 | 30
2022-07-22 13:00 | 13:00 | 6.5412 | 30
2022-07-22 13:30 | 13:30 | 6.6535 | 30
2022-07-22 14:00 | 14:00 | 6.4492 | 30
2022-07-22 14:30 | 14:30 | 6.3295 | 30
2022-07-22 15:00 | 15:00 | 6.5956 | 30
2022-07-22 15:30 | 15:30 | 6.9013 | 30
2022-07-22 16:00 | 16:00 | 8.2713 | 30
2022-07-22 16:30 | 16:30 | 9.1993 | 30
2022-07-22 17:00 | 17:00 | 10.864 | 30
2022-07-22 17:30 | 17:30 | 12.3835 | 30
2022-07-22 18:00 | 18:00 | 12.6708 | 30
2022-07-22 18:30 | 18:30 | 12.706 | 30
2022-07-22 19:00 | 19:00 | 12.3429 | 30
2022-07-22 19:30 | 19:30 | 11.9078 | 30
2022-07-22 20:00 | 20:00 | 11.5923 | 30
2022-07-22 20:30 | 20:30 | 11.1123 | 30
2022-07-22 21:00 | 21:00 | 10.5664 | 30
2022-07-22 21:30 | 21:30 | 10.0626 | 30
2022-07-22 22:00 | 22:00 | 9.3202 | 30
2022-07-22 22:30 | 22:30 | 8.404 | 30
2022-07-22 23:00 | 23:00 | 8.3491 | 30
2022-07-22 23:30 | 23:30 | 7.9631 | 30
2022-07-23 | 0:00 | 7.3851 | 30
2022-07-23 00:30 | 0:30 | 7.441 | 30
2022-07-23 01:00 | 1:00 | 7.4973 | 30
2022-07-23 01:30 | 1:30 | 7.1758 | 30
2022-07-23 02:00 | 2:00 | 6.8757 | 30
2022-07-23 02:30 | 2:30 | 6.7025 | 30
2022-07-23 03:00 | 3:00 | 6.5209 | 30
2022-07-23 03:30 | 3:30 | 6.4461 | 30
2022-07-23 04:00 | 4:00 | 5.8627 | 30
2022-07-23 04:30 | 4:30 | 6.4214 | 30
2022-07-23 05:00 | 5:00 | 6.7072 | 30
2022-07-23 05:30 | 5:30 | 7.1828 | 30
2022-07-23 06:00 | 6:00 | 7.6963 | 30
2022-07-23 06:30 | 6:30 | 7.6192 | 30
2022-07-23 07:00 | 7:00 | 7.5233 | 30
2022-07-23 07:30 | 7:30 | 7.6709 | 30
2022-07-23 08:00 | 8:00 | 7.2957 | 30
2022-07-23 08:30 | 8:30 | 5.4999 | 30
2022-07-23 09:00 | 9:00 | 3.645 | 30
2022-07-23 09:30 | 9:30 | 2.1626 | 30
2022-07-23 10:00 | 10:00 | 1.4651 | 30
2022-07-23 10:30 | 10:30 | 1.6198 | 30
2022-07-23 11:00 | 11:00 | 1.0584 | 30
2022-07-23 11:30 | 11:30 | 1.072 | 30
2022-07-23 12:00 | 12:00 | 1.2094 | 30
2022-07-23 12:30 | 12:30 | 1.0193 | 30
2022-07-23 13:00 | 13:00 | 1.6435 | 30
2022-07-23 13:30 | 13:30 | 1.4109 | 30
2022-07-23 14:00 | 14:00 | 1.2495 | 30
2022-07-23 14:30 | 14:30 | 3.358 | 30
2022-07-23 15:00 | 15:00 | 4.3951 | 30
2022-07-23 15:30 | 15:30 | 4.4987 | 30
2022-07-23 16:00 | 16:00 | 6.2391 | 30
2022-07-23 16:30 | 16:30 | 8.2096 | 30
2022-07-23 17:00 | 17:00 | 9.4396 | 30
2022-07-23 17:30 | 17:30 | 10.5842 | 30
2022-07-23 18:00 | 18:00 | 10.8479 | 30
2022-07-23 18:30 | 18:30 | 10.9336 | 30
2022-07-23 19:00 | 19:00 | 10.8182 | 30
2022-07-23 19:30 | 19:30 | 10.4767 | 30
2022-07-23 20:00 | 20:00 | 10.574 | 30
2022-07-23 20:30 | 20:30 | 10.4544 | 30
2022-07-23 21:00 | 21:00 | 10.7803 | 30
2022-07-23 21:30 | 21:30 | 10.4937 | 30
2022-07-23 22:00 | 22:00 | 9.8396 | 30
2022-07-23 22:30 | 22:30 | 9.0564 | 30
2022-07-23 23:00 | 23:00 | 8.8644 | 30
2022-07-23 23:30 | 23:30 | 8.4334 | 30
2022-07-24 | 0:00 | 7.4048 | 30
2022-07-24 00:30 | 0:30 | 7.1012 | 30
2022-07-24 01:00 | 1:00 | 7.0655 | 30
2022-07-24 01:30 | 1:30 | 6.9179 | 30
2022-07-24 02:00 | 2:00 | 6.6844 | 30
2022-07-24 02:30 | 2:30 | 6.4489 | 30
2022-07-24 03:00 | 3:00 | 6.2283 | 30
2022-07-24 03:30 | 3:30 | 6.2288 | 30
2022-07-24 04:00 | 4:00 | 6.3055 | 30
2022-07-24 04:30 | 4:30 | 6.3353 | 30
2022-07-24 05:00 | 5:00 | 6.6315 | 30
2022-07-24 05:30 | 5:30 | 6.8359 | 30
2022-07-24 06:00 | 6:00 | 7.1925 | 30
2022-07-24 06:30 | 6:30 | 7.586 | 30
2022-07-24 07:00 | 7:00 | 7.4177 | 30
2022-07-24 07:30 | 7:30 | 6.9077 | 30
2022-07-24 08:00 | 8:00 | 5.8878 | 30
2022-07-24 08:30 | 8:30 | 4.4461 | 30
2022-07-24 09:00 | 9:00 | 3.1765 | 30
2022-07-24 09:30 | 9:30 | 1.8994 | 30
2022-07-24 10:00 | 10:00 | 1.0417 | 30
2022-07-24 10:30 | 10:30 | 1.1953 | 30
2022-07-24 11:00 | 11:00 | 1.4722 | 30
2022-07-24 11:30 | 11:30 | 1.545 | 30
2022-07-24 12:00 | 12:00 | 1.6024 | 30
2022-07-24 12:30 | 12:30 | 1.4614 | 30
2022-07-24 13:00 | 13:00 | 1.238 | 30
2022-07-24 13:30 | 13:30 | 1.3724 | 30
2022-07-24 14:00 | 14:00 | 1.6586 | 30
2022-07-24 14:30 | 14:30 | 2.1844 | 30
2022-07-24 15:00 | 15:00 | 3.084 | 30
2022-07-24 15:30 | 15:30 | 4.2036 | 30
2022-07-24 16:00 | 16:00 | 5.8528 | 30
2022-07-24 16:30 | 16:30 | 8.0447 | 30
2022-07-24 17:00 | 17:00 | 10.0058 | 30
2022-07-24 17:30 | 17:30 | 11.602 | 30
2022-07-24 18:00 | 18:00 | 11.9668 | 30
2022-07-24 18:30 | 18:30 | 11.6396 | 30
2022-07-24 19:00 | 19:00 | 11.3071 | 30
2022-07-24 19:30 | 19:30 | 11.3259 | 30
2022-07-24 20:00 | 20:00 | 11.2167 | 30
2022-07-24 20:30 | 20:30 | 10.9052 | 30
2022-07-24 21:00 | 21:00 | 10.3065 | 30
2022-07-24 21:30 | 21:30 | 9.7708 | 30
2022-07-24 22:00 | 22:00 | 9.2752 | 30
2022-07-24 22:30 | 22:30 | 8.8069 | 30
2022-07-24 23:00 | 23:00 | 8.406 | 30
2022-07-24 23:30 | 23:30 | 8.0152 | 30
2022-07-25 | 0:00 | 7.5839 | 30
2022-07-25 00:30 | 0:30 | 7.4453 | 30
2022-07-25 01:00 | 1:00 | 7.497 | 30
2022-07-25 01:30 | 1:30 | 7.3398 | 30
2022-07-25 02:00 | 2:00 | 7.1136 | 30
2022-07-25 02:30 | 2:30 | 6.9776 | 30
2022-07-25 03:00 | 3:00 | 6.8761 | 30
2022-07-25 03:30 | 3:30 | 7.6135 | 30
2022-07-25 04:00 | 4:00 | 8.1297 | 30
2022-07-25 04:30 | 4:30 | 8.4335 | 30
2022-07-25 05:00 | 5:00 | 9.225 | 30
2022-07-25 05:30 | 5:30 | 9.9402 | 30
2022-07-25 06:00 | 6:00 | 10.8944 | 30
2022-07-25 06:30 | 6:30 | 11.2738 | 30
2022-07-25 07:00 | 7:00 | 10.9628 | 30
2022-07-25 07:30 | 7:30 | 9.6582 | 30
2022-07-25 08:00 | 8:00 | 7.1897 | 30
2022-07-25 08:30 | 8:30 | 4.9097 | 30
2022-07-25 09:00 | 9:00 | 3.1062 | 30
2022-07-25 09:30 | 9:30 | 1.5615 | 30
2022-07-25 10:00 | 10:00 | 1.0342 | 30
2022-07-25 10:30 | 10:30 | 1.4456 | 30
2022-07-25 11:00 | 11:00 | 1.8672 | 30
2022-07-25 11:30 | 11:30 | 2.1761 | 30
2022-07-25 12:00 | 12:00 | 1.6155 | 30
2022-07-25 12:30 | 12:30 | 1.0982 | 30
2022-07-25 13:00 | 13:00 | 1.3153 | 30
2022-07-25 13:30 | 13:30 | 1.4124 | 30
2022-07-25 14:00 | 14:00 | 1.2378 | 30
2022-07-25 14:30 | 14:30 | 2.0367 | 30
2022-07-25 15:00 | 15:00 | 3.0254 | 30
2022-07-25 15:30 | 15:30 | 4.6195 | 30
2022-07-25 16:00 | 16:00 | 6.2601 | 30
2022-07-25 16:30 | 16:30 | 7.9299 | 30
2022-07-25 17:00 | 17:00 | 9.7878 | 30
2022-07-25 17:30 | 17:30 | 11.4676 | 30
2022-07-25 18:00 | 18:00 | 11.878 | 30
2022-07-25 18:30 | 18:30 | 11.7791 | 30
2022-07-25 19:00 | 19:00 | 11.392 | 30
2022-07-25 19:30 | 19:30 | 11.1978 | 30
2022-07-25 20:00 | 20:00 | 11.1936 | 30
2022-07-25 20:30 | 20:30 | 10.7719 | 30
2022-07-25 21:00 | 21:00 | 9.9438 | 30
2022-07-25 21:30 | 21:30 | 9.4635 | 30
2022-07-25 22:00 | 22:00 | 8.5724 | 30
2022-07-25 22:30 | 22:30 | 7.8143 | 30
2022-07-25 23:00 | 23:00 | 7.4777 | 30
2022-07-25 23:30 | 23:30 | 7.1065 | 30
2022-07-26 | 0:00 | 6.6108 | 30
2022-07-26 00:30 | 0:30 | 6.4477 | 30
2022-07-26 01:00 | 1:00 | 6.4248 | 30
2022-07-26 01:30 | 1:30 | 6.1334 | 30
2022-07-26 02:00 | 2:00 | 5.8361 | 30
2022-07-26 02:30 | 2:30 | 5.8552 | 30
2022-07-26 03:00 | 3:00 | 5.8141 | 30
2022-07-26 03:30 | 3:30 | 6.0836 | 30
2022-07-26 04:00 | 4:00 | 6.5415 | 30
2022-07-26 04:30 | 4:30 | 6.9743 | 30
2022-07-26 05:00 | 5:00 | 8.2213 | 30
2022-07-26 05:30 | 5:30 | 9.4912 | 30
2022-07-26 06:00 | 6:00 | 10.5763 | 30
2022-07-26 06:30 | 6:30 | 10.9199 | 30
2022-07-26 07:00 | 7:00 | 10.376 | 30
2022-07-26 07:30 | 7:30 | 9.1419 | 30
2022-07-26 08:00 | 8:00 | 7.0766 | 30
2022-07-26 08:30 | 8:30 | 4.8962 | 30
2022-07-26 09:00 | 9:00 | 2.8739 | 30
2022-07-26 09:30 | 9:30 | 1.4357 | 30
2022-07-26 10:00 | 10:00 | 1.1561 | 30
2022-07-26 10:30 | 10:30 | 1.7031 | 30
2022-07-26 11:00 | 11:00 | 2.3096 | 30
2022-07-26 11:30 | 11:30 | 2.6003 | 30
2022-07-26 12:00 | 12:00 | 2.6667 | 30
2022-07-26 12:30 | 12:30 | 2.7166 | 30
2022-07-26 13:00 | 13:00 | 2.3548 | 30
2022-07-26 13:30 | 13:30 | 1.951 | 30
2022-07-26 14:00 | 14:00 | 1.3241 | 30
2022-07-26 14:30 | 14:30 | 1.3159 | 30
2022-07-26 15:00 | 15:00 | 2.9722 | 30
2022-07-26 15:30 | 15:30 | 5.0932 | 30
2022-07-26 16:00 | 16:00 | 7.0755 | 30
2022-07-26 16:30 | 16:30 | 8.5811 | 30
2022-07-26 17:00 | 17:00 | 9.2188 | 30
2022-07-26 17:30 | 17:30 | 10.4075 | 30
2022-07-26 18:00 | 18:00 | 10.9831 | 30
2022-07-26 18:30 | 18:30 | 11.0417 | 30
2022-07-26 19:00 | 19:00 | 10.7297 | 30
2022-07-26 19:30 | 19:30 | 10.4839 | 30
2022-07-26 20:00 | 20:00 | 10.4122 | 30
2022-07-26 20:30 | 20:30 | 10.1927 | 30
2022-07-26 21:00 | 21:00 | 9.4728 | 30
2022-07-26 21:30 | 21:30 | 8.8822 | 30
2022-07-26 22:00 | 22:00 | 8.1073 | 30
2022-07-26 22:30 | 22:30 | 7.2591 | 30
2022-07-26 23:00 | 23:00 | 7.0798 | 30
2022-07-26 23:30 | 23:30 | 6.6536 | 30
2022-07-27 | 0:00 | 6.2613 | 30
2022-07-27 00:30 | 0:30 | 6.1229 | 30
2022-07-27 01:00 | 1:00 | 6.1341 | 30
2022-07-27 01:30 | 1:30 | 5.9524 | 30
2022-07-27 02:00 | 2:00 | 5.7208 | 30
2022-07-27 02:30 | 2:30 | 5.6113 | 30
2022-07-27 03:00 | 3:00 | 5.7851 | 30
2022-07-27 03:30 | 3:30 | 7.1012 | 30
2022-07-27 04:00 | 4:00 | 7.4766 | 30
2022-07-27 04:30 | 4:30 | 8.0907 | 30
2022-07-27 05:00 | 5:00 | 9.0217 | 30
2022-07-27 05:30 | 5:30 | 9.8215 | 30
2022-07-27 06:00 | 6:00 | 10.7242 | 30
2022-07-27 06:30 | 6:30 | 11.0689 | 30
2022-07-27 07:00 | 7:00 | 10.8407 | 30
2022-07-27 07:30 | 7:30 | 9.4422 | 30
2022-07-27 08:00 | 8:00 | 7.0271 | 30
2022-07-27 08:30 | 8:30 | 4.8976 | 30
2022-07-27 09:00 | 9:00 | 2.9263 | 30
2022-07-27 09:30 | 9:30 | 1.4447 | 30
2022-07-27 10:00 | 10:00 | 0.8928 | 30
2022-07-27 10:30 | 10:30 | 1.7213 | 30
2022-07-27 11:00 | 11:00 | 2.2683 | 30
2022-07-27 11:30 | 11:30 | 2.5183 | 30
2022-07-27 12:00 | 12:00 | 2.7224 | 30
2022-07-27 12:30 | 12:30 | 2.682 | 30
2022-07-27 13:00 | 13:00 | 2.2667 | 30
2022-07-27 13:30 | 13:30 | 1.7731 | 30
2022-07-27 14:00 | 14:00 | 1.2702 | 30
2022-07-27 14:30 | 14:30 | 1.3445 | 30
2022-07-27 15:00 | 15:00 | 2.5556 | 30
2022-07-27 15:30 | 15:30 | 4.354 | 30
2022-07-27 16:00 | 16:00 | 6.1648 | 30
2022-07-27 16:30 | 16:30 | 8.4319 | 30
2022-07-27 17:00 | 17:00 | 10.9985 | 30
2022-07-27 17:30 | 17:30 | 13.2293 | 30
2022-07-27 18:00 | 18:00 | 13.4479 | 30
2022-07-27 18:30 | 18:30 | 14.0364 | 30
2022-07-27 19:00 | 19:00 | 14.2102 | 30
2022-07-27 19:30 | 19:30 | 14.0205 | 30
2022-07-27 20:00 | 20:00 | 13.9634 | 30
2022-07-27 20:30 | 20:30 | 12.7335 | 30
2022-07-27 21:00 | 21:00 | 12.7505 | 30
2022-07-27 21:30 | 21:30 | 12.0807 | 30
2022-07-27 22:00 | 22:00 | 11.0215 | 30
2022-07-27 22:30 | 22:30 | 9.7638 | 30
2022-07-27 23:00 | 23:00 | 8.8717 | 30
2022-07-27 23:30 | 23:30 | 8.4317 | 30
2022-07-28 | 0:00 | 8.005 | 30
2022-07-28 00:30 | 0:30 | 7.9025 | 30
2022-07-28 01:00 | 1:00 | 7.858 | 30
2022-07-28 01:30 | 1:30 | 7.6579 | 30
2022-07-28 02:00 | 2:00 | 8.2109 | 30
2022-07-28 02:30 | 2:30 | 8.0773 | 30
2022-07-28 03:00 | 3:00 | 7.975 | 30
2022-07-28 03:30 | 3:30 | 8.1433 | 30
2022-07-28 04:00 | 4:00 | 8.5376 | 30
2022-07-28 04:30 | 4:30 | 9.1066 | 30
2022-07-28 05:00 | 5:00 | 9.9173 | 30
2022-07-28 05:30 | 5:30 | 10.4272 | 30
2022-07-28 06:00 | 6:00 | 11.4512 | 30
2022-07-28 06:30 | 6:30 | 12.7553 | 30
2022-07-28 07:00 | 7:00 | 12.7749 | 30
2022-07-28 07:30 | 7:30 | 11.0277 | 30
2022-07-28 08:00 | 8:00 | 9.1577 | 30
2022-07-28 08:30 | 8:30 | 6.6882 | 30
2022-07-28 09:00 | 9:00 | 4.2064 | 30
2022-07-28 09:30 | 9:30 | 2.0809 | 30
2022-07-28 10:00 | 10:00 | 1.0149 | 30
2022-07-28 10:30 | 10:30 | 1.2299 | 30
2022-07-28 11:00 | 11:00 | 1.8752 | 30
2022-07-28 11:30 | 11:30 | 2.2528 | 30
2022-07-28 12:00 | 12:00 | 2.5086 | 30
2022-07-28 12:30 | 12:30 | 2.5701 | 30
2022-07-28 13:00 | 13:00 | 2.2642 | 30
2022-07-28 13:30 | 13:30 | 1.9525 | 30
2022-07-28 14:00 | 14:00 | 1.5004 | 30
2022-07-28 14:30 | 14:30 | 1.3538 | 30
2022-07-28 15:00 | 15:00 | 2.2826 | 30
2022-07-28 15:30 | 15:30 | 3.7721 | 30
2022-07-28 16:00 | 16:00 | 5.6901 | 30
2022-07-28 16:30 | 16:30 | 7.7502 | 30
2022-07-28 17:00 | 17:00 | 9.7609 | 30
2022-07-28 17:30 | 17:30 | 12.1096 | 30
2022-07-28 18:00 | 18:00 | 12.8966 | 30
2022-07-28 18:30 | 18:30 | 13.0944 | 30
2022-07-28 19:00 | 19:00 | 12.5311 | 30
2022-07-28 19:30 | 19:30 | 13.1248 | 30
2022-07-28 20:00 | 20:00 | 13.0114 | 30
2022-07-28 20:30 | 20:30 | 12.6939 | 30
2022-07-28 21:00 | 21:00 | 12.1732 | 30
2022-07-28 21:30 | 21:30 | 11.9727 | 30
2022-07-28 22:00 | 22:00 | 11.2207 | 30
2022-07-28 22:30 | 22:30 | 10.2854 | 30
2022-07-28 23:00 | 23:00 | 9.7841 | 30
2022-07-28 23:30 | 23:30 | 8.8549 | 30
2022-07-29 | 0:00 | 7.3081 | 30
2022-07-29 00:30 | 0:30 | 7.0721 | 30
2022-07-29 01:00 | 1:00 | 7.1064 | 30
2022-07-29 01:30 | 1:30 | 6.8258 | 30
2022-07-29 02:00 | 2:00 | 6.656 | 30
2022-07-29 02:30 | 2:30 | 6.592 | 30
2022-07-29 03:00 | 3:00 | 6.6277 | 30
2022-07-29 03:30 | 3:30 | 6.7323 | 30
2022-07-29 04:00 | 4:00 | 7.1127 | 30
2022-07-29 04:30 | 4:30 | 7.7047 | 30
2022-07-29 05:00 | 5:00 | 8.5349 | 30
2022-07-29 05:30 | 5:30 | 10.2799 | 30
2022-07-29 06:00 | 6:00 | 11.1901 | 30
2022-07-29 06:30 | 6:30 | 12.8649 | 30
2022-07-29 07:00 | 7:00 | 12.9172 | 30
2022-07-29 07:30 | 7:30 | 11.749 | 30
2022-07-29 08:00 | 8:00 | 9.2491 | 30
2022-07-29 08:30 | 8:30 | 6.5906 | 30
2022-07-29 09:00 | 9:00 | 4.4919 | 30
2022-07-29 09:30 | 9:30 | 2.568 | 30
2022-07-29 10:00 | 10:00 | 1.2345 | 30
2022-07-29 10:30 | 10:30 | 0.72363 | 30
2022-07-29 11:00 | 11:00 | 1.0783 | 30
2022-07-29 11:30 | 11:30 | 1.4758 | 30
2022-07-29 12:00 | 12:00 | 1.6604 | 30
2022-07-29 12:30 | 12:30 | 1.9977 | 30
2022-07-29 13:00 | 13:00 | 2.0458 | 30
2022-07-29 13:30 | 13:30 | 1.5229 | 30
2022-07-29 14:00 | 14:00 | 1.4294 | 30
2022-07-29 14:30 | 14:30 | 1.2914 | 30
2022-07-29 15:00 | 15:00 | 2.2351 | 30
2022-07-29 15:30 | 15:30 | 4.1779 | 30
2022-07-29 16:00 | 16:00 | 6.2371 | 30
2022-07-29 16:30 | 16:30 | 8.2284 | 30
2022-07-29 17:00 | 17:00 | 9.8878 | 30
2022-07-29 17:30 | 17:30 | 11.9358 | 30
2022-07-29 18:00 | 18:00 | 13.5737 | 30
2022-07-29 18:30 | 18:30 | 12.3437 | 30
2022-07-29 19:00 | 19:00 | 12.6519 | 30
2022-07-29 19:30 | 19:30 | 13.6352 | 30
2022-07-29 20:00 | 20:00 | 13.7922 | 30
2022-07-29 20:30 | 20:30 | 13.3128 | 30
2022-07-29 21:00 | 21:00 | 12.1445 | 30
2022-07-29 21:30 | 21:30 | 11.357 | 30
2022-07-29 22:00 | 22:00 | 10.2647 | 30
2022-07-29 22:30 | 22:30 | 9.5385 | 30
2022-07-29 23:00 | 23:00 | 9.116 | 30
2022-07-29 23:30 | 23:30 | 8.6987 | 30
2022-07-30 | 0:00 | 8.1193 | 30
2022-07-30 00:30 | 0:30 | 7.8018 | 30
2022-07-30 01:00 | 1:00 | 7.6941 | 30
2022-07-30 01:30 | 1:30 | 7.4451 | 30
2022-07-30 02:00 | 2:00 | 7.294 | 30
2022-07-30 02:30 | 2:30 | 7.0871 | 30
2022-07-30 03:00 | 3:00 | 7.1508 | 30
2022-07-30 03:30 | 3:30 | 7.2785 | 30
2022-07-30 04:00 | 4:00 | 7.1713 | 30
2022-07-30 04:30 | 4:30 | 7.0168 | 30
2022-07-30 05:00 | 5:00 | 7.4627 | 30
2022-07-30 05:30 | 5:30 | 7.8062 | 30
2022-07-30 06:00 | 6:00 | 8.4753 | 30
2022-07-30 06:30 | 6:30 | 8.9755 | 30
2022-07-30 07:00 | 7:00 | 8.8081 | 30
2022-07-30 07:30 | 7:30 | 8.2457 | 30
2022-07-30 08:00 | 8:00 | 6.7597 | 30
2022-07-30 08:30 | 8:30 | 4.993 | 30
2022-07-30 09:00 | 9:00 | 3.4337 | 30
2022-07-30 09:30 | 9:30 | 1.9689 | 30
2022-07-30 10:00 | 10:00 | 1.0042 | 30
2022-07-30 10:30 | 10:30 | 1.0862 | 30
2022-07-30 11:00 | 11:00 | 1.605 | 30
2022-07-30 11:30 | 11:30 | 2.0716 | 30
2022-07-30 12:00 | 12:00 | 1.9564 | 30
2022-07-30 12:30 | 12:30 | 1.9637 | 30
2022-07-30 13:00 | 13:00 | 1.8885 | 30
2022-07-30 13:30 | 13:30 | 1.774 | 30
2022-07-30 14:00 | 14:00 | 1.3181 | 30
2022-07-30 14:30 | 14:30 | 1.5037 | 30
2022-07-30 15:00 | 15:00 | 2.6033 | 30
2022-07-30 15:30 | 15:30 | 4.1148 | 30
2022-07-30 16:00 | 16:00 | 5.8229 | 30
2022-07-30 16:30 | 16:30 | 7.8052 | 30
2022-07-30 17:00 | 17:00 | 9.5225 | 30
2022-07-30 17:30 | 17:30 | 11.0039 | 30
2022-07-30 18:00 | 18:00 | 12.0007 | 30
2022-07-30 18:30 | 18:30 | 12.3592 | 30
2022-07-30 19:00 | 19:00 | 12.1466 | 30
2022-07-30 19:30 | 19:30 | 11.3752 | 30
2022-07-30 20:00 | 20:00 | 11.3055 | 30
2022-07-30 20:30 | 20:30 | 11.4306 | 30
2022-07-30 21:00 | 21:00 | 10.7451 | 30
2022-07-30 21:30 | 21:30 | 10.289 | 30
2022-07-30 22:00 | 22:00 | 9.5418 | 30
2022-07-30 22:30 | 22:30 | 8.7388 | 30
2022-07-30 23:00 | 23:00 | 8.504 | 30
2022-07-30 23:30 | 23:30 | 8.1089 | 30
2022-07-31 | 0:00 | 7.6168 | 30
2022-07-31 00:30 | 0:30 | 7.5117 | 30
2022-07-31 01:00 | 1:00 | 7.4688 | 30
2022-07-31 01:30 | 1:30 | 7.1936 | 30
2022-07-31 02:00 | 2:00 | 6.8459 | 30
2022-07-31 02:30 | 2:30 | 6.6428 | 30
2022-07-31 03:00 | 3:00 | 6.5434 | 30
2022-07-31 03:30 | 3:30 | 6.4136 | 30
2022-07-31 04:00 | 4:00 | 6.4048 | 30
2022-07-31 04:30 | 4:30 | 6.5238 | 30
2022-07-31 05:00 | 5:00 | 6.7761 | 30
2022-07-31 05:30 | 5:30 | 7.4353 | 30
2022-07-31 06:00 | 6:00 | 7.9774 | 30
2022-07-31 06:30 | 6:30 | 8.8082 | 30
2022-07-31 07:00 | 7:00 | 9.4225 | 30
2022-07-31 07:30 | 7:30 | 9.4199 | 30
2022-07-31 08:00 | 8:00 | 8.2495 | 30
2022-07-31 08:30 | 8:30 | 6.9939 | 30
2022-07-31 09:00 | 9:00 | 6.6785 | 30
2022-07-31 09:30 | 9:30 | 5.4838 | 30
2022-07-31 10:00 | 10:00 | 2.7693 | 30
2022-07-31 10:30 | 10:30 | 5.2931 | 30
2022-07-31 11:00 | 11:00 | 6.0569 | 30
2022-07-31 11:30 | 11:30 | 6.5247 | 30
2022-07-31 12:00 | 12:00 | 2.965 | 30
2022-07-31 12:30 | 12:30 | 3.9886 | 30
2022-07-31 13:00 | 13:00 | 2.5321 | 30
2022-07-31 13:30 | 13:30 | 1.9552 | 30
2022-07-31 14:00 | 14:00 | 4.8863 | 30
2022-07-31 14:30 | 14:30 | 6.2793 | 30
2022-07-31 15:00 | 15:00 | 7.5706 | 30
2022-07-31 15:30 | 15:30 | 8.5221 | 30
2022-07-31 16:00 | 16:00 | 9.5123 | 30
2022-07-31 16:30 | 16:30 | 11.3688 | 30
2022-07-31 17:00 | 17:00 | 12.4902 | 30
2022-07-31 17:30 | 17:30 | 13.8738 | 30
2022-07-31 18:00 | 18:00 | 14.2241 | 30
2022-07-31 18:30 | 18:30 | 13.9738 | 30
2022-07-31 19:00 | 19:00 | 13.2693 | 30
2022-07-31 19:30 | 19:30 | 12.7808 | 30
2022-07-31 20:00 | 20:00 | 12.1279 | 30
2022-07-31 20:30 | 20:30 | 11.513 | 30
2022-07-31 21:00 | 21:00 | 10.576 | 30
2022-07-31 21:30 | 21:30 | 9.956 | 30
2022-07-31 22:00 | 22:00 | 9.1397 | 30
2022-07-31 22:30 | 22:30 | 8.2542 | 30
2022-07-31 23:00 | 23:00 | 8.0745 | 30
2022-07-31 23:30 | 23:30 | 7.5699 | 30
2022-08-01 | 0:00 | 7.0831 | 30
2022-08-01 00:30 | 0:30 | 6.9394 | 30
2022-08-01 01:00 | 1:00 | 6.9366 | 30
2022-08-01 01:30 | 1:30 | 6.741 | 30
2022-08-01 02:00 | 2:00 | 5.8883 | 30
2022-08-01 02:30 | 2:30 | 5.9783 | 30
2022-08-01 03:00 | 3:00 | 6.2359 | 30
2022-08-01 03:30 | 3:30 | 6.17 | 30
2022-08-01 04:00 | 4:00 | 6.4084 | 30
2022-08-01 04:30 | 4:30 | 6.8461 | 30
2022-08-01 05:00 | 5:00 | 7.4163 | 30
2022-08-01 05:30 | 5:30 | 8.0328 | 30
2022-08-01 06:00 | 6:00 | 8.713 | 30
2022-08-01 06:30 | 6:30 | 9.5774 | 30
2022-08-01 07:00 | 7:00 | 10.109 | 30
2022-08-01 07:30 | 7:30 | 9.7449 | 30
2022-08-01 08:00 | 8:00 | 8.8674 | 30
2022-08-01 08:30 | 8:30 | 7.8176 | 30
2022-08-01 09:00 | 9:00 | 6.6374 | 30
2022-08-01 09:30 | 9:30 | 6.1141 | 30
2022-08-01 10:00 | 10:00 | 5.672 | 30
2022-08-01 10:30 | 10:30 | 4.7106 | 30
2022-08-01 11:00 | 11:00 | 4.0737 | 30
2022-08-01 11:30 | 11:30 | 3.7506 | 30
2022-08-01 12:00 | 12:00 | 2.437 | 30
2022-08-01 12:30 | 12:30 | 1.9324 | 30
2022-08-01 13:00 | 13:00 | 3.5599 | 30
2022-08-01 13:30 | 13:30 | 2.4909 | 30
2022-08-01 14:00 | 14:00 | 3.9459 | 30
2022-08-01 14:30 | 14:30 | 4.0105 | 30
2022-08-01 15:00 | 15:00 | 5.5636 | 30
2022-08-01 15:30 | 15:30 | 7.5086 | 30
2022-08-01 16:00 | 16:00 | 8.6609 | 30
2022-08-01 16:30 | 16:30 | 9.9572 | 30
2022-08-01 17:00 | 17:00 | 11.3678 | 30
2022-08-01 17:30 | 17:30 | 12.8311 | 30
2022-08-01 18:00 | 18:00 | 13.1748 | 30
2022-08-01 18:30 | 18:30 | 13.0782 | 30
2022-08-01 19:00 | 19:00 | 12.6798 | 30
2022-08-01 19:30 | 19:30 | 12.0389 | 30
2022-08-01 20:00 | 20:00 | 11.8669 | 30
2022-08-01 20:30 | 20:30 | 11.3185 | 30
2022-08-01 21:00 | 21:00 | 10.6846 | 30
2022-08-01 21:30 | 21:30 | 10.0795 | 30
2022-08-01 22:00 | 22:00 | 9.3951 | 30
2022-08-01 22:30 | 22:30 | 8.5645 | 30
2022-08-01 23:00 | 23:00 | 8.5327 | 30
2022-08-01 23:30 | 23:30 | 8.51 | 30
2022-08-02 | 0:00 | 8.0797 | 30
2022-08-02 00:30 | 0:30 | 7.8752 | 30
2022-08-02 01:00 | 1:00 | 7.6548 | 30
2022-08-02 01:30 | 1:30 | 7.078 | 30
2022-08-02 02:00 | 2:00 | 6.8669 | 30
2022-08-02 02:30 | 2:30 | 6.6422 | 30
2022-08-02 03:00 | 3:00 | 6.6188 | 30
2022-08-02 03:30 | 3:30 | 6.6327 | 30
2022-08-02 04:00 | 4:00 | 6.9502 | 30
2022-08-02 04:30 | 4:30 | 7.3171 | 30
2022-08-02 05:00 | 5:00 | 7.922 | 30
2022-08-02 05:30 | 5:30 | 8.5459 | 30
2022-08-02 06:00 | 6:00 | 9.4111 | 30
2022-08-02 06:30 | 6:30 | 10.1992 | 30
2022-08-02 07:00 | 7:00 | 10.4852 | 30
2022-08-02 07:30 | 7:30 | 9.8672 | 30
2022-08-02 08:00 | 8:00 | 8.8397 | 30
2022-08-02 08:30 | 8:30 | 7.2195 | 30
2022-08-02 09:00 | 9:00 | 4.9616 | 30
2022-08-02 09:30 | 9:30 | 2.1237 | 30
2022-08-02 10:00 | 10:00 | 0.77993 | 30
2022-08-02 10:30 | 10:30 | 1.1625 | 30
2022-08-02 11:00 | 11:00 | 1.6531 | 30
2022-08-02 11:30 | 11:30 | 1.8102 | 30
2022-08-02 12:00 | 12:00 | 1.4139 | 30
2022-08-02 12:30 | 12:30 | 0.91535 | 30
2022-08-02 13:00 | 13:00 | 1.2331 | 30
2022-08-02 13:30 | 13:30 | 1.0483 | 30
2022-08-02 14:00 | 14:00 | 1.5865 | 30
2022-08-02 14:30 | 14:30 | 2.6063 | 30
2022-08-02 15:00 | 15:00 | 2.498 | 30
2022-08-02 15:30 | 15:30 | 4.0275 | 30
2022-08-02 16:00 | 16:00 | 5.9184 | 30
2022-08-02 16:30 | 16:30 | 8.049 | 30
2022-08-02 17:00 | 17:00 | 9.7111 | 30
2022-08-02 17:30 | 17:30 | 11.2366 | 30
2022-08-02 18:00 | 18:00 | 12.1333 | 30
2022-08-02 18:30 | 18:30 | 11.9372 | 30
2022-08-02 19:00 | 19:00 | 11.5075 | 30
2022-08-02 19:30 | 19:30 | 11.125 | 30
2022-08-02 20:00 | 20:00 | 10.8224 | 30
2022-08-02 20:30 | 20:30 | 10.3916 | 30
2022-08-02 21:00 | 21:00 | 9.7844 | 30
2022-08-02 21:30 | 21:30 | 9.2218 | 30
2022-08-02 22:00 | 22:00 | 8.4822 | 30
2022-08-02 22:30 | 22:30 | 7.5946 | 30
2022-08-02 23:00 | 23:00 | 7.4362 | 30
2022-08-02 23:30 | 23:30 | 7.0112 | 30
2022-08-03 | 0:00 | 6.5515 | 30
2022-08-03 00:30 | 0:30 | 6.3355 | 30
2022-08-03 01:00 | 1:00 | 5.9759 | 30
2022-08-03 01:30 | 1:30 | 5.7766 | 30
2022-08-03 02:00 | 2:00 | 5.6013 | 30
2022-08-03 02:30 | 2:30 | 5.7065 | 30
2022-08-03 03:00 | 3:00 | 6.0463 | 30
2022-08-03 03:30 | 3:30 | 6.2008 | 30
2022-08-03 04:00 | 4:00 | 6.3429 | 30
2022-08-03 04:30 | 4:30 | 6.7607 | 30
2022-08-03 05:00 | 5:00 | 7.5904 | 30
2022-08-03 05:30 | 5:30 | 8.2872 | 30
2022-08-03 06:00 | 6:00 | 9.1851 | 30
2022-08-03 06:30 | 6:30 | 9.7698 | 30
2022-08-03 07:00 | 7:00 | 9.4823 | 30
2022-08-03 07:30 | 7:30 | 8.4821 | 30
2022-08-03 08:00 | 8:00 | 7.0038 | 30
2022-08-03 08:30 | 8:30 | 4.2168 | 30
2022-08-03 09:00 | 9:00 | 2.8146 | 30
2022-08-03 09:30 | 9:30 | 2.4195 | 30
2022-08-03 10:00 | 10:00 | 0.96396 | 30
2022-08-03 10:30 | 10:30 | 1.9073 | 30
2022-08-03 11:00 | 11:00 | 1.3286 | 30
2022-08-03 11:30 | 11:30 | 1.1841 | 30
2022-08-03 12:00 | 12:00 | 1.1179 | 30
2022-08-03 12:30 | 12:30 | 1.2497 | 30
2022-08-03 13:00 | 13:00 | 1.0985 | 30
2022-08-03 13:30 | 13:30 | 1.1056 | 30
2022-08-03 14:00 | 14:00 | 1.8804 | 30
2022-08-03 14:30 | 14:30 | 1.9683 | 30
2022-08-03 15:00 | 15:00 | 2.5754 | 30
2022-08-03 15:30 | 15:30 | 4.2087 | 30
2022-08-03 16:00 | 16:00 | 5.734 | 30
2022-08-03 16:30 | 16:30 | 7.4257 | 30
2022-08-03 17:00 | 17:00 | 9.1042 | 30
2022-08-03 17:30 | 17:30 | 10.9293 | 30
2022-08-03 18:00 | 18:00 | 11.89 | 30
2022-08-03 18:30 | 18:30 | 12.2663 | 30
2022-08-03 19:00 | 19:00 | 11.9654 | 30
2022-08-03 19:30 | 19:30 | 11.5612 | 30
2022-08-03 20:00 | 20:00 | 11.1181 | 30
2022-08-03 20:30 | 20:30 | 10.7491 | 30
2022-08-03 21:00 | 21:00 | 10.3358 | 30
2022-08-03 21:30 | 21:30 | 9.6933 | 30
2022-08-03 22:00 | 22:00 | 8.9296 | 30
2022-08-03 22:30 | 22:30 | 8.2446 | 30
2022-08-03 23:00 | 23:00 | 8.0551 | 30
2022-08-03 23:30 | 23:30 | 7.6029 | 30
2022-08-04 | 0:00 | 7.2047 | 30
2022-08-04 00:30 | 0:30 | 6.9404 | 30
2022-08-04 01:00 | 1:00 | 6.8336 | 30
2022-08-04 01:30 | 1:30 | 6.7214 | 30
2022-08-04 02:00 | 2:00 | 6.5054 | 30
2022-08-04 02:30 | 2:30 | 6.2831 | 30
2022-08-04 03:00 | 3:00 | 6.2393 | 30
2022-08-04 03:30 | 3:30 | 6.2537 | 30
2022-08-04 04:00 | 4:00 | 6.8145 | 30
2022-08-04 04:30 | 4:30 | 7.1649 | 30
2022-08-04 05:00 | 5:00 | 7.7697 | 30
2022-08-04 05:30 | 5:30 | 8.2999 | 30
2022-08-04 06:00 | 6:00 | 9.2162 | 30
2022-08-04 06:30 | 6:30 | 9.2919 | 30
2022-08-04 07:00 | 7:00 | 8.9801 | 30
2022-08-04 07:30 | 7:30 | 8.6301 | 30
2022-08-04 08:00 | 8:00 | 7.2101 | 30
2022-08-04 08:30 | 8:30 | 6.5155 | 30
2022-08-04 09:00 | 9:00 | 5.6932 | 30
2022-08-04 09:30 | 9:30 | 4.6102 | 30
2022-08-04 10:00 | 10:00 | 3.2112 | 30
2022-08-04 10:30 | 10:30 | 1.5052 | 30
2022-08-04 11:00 | 11:00 | 1.3593 | 30
2022-08-04 11:30 | 11:30 | 1.7904 | 30
2022-08-04 12:00 | 12:00 | 1.8439 | 30
2022-08-04 12:30 | 12:30 | 1.1886 | 30
2022-08-04 13:00 | 13:00 | 1.1654 | 30
2022-08-04 13:30 | 13:30 | 1.2118 | 30
2022-08-04 14:00 | 14:00 | 1.869 | 30
2022-08-04 14:30 | 14:30 | 1.6309 | 30
2022-08-04 15:00 | 15:00 | 2.6521 | 30
2022-08-04 15:30 | 15:30 | 3.957 | 30
2022-08-04 16:00 | 16:00 | 5.5431 | 30
2022-08-04 16:30 | 16:30 | 7.3395 | 30
2022-08-04 17:00 | 17:00 | 8.711 | 30
2022-08-04 17:30 | 17:30 | 10.1882 | 30
2022-08-04 18:00 | 18:00 | 10.7619 | 30
2022-08-04 18:30 | 18:30 | 10.7419 | 30
2022-08-04 19:00 | 19:00 | 10.3004 | 30
2022-08-04 19:30 | 19:30 | 10.0117 | 30
2022-08-04 20:00 | 20:00 | 9.8214 | 30
2022-08-04 20:30 | 20:30 | 9.5617 | 30
2022-08-04 21:00 | 21:00 | 9.4193 | 30
2022-08-04 21:30 | 21:30 | 9.0281 | 30
2022-08-04 22:00 | 22:00 | 8.2345 | 30
2022-08-04 22:30 | 22:30 | 7.4689 | 30
2022-08-04 23:00 | 23:00 | 7.2584 | 30
2022-08-04 23:30 | 23:30 | 7.004 | 30
2022-08-05 | 0:00 | 6.4163 | 30
2022-08-05 00:30 | 0:30 | 5.8617 | 30
2022-08-05 01:00 | 1:00 | 5.8175 | 30
2022-08-05 01:30 | 1:30 | 5.5671 | 30
2022-08-05 02:00 | 2:00 | 5.4921 | 30
2022-08-05 02:30 | 2:30 | 5.321 | 30
2022-08-05 03:00 | 3:00 | 6.1083 | 30
2022-08-05 03:30 | 3:30 | 6.6574 | 30
2022-08-05 04:00 | 4:00 | 6.7611 | 30
2022-08-05 04:30 | 4:30 | 6.9813 | 30
2022-08-05 05:00 | 5:00 | 7.4761 | 30
2022-08-05 05:30 | 5:30 | 7.9857 | 30
2022-08-05 06:00 | 6:00 | 8.6018 | 30
2022-08-05 06:30 | 6:30 | 9.0445 | 30
2022-08-05 07:00 | 7:00 | 8.5209 | 30
2022-08-05 07:30 | 7:30 | 7.4752 | 30
2022-08-05 08:00 | 8:00 | 5.7763 | 30
2022-08-05 08:30 | 8:30 | 3.741 | 30
2022-08-05 09:00 | 9:00 | 3.5698 | 30
2022-08-05 09:30 | 9:30 | 2.5259 | 30
2022-08-05 10:00 | 10:00 | 5.0555 | 30
2022-08-05 10:30 | 10:30 | 4.7569 | 30
2022-08-05 11:00 | 11:00 | 2.9421 | 30
2022-08-05 11:30 | 11:30 | 2.3752 | 30
2022-08-05 12:00 | 12:00 | 1.4248 | 30
2022-08-05 12:30 | 12:30 | 2.9115 | 30
2022-08-05 13:00 | 13:00 | 4.6442 | 30
2022-08-05 13:30 | 13:30 | 6.0452 | 30
2022-08-05 14:00 | 14:00 | 6.3573 | 30
2022-08-05 14:30 | 14:30 | 6.2156 | 30
2022-08-05 15:00 | 15:00 | 5.2769 | 30
2022-08-05 15:30 | 15:30 | 5.0029 | 30
2022-08-05 16:00 | 16:00 | 7.5266 | 30
2022-08-05 16:30 | 16:30 | 8.4816 | 30
2022-08-05 17:00 | 17:00 | 9.069 | 30
2022-08-05 17:30 | 17:30 | 9.6517 | 30
2022-08-05 18:00 | 18:00 | 10.0631 | 30
2022-08-05 18:30 | 18:30 | 10.0132 | 30
2022-08-05 19:00 | 19:00 | 9.9133 | 30
2022-08-05 19:30 | 19:30 | 9.513 | 30
2022-08-05 20:00 | 20:00 | 9.5962 | 30
2022-08-05 20:30 | 20:30 | 9.2997 | 30
2022-08-05 21:00 | 21:00 | 8.8507 | 30
2022-08-05 21:30 | 21:30 | 8.5303 | 30
2022-08-05 22:00 | 22:00 | 7.9432 | 30
2022-08-05 22:30 | 22:30 | 8.3661 | 30
2022-08-05 23:00 | 23:00 | 8.2417 | 30
2022-08-05 23:30 | 23:30 | 7.7499 | 30
2022-08-06 | 0:00 | 5.8159 | 30
2022-08-06 00:30 | 0:30 | 5.9908 | 30
2022-08-06 01:00 | 1:00 | 6.1569 | 30
2022-08-06 01:30 | 1:30 | 5.9671 | 30
2022-08-06 02:00 | 2:00 | 5.7675 | 30
2022-08-06 02:30 | 2:30 | 5.5737 | 30
2022-08-06 03:00 | 3:00 | 5.45 | 30
2022-08-06 03:30 | 3:30 | 5.4096 | 30
2022-08-06 04:00 | 4:00 | 5.5767 | 30
2022-08-06 04:30 | 4:30 | 5.4398 | 30
2022-08-06 05:00 | 5:00 | 5.6764 | 30
2022-08-06 05:30 | 5:30 | 5.8848 | 30
2022-08-06 06:00 | 6:00 | 6.1675 | 30
2022-08-06 06:30 | 6:30 | 6.4805 | 30
2022-08-06 07:00 | 7:00 | 6.2622 | 30
2022-08-06 07:30 | 7:30 | 6.4004 | 30
2022-08-06 08:00 | 8:00 | 5.9044 | 30
2022-08-06 08:30 | 8:30 | 6.3929 | 30
2022-08-06 09:00 | 9:00 | 5.7061 | 30
2022-08-06 09:30 | 9:30 | 3.3482 | 30
2022-08-06 10:00 | 10:00 | 2.3203 | 30
2022-08-06 10:30 | 10:30 | 1.5548 | 30
2022-08-06 11:00 | 11:00 | 2.2962 | 30
2022-08-06 11:30 | 11:30 | 2.1485 | 30
2022-08-06 12:00 | 12:00 | 4.0649 | 30
2022-08-06 12:30 | 12:30 | 2.7595 | 30
2022-08-06 13:00 | 13:00 | 3.4704 | 30
2022-08-06 13:30 | 13:30 | 2.4109 | 30
2022-08-06 14:00 | 14:00 | 1.3905 | 30
2022-08-06 14:30 | 14:30 | 1.4008 | 30
2022-08-06 15:00 | 15:00 | 3.3397 | 30
2022-08-06 15:30 | 15:30 | 4.9019 | 30
2022-08-06 16:00 | 16:00 | 5.6549 | 30
2022-08-06 16:30 | 16:30 | 7.1764 | 30
2022-08-06 17:00 | 17:00 | 8.4585 | 30
2022-08-06 17:30 | 17:30 | 9.8618 | 30
2022-08-06 18:00 | 18:00 | 10.3073 | 30
2022-08-06 18:30 | 18:30 | 10.1576 | 30
2022-08-06 19:00 | 19:00 | 9.9245 | 30
2022-08-06 19:30 | 19:30 | 9.6227 | 30
2022-08-06 20:00 | 20:00 | 9.5894 | 30
2022-08-06 20:30 | 20:30 | 9.4164 | 30
2022-08-06 21:00 | 21:00 | 9.0935 | 30
2022-08-06 21:30 | 21:30 | 8.7163 | 30
2022-08-06 22:00 | 22:00 | 8.2466 | 30
2022-08-06 22:30 | 22:30 | 7.6187 | 30
2022-08-06 23:00 | 23:00 | 7.5667 | 30
2022-08-06 23:30 | 23:30 | 7.1733 | 30
2022-08-07 | 0:00 | 6.6864 | 30
2022-08-07 00:30 | 0:30 | 6.3964 | 30
2022-08-07 01:00 | 1:00 | 6.3318 | 30
2022-08-07 01:30 | 1:30 | 6.2951 | 30
2022-08-07 02:00 | 2:00 | 6.3245 | 30
2022-08-07 02:30 | 2:30 | 6.4672 | 30
2022-08-07 03:00 | 3:00 | 6.4218 | 30
2022-08-07 03:30 | 3:30 | 6.3958 | 30
2022-08-07 04:00 | 4:00 | 6.4406 | 30
2022-08-07 04:30 | 4:30 | 6.581 | 30
2022-08-07 05:00 | 5:00 | 6.7143 | 30
2022-08-07 05:30 | 5:30 | 7.0248 | 30
2022-08-07 06:00 | 6:00 | 7.3814 | 30
2022-08-07 06:30 | 6:30 | 7.236 | 30
2022-08-07 07:00 | 7:00 | 6.8039 | 30
2022-08-07 07:30 | 7:30 | 6.0199 | 30
2022-08-07 08:00 | 8:00 | 4.8664 | 30
2022-08-07 08:30 | 8:30 | 3.3857 | 30
2022-08-07 09:00 | 9:00 | 2.12 | 30
2022-08-07 09:30 | 9:30 | 1.2564 | 30
2022-08-07 10:00 | 10:00 | 1.5424 | 30
2022-08-07 10:30 | 10:30 | 2.4872 | 30
2022-08-07 11:00 | 11:00 | 3.0748 | 30
2022-08-07 11:30 | 11:30 | 3.3333 | 30
2022-08-07 12:00 | 12:00 | 3.3949 | 30
2022-08-07 12:30 | 12:30 | 3.1316 | 30
2022-08-07 13:00 | 13:00 | 2.6808 | 30
2022-08-07 13:30 | 13:30 | 2.5503 | 30
2022-08-07 14:00 | 14:00 | 1.412 | 30
2022-08-07 14:30 | 14:30 | 1.5213 | 30
2022-08-07 15:00 | 15:00 | 2.3182 | 30
2022-08-07 15:30 | 15:30 | 3.9537 | 30
2022-08-07 16:00 | 16:00 | 5.367 | 30
2022-08-07 16:30 | 16:30 | 7.3764 | 30
2022-08-07 17:00 | 17:00 | 8.9143 | 30
2022-08-07 17:30 | 17:30 | 10.5214 | 30
2022-08-07 18:00 | 18:00 | 11.3031 | 30
2022-08-07 18:30 | 18:30 | 11.0829 | 30
2022-08-07 19:00 | 19:00 | 10.828 | 30
2022-08-07 19:30 | 19:30 | 10.5009 | 30
2022-08-07 20:00 | 20:00 | 10.6041 | 30
2022-08-07 20:30 | 20:30 | 10.3937 | 30
2022-08-07 21:00 | 21:00 | 9.9907 | 30
2022-08-07 21:30 | 21:30 | 9.8838 | 30
2022-08-07 22:00 | 22:00 | 9.191 | 30
2022-08-07 22:30 | 22:30 | 8.6149 | 30
2022-08-07 23:00 | 23:00 | 8.2909 | 30
2022-08-07 23:30 | 23:30 | 7.9375 | 30
2022-08-08 | 0:00 | 7.4287 | 30
2022-08-08 00:30 | 0:30 | 7.1562 | 30
2022-08-08 01:00 | 1:00 | 7.1661 | 30
2022-08-08 01:30 | 1:30 | 7.0496 | 30
2022-08-08 02:00 | 2:00 | 6.7935 | 30
2022-08-08 02:30 | 2:30 | 6.7992 | 30
2022-08-08 03:00 | 3:00 | 6.8186 | 30
2022-08-08 03:30 | 3:30 | 7.1929 | 30
2022-08-08 04:00 | 4:00 | 7.8012 | 30
2022-08-08 04:30 | 4:30 | 8.256 | 30
2022-08-08 05:00 | 5:00 | 8.7357 | 30
2022-08-08 05:30 | 5:30 | 9.3137 | 30
2022-08-08 06:00 | 6:00 | 9.9974 | 30
2022-08-08 06:30 | 6:30 | 10.4001 | 30
2022-08-08 07:00 | 7:00 | 9.0964 | 30
2022-08-08 07:30 | 7:30 | 8.0487 | 30
2022-08-08 08:00 | 8:00 | 6.4456 | 30
2022-08-08 08:30 | 8:30 | 4.616 | 30
2022-08-08 09:00 | 9:00 | 2.8686 | 30
2022-08-08 09:30 | 9:30 | 1.3854 | 30
2022-08-08 10:00 | 10:00 | 1.0044 | 30
2022-08-08 10:30 | 10:30 | 1.5676 | 30
2022-08-08 11:00 | 11:00 | 2.167 | 30
2022-08-08 11:30 | 11:30 | 2.5017 | 30
2022-08-08 12:00 | 12:00 | 2.7468 | 30
2022-08-08 12:30 | 12:30 | 2.7958 | 30
2022-08-08 13:00 | 13:00 | 2.5748 | 30
2022-08-08 13:30 | 13:30 | 2.0988 | 30
2022-08-08 14:00 | 14:00 | 1.5305 | 30
2022-08-08 14:30 | 14:30 | 1.2261 | 30
2022-08-08 15:00 | 15:00 | 2.3012 | 30
2022-08-08 15:30 | 15:30 | 3.9454 | 30
2022-08-08 16:00 | 16:00 | 6.0537 | 30
2022-08-08 16:30 | 16:30 | 8.2826 | 30
2022-08-08 17:00 | 17:00 | 10.301 | 30
2022-08-08 17:30 | 17:30 | 11.9541 | 30
2022-08-08 18:00 | 18:00 | 12.8432 | 30
2022-08-08 18:30 | 18:30 | 12.8793 | 30
2022-08-08 19:00 | 19:00 | 12.5444 | 30
2022-08-08 19:30 | 19:30 | 12.1042 | 30
2022-08-08 20:00 | 20:00 | 11.7124 | 30
2022-08-08 20:30 | 20:30 | 11.3222 | 30
2022-08-08 21:00 | 21:00 | 10.4067 | 30
2022-08-08 21:30 | 21:30 | 9.9154 | 30
2022-08-08 22:00 | 22:00 | 9.053 | 30
2022-08-08 22:30 | 22:30 | 8.3563 | 30
2022-08-08 23:00 | 23:00 | 8.0844 | 30
2022-08-08 23:30 | 23:30 | 7.5008 | 30
2022-08-09 | 0:00 | 7.0645 | 30
2022-08-09 00:30 | 0:30 | 6.8901 | 30
2022-08-09 01:00 | 1:00 | 6.861 | 30
2022-08-09 01:30 | 1:30 | 6.6698 | 30
2022-08-09 02:00 | 2:00 | 6.4766 | 30
2022-08-09 02:30 | 2:30 | 6.3807 | 30
2022-08-09 03:00 | 3:00 | 6.3913 | 30
2022-08-09 03:30 | 3:30 | 6.4193 | 30
2022-08-09 04:00 | 4:00 | 6.6786 | 30
2022-08-09 04:30 | 4:30 | 7.2341 | 30
2022-08-09 05:00 | 5:00 | 8.1606 | 30
2022-08-09 05:30 | 5:30 | 8.9415 | 30
2022-08-09 06:00 | 6:00 | 10.1385 | 30
2022-08-09 06:30 | 6:30 | 10.9482 | 30
2022-08-09 07:00 | 7:00 | 10.546 | 30
2022-08-09 07:30 | 7:30 | 8.9977 | 30
2022-08-09 08:00 | 8:00 | 6.5397 | 30
2022-08-09 08:30 | 8:30 | 4.1768 | 30
2022-08-09 09:00 | 9:00 | 2.1781 | 30
2022-08-09 09:30 | 9:30 | 1.0917 | 30
2022-08-09 10:00 | 10:00 | 1.3908 | 30
2022-08-09 10:30 | 10:30 | 2.1803 | 30
2022-08-09 11:00 | 11:00 | 2.4576 | 30
2022-08-09 11:30 | 11:30 | 2.1287 | 30
2022-08-09 12:00 | 12:00 | 2.5895 | 30
2022-08-09 12:30 | 12:30 | 3.1244 | 30
2022-08-09 13:00 | 13:00 | 2.8349 | 30
2022-08-09 13:30 | 13:30 | 1.6049 | 30
2022-08-09 14:00 | 14:00 | 1.3498 | 30
2022-08-09 14:30 | 14:30 | 1.1126 | 30
2022-08-09 15:00 | 15:00 | 1.7095 | 30
2022-08-09 15:30 | 15:30 | 3.472 | 30
2022-08-09 16:00 | 16:00 | 5.7357 | 30
2022-08-09 16:30 | 16:30 | 8.7074 | 30
2022-08-09 17:00 | 17:00 | 11.1425 | 30
2022-08-09 17:30 | 17:30 | 12.566 | 30
2022-08-09 18:00 | 18:00 | 13.2574 | 30
2022-08-09 18:30 | 18:30 | 12.8268 | 30
2022-08-09 19:00 | 19:00 | 12.1272 | 30
2022-08-09 19:30 | 19:30 | 12.2476 | 30
2022-08-09 20:00 | 20:00 | 12.3755 | 30
2022-08-09 20:30 | 20:30 | 11.948 | 30
2022-08-09 21:00 | 21:00 | 11.2538 | 30
2022-08-09 21:30 | 21:30 | 10.4978 | 30
2022-08-09 22:00 | 22:00 | 9.5705 | 30
2022-08-09 22:30 | 22:30 | 8.7153 | 30
2022-08-09 23:00 | 23:00 | 8.4286 | 30
2022-08-09 23:30 | 23:30 | 8.0476 | 30
2022-08-10 | 0:00 | 7.6387 | 30
2022-08-10 00:30 | 0:30 | 8.1227 | 30
2022-08-10 01:00 | 1:00 | 8.1525 | 30
2022-08-10 01:30 | 1:30 | 7.9623 | 30
2022-08-10 02:00 | 2:00 | 7.696 | 30
2022-08-10 02:30 | 2:30 | 6.9616 | 30
2022-08-10 03:00 | 3:00 | 6.7274 | 30
2022-08-10 03:30 | 3:30 | 7.6886 | 30
2022-08-10 04:00 | 4:00 | 7.3614 | 30
2022-08-10 04:30 | 4:30 | 7.7645 | 30
2022-08-10 05:00 | 5:00 | 9.0992 | 30
2022-08-10 05:30 | 5:30 | 9.8032 | 30
2022-08-10 06:00 | 6:00 | 10.4022 | 30
2022-08-10 06:30 | 6:30 | 10.7411 | 30
2022-08-10 07:00 | 7:00 | 10.465 | 30
2022-08-10 07:30 | 7:30 | 8.9366 | 30
2022-08-10 08:00 | 8:00 | 6.8468 | 30
2022-08-10 08:30 | 8:30 | 4.6246 | 30
2022-08-10 09:00 | 9:00 | 2.83 | 30
2022-08-10 09:30 | 9:30 | 1.3215 | 30
2022-08-10 10:00 | 10:00 | 1.0379 | 30
2022-08-10 10:30 | 10:30 | 1.8396 | 30
2022-08-10 11:00 | 11:00 | 2.2439 | 30
2022-08-10 11:30 | 11:30 | 1.4458 | 30
2022-08-10 12:00 | 12:00 | 1.0421 | 30
2022-08-10 12:30 | 12:30 | 1.2132 | 30
2022-08-10 13:00 | 13:00 | 1.2325 | 30
2022-08-10 13:30 | 13:30 | 1.2833 | 30
2022-08-10 14:00 | 14:00 | 0.99667 | 30
2022-08-10 14:30 | 14:30 | 2.0887 | 30
2022-08-10 15:00 | 15:00 | 2.4127 | 30
2022-08-10 15:30 | 15:30 | 3.819 | 30
2022-08-10 16:00 | 16:00 | 5.5993 | 30
2022-08-10 16:30 | 16:30 | 7.7665 | 30
2022-08-10 17:00 | 17:00 | 9.4661 | 30
2022-08-10 17:30 | 17:30 | 11.5083 | 30
2022-08-10 18:00 | 18:00 | 12.6319 | 30
2022-08-10 18:30 | 18:30 | 12.4852 | 30
2022-08-10 19:00 | 19:00 | 12.0589 | 30
2022-08-10 19:30 | 19:30 | 11.7433 | 30
2022-08-10 20:00 | 20:00 | 11.7702 | 30
2022-08-10 20:30 | 20:30 | 11.3745 | 30
2022-08-10 21:00 | 21:00 | 10.6299 | 30
2022-08-10 21:30 | 21:30 | 10.0822 | 30
2022-08-10 22:00 | 22:00 | 9.3605 | 30
2022-08-10 22:30 | 22:30 | 8.5997 | 30
2022-08-10 23:00 | 23:00 | 8.16 | 30
2022-08-10 23:30 | 23:30 | 7.5553 | 30
2022-08-11 | 0:00 | 7.1842 | 30
2022-08-11 00:30 | 0:30 | 6.9377 | 30
2022-08-11 01:00 | 1:00 | 6.8755 | 30
2022-08-11 01:30 | 1:30 | 6.7171 | 30
2022-08-11 02:00 | 2:00 | 6.5234 | 30
2022-08-11 02:30 | 2:30 | 6.2515 | 30
2022-08-11 03:00 | 3:00 | 6.4139 | 30
2022-08-11 03:30 | 3:30 | 6.4403 | 30
2022-08-11 04:00 | 4:00 | 6.7333 | 30
2022-08-11 04:30 | 4:30 | 7.2581 | 30
2022-08-11 05:00 | 5:00 | 8.1475 | 30
2022-08-11 05:30 | 5:30 | 8.9477 | 30
2022-08-11 06:00 | 6:00 | 10.016 | 30
2022-08-11 06:30 | 6:30 | 10.6816 | 30
2022-08-11 07:00 | 7:00 | 9.998 | 30
2022-08-11 07:30 | 7:30 | 8.4677 | 30
2022-08-11 08:00 | 8:00 | 6.1686 | 30
2022-08-11 08:30 | 8:30 | 4.5894 | 30
2022-08-11 09:00 | 9:00 | 2.7577 | 30
2022-08-11 09:30 | 9:30 | 2.9116 | 30
2022-08-11 10:00 | 10:00 | 1.258 | 30
2022-08-11 10:30 | 10:30 | 0.77199 | 30
2022-08-11 11:00 | 11:00 | 1.6119 | 30
2022-08-11 11:30 | 11:30 | 2.19 | 30
2022-08-11 12:00 | 12:00 | 1.0075 | 30
2022-08-11 12:30 | 12:30 | 1.0121 | 30
2022-08-11 13:00 | 13:00 | 1.2778 | 30
2022-08-11 13:30 | 13:30 | 1.4517 | 30
2022-08-11 14:00 | 14:00 | 3.2768 | 30
2022-08-11 14:30 | 14:30 | 4.1198 | 30
2022-08-11 15:00 | 15:00 | 4.6201 | 30
2022-08-11 15:30 | 15:30 | 4.6931 | 30
2022-08-11 16:00 | 16:00 | 6.7959 | 30
2022-08-11 16:30 | 16:30 | 8.577 | 30
2022-08-11 17:00 | 17:00 | 10.0444 | 30
2022-08-11 17:30 | 17:30 | 11.5752 | 30
2022-08-11 18:00 | 18:00 | 12.3296 | 30
2022-08-11 18:30 | 18:30 | 12.1636 | 30
2022-08-11 19:00 | 19:00 | 12.0391 | 30
2022-08-11 19:30 | 19:30 | 11.5354 | 30
2022-08-11 20:00 | 20:00 | 11.5999 | 30
2022-08-11 20:30 | 20:30 | 11.6873 | 30
2022-08-11 21:00 | 21:00 | 11.0505 | 30
2022-08-11 21:30 | 21:30 | 10.4202 | 30
2022-08-11 22:00 | 22:00 | 9.7743 | 30
2022-08-11 22:30 | 22:30 | 8.3586 | 30
2022-08-11 23:00 | 23:00 | 7.7469 | 30
2022-08-11 23:30 | 23:30 | 7.1577 | 30
2022-08-12 | 0:00 | 6.5104 | 30
2022-08-12 00:30 | 0:30 | 6.3679 | 30
2022-08-12 01:00 | 1:00 | 6.2179 | 30
2022-08-12 01:30 | 1:30 | 6.0096 | 30
2022-08-12 02:00 | 2:00 | 5.7824 | 30
2022-08-12 02:30 | 2:30 | 5.7767 | 30
2022-08-12 03:00 | 3:00 | 5.6579 | 30
2022-08-12 03:30 | 3:30 | 5.8047 | 30
2022-08-12 04:00 | 4:00 | 6.0045 | 30
2022-08-12 04:30 | 4:30 | 6.4136 | 30
2022-08-12 05:00 | 5:00 | 6.9037 | 30
2022-08-12 05:30 | 5:30 | 7.2998 | 30
2022-08-12 06:00 | 6:00 | 7.9563 | 30
2022-08-12 06:30 | 6:30 | 8.6874 | 30
2022-08-12 07:00 | 7:00 | 8.7625 | 30
2022-08-12 07:30 | 7:30 | 8.5225 | 30
2022-08-12 08:00 | 8:00 | 7.2014 | 30
2022-08-12 08:30 | 8:30 | 6.3994 | 30
2022-08-12 09:00 | 9:00 | 4.8747 | 30
2022-08-12 09:30 | 9:30 | 3.9625 | 30
2022-08-12 10:00 | 10:00 | 3.9269 | 30
2022-08-12 10:30 | 10:30 | 3.9756 | 30
2022-08-12 11:00 | 11:00 | 2.024 | 30
2022-08-12 11:30 | 11:30 | 2.3206 | 30
2022-08-12 12:00 | 12:00 | 4.6693 | 30
2022-08-12 12:30 | 12:30 | 5.7426 | 30
2022-08-12 13:00 | 13:00 | 5.5746 | 30
2022-08-12 13:30 | 13:30 | 5.1471 | 30
2022-08-12 14:00 | 14:00 | 4.6207 | 30
2022-08-12 14:30 | 14:30 | 5.364 | 30
2022-08-12 15:00 | 15:00 | 6.2072 | 30
2022-08-12 15:30 | 15:30 | 7.0896 | 30
2022-08-12 16:00 | 16:00 | 7.863 | 30
2022-08-12 16:30 | 16:30 | 9.0868 | 30
2022-08-12 17:00 | 17:00 | 9.9459 | 30
2022-08-12 17:30 | 17:30 | 10.8879 | 30
2022-08-12 18:00 | 18:00 | 11.3093 | 30
2022-08-12 18:30 | 18:30 | 11.1406 | 30
2022-08-12 19:00 | 19:00 | 10.8542 | 30
2022-08-12 19:30 | 19:30 | 10.6018 | 30
2022-08-12 20:00 | 20:00 | 10.5855 | 30
2022-08-12 20:30 | 20:30 | 10.0748 | 30
2022-08-12 21:00 | 21:00 | 9.5712 | 30
2022-08-12 21:30 | 21:30 | 9.1179 | 30
2022-08-12 22:00 | 22:00 | 8.4653 | 30
2022-08-12 22:30 | 22:30 | 7.8106 | 30
2022-08-12 23:00 | 23:00 | 7.5462 | 30
2022-08-12 23:30 | 23:30 | 7.0233 | 30
2022-08-13 | 0:00 | 6.5619 | 30
2022-08-13 00:30 | 0:30 | 6.3472 | 30
2022-08-13 01:00 | 1:00 | 6.1515 | 30
2022-08-13 01:30 | 1:30 | 5.9272 | 30
2022-08-13 02:00 | 2:00 | 5.7646 | 30
2022-08-13 02:30 | 2:30 | 5.758 | 30
2022-08-13 03:00 | 3:00 | 5.921 | 30
2022-08-13 03:30 | 3:30 | 6.067 | 30
2022-08-13 04:00 | 4:00 | 6.2008 | 30
2022-08-13 04:30 | 4:30 | 6.2926 | 30
2022-08-13 05:00 | 5:00 | 6.5549 | 30
2022-08-13 05:30 | 5:30 | 6.7659 | 30
2022-08-13 06:00 | 6:00 | 7.6092 | 30
2022-08-13 06:30 | 6:30 | 8.1183 | 30
2022-08-13 07:00 | 7:00 | 8.5156 | 30
2022-08-13 07:30 | 7:30 | 9.2676 | 30
2022-08-13 08:00 | 8:00 | 9.931 | 30
2022-08-13 08:30 | 8:30 | 9.9639 | 30
2022-08-13 09:00 | 9:00 | 9.5007 | 30
2022-08-13 09:30 | 9:30 | 8.6562 | 30
2022-08-13 10:00 | 10:00 | 8.6648 | 30
2022-08-13 10:30 | 10:30 | 8.5457 | 30
2022-08-13 11:00 | 11:00 | 7.6064 | 30
2022-08-13 11:30 | 11:30 | 7.1118 | 30
2022-08-13 12:00 | 12:00 | 7.8973 | 30
2022-08-13 12:30 | 12:30 | 7.3941 | 30
2022-08-13 13:00 | 13:00 | 7.0862 | 30
2022-08-13 13:30 | 13:30 | 8.2676 | 30
2022-08-13 14:00 | 14:00 | 8.0688 | 30
2022-08-13 14:30 | 14:30 | 7.4872 | 30
2022-08-13 15:00 | 15:00 | 7.2929 | 30
2022-08-13 15:30 | 15:30 | 7.5294 | 30
2022-08-13 16:00 | 16:00 | 7.4118 | 30
2022-08-13 16:30 | 16:30 | 8.5597 | 30
2022-08-13 17:00 | 17:00 | 9.9536 | 30
2022-08-13 17:30 | 17:30 | 11.5885 | 30
2022-08-13 18:00 | 18:00 | 12.4608 | 30
2022-08-13 18:30 | 18:30 | 12.3351 | 30
2022-08-13 19:00 | 19:00 | 12.066 | 30
2022-08-13 19:30 | 19:30 | 11.8397 | 30
2022-08-13 20:00 | 20:00 | 11.8492 | 30
2022-08-13 20:30 | 20:30 | 11.5419 | 30
2022-08-13 21:00 | 21:00 | 10.9186 | 30
2022-08-13 21:30 | 21:30 | 10.4904 | 30
2022-08-13 22:00 | 22:00 | 9.7565 | 30
2022-08-13 22:30 | 22:30 | 9.0747 | 30
2022-08-13 23:00 | 23:00 | 8.8182 | 30
2022-08-13 23:30 | 23:30 | 8.3027 | 30
2022-08-14 | 0:00 | 7.7898 | 30
2022-08-14 00:30 | 0:30 | 7.6426 | 30
2022-08-14 01:00 | 1:00 | 7.4923 | 30
2022-08-14 01:30 | 1:30 | 7.2006 | 30
2022-08-14 02:00 | 2:00 | 6.9686 | 30
2022-08-14 02:30 | 2:30 | 6.5905 | 30
2022-08-14 03:00 | 3:00 | 6.2405 | 30
2022-08-14 03:30 | 3:30 | 6.1928 | 30
2022-08-14 04:00 | 4:00 | 6.2546 | 30
2022-08-14 04:30 | 4:30 | 6.3204 | 30
2022-08-14 05:00 | 5:00 | 6.3574 | 30
2022-08-14 05:30 | 5:30 | 6.5762 | 30
2022-08-14 06:00 | 6:00 | 6.8197 | 30
2022-08-14 06:30 | 6:30 | 7.2476 | 30
2022-08-14 07:00 | 7:00 | 7.4554 | 30
2022-08-14 07:30 | 7:30 | 7.36 | 30
2022-08-14 08:00 | 8:00 | 6.7719 | 30
2022-08-14 08:30 | 8:30 | 5.2252 | 30
2022-08-14 09:00 | 9:00 | 2.6557 | 30
2022-08-14 09:30 | 9:30 | 1.2526 | 30
2022-08-14 10:00 | 10:00 | 1.203 | 30
2022-08-14 10:30 | 10:30 | 1.8558 | 30
2022-08-14 11:00 | 11:00 | 2.1958 | 30
2022-08-14 11:30 | 11:30 | 2.5608 | 30
2022-08-14 12:00 | 12:00 | 2.9375 | 30
2022-08-14 12:30 | 12:30 | 2.7219 | 30
2022-08-14 13:00 | 13:00 | 2.6025 | 30
2022-08-14 13:30 | 13:30 | 2.3427 | 30
2022-08-14 14:00 | 14:00 | 1.6765 | 30
2022-08-14 14:30 | 14:30 | 1.3124 | 30
2022-08-14 15:00 | 15:00 | 2.202 | 30
2022-08-14 15:30 | 15:30 | 4.1601 | 30
2022-08-14 16:00 | 16:00 | 5.8432 | 30
2022-08-14 16:30 | 16:30 | 7.8875 | 30
2022-08-14 17:00 | 17:00 | 9.6779 | 30
2022-08-14 17:30 | 17:30 | 11.4032 | 30
2022-08-14 18:00 | 18:00 | 12.2252 | 30
2022-08-14 18:30 | 18:30 | 12.2707 | 30
2022-08-14 19:00 | 19:00 | 11.9851 | 30
2022-08-14 19:30 | 19:30 | 11.4789 | 30
2022-08-14 20:00 | 20:00 | 11.4879 | 30
2022-08-14 20:30 | 20:30 | 11.2017 | 30
2022-08-14 21:00 | 21:00 | 10.6481 | 30
2022-08-14 21:30 | 21:30 | 10.0687 | 30
2022-08-14 22:00 | 22:00 | 9.2823 | 30
2022-08-14 22:30 | 22:30 | 8.429 | 30
2022-08-14 23:00 | 23:00 | 8.0696 | 30
2022-08-14 23:30 | 23:30 | 7.5982 | 30
2022-08-15 | 0:00 | 7.1009 | 30
2022-08-15 00:30 | 0:30 | 6.9218 | 30
2022-08-15 01:00 | 1:00 | 6.977 | 30
2022-08-15 01:30 | 1:30 | 6.8049 | 30
2022-08-15 02:00 | 2:00 | 6.6079 | 30
2022-08-15 02:30 | 2:30 | 6.5778 | 30
2022-08-15 03:00 | 3:00 | 6.4826 | 30
2022-08-15 03:30 | 3:30 | 6.5958 | 30
2022-08-15 04:00 | 4:00 | 6.8793 | 30
2022-08-15 04:30 | 4:30 | 7.4221 | 30
2022-08-15 05:00 | 5:00 | 8.236 | 30
2022-08-15 05:30 | 5:30 | 9.1701 | 30
2022-08-15 06:00 | 6:00 | 10.3152 | 30
2022-08-15 06:30 | 6:30 | 10.9907 | 30
2022-08-15 07:00 | 7:00 | 10.2928 | 30
2022-08-15 07:30 | 7:30 | 8.8041 | 30
2022-08-15 08:00 | 8:00 | 6.3254 | 30
2022-08-15 08:30 | 8:30 | 3.6333 | 30
2022-08-15 09:00 | 9:00 | 1.7802 | 30
2022-08-15 09:30 | 9:30 | 1.0433 | 30
2022-08-15 10:00 | 10:00 | 1.5054 | 30
2022-08-15 10:30 | 10:30 | 2.24 | 30
2022-08-15 11:00 | 11:00 | 2.7383 | 30
2022-08-15 11:30 | 11:30 | 3.0557 | 30
2022-08-15 12:00 | 12:00 | 3.2117 | 30
2022-08-15 12:30 | 12:30 | 3.5279 | 30
2022-08-15 13:00 | 13:00 | 3.5995 | 30
2022-08-15 13:30 | 13:30 | 2.8903 | 30
2022-08-15 14:00 | 14:00 | 2.2128 | 30
2022-08-15 14:30 | 14:30 | 1.4874 | 30
2022-08-15 15:00 | 15:00 | 1.71 | 30
2022-08-15 15:30 | 15:30 | 3.2141 | 30
2022-08-15 16:00 | 16:00 | 5.3488 | 30
2022-08-15 16:30 | 16:30 | 7.5863 | 30
2022-08-15 17:00 | 17:00 | 10.027 | 30
2022-08-15 17:30 | 17:30 | 12.0402 | 30
2022-08-15 18:00 | 18:00 | 13.2083 | 30
2022-08-15 18:30 | 18:30 | 12.9683 | 30
2022-08-15 19:00 | 19:00 | 12.636 | 30
2022-08-15 19:30 | 19:30 | 12.3565 | 30
2022-08-15 20:00 | 20:00 | 12.0398 | 30
2022-08-15 20:30 | 20:30 | 11.4209 | 30
2022-08-15 21:00 | 21:00 | 10.7927 | 30
2022-08-15 21:30 | 21:30 | 10.6921 | 30
2022-08-15 22:00 | 22:00 | 9.598 | 30
2022-08-15 22:30 | 22:30 | 8.3691 | 30
2022-08-15 23:00 | 23:00 | 8.352 | 30
2022-08-15 23:30 | 23:30 | 8.6634 | 30
2022-08-16 | 0:00 | 8.4707 | 30
2022-08-16 00:30 | 0:30 | 8.2884 | 30
2022-08-16 01:00 | 1:00 | 8.6033 | 30
2022-08-16 01:30 | 1:30 | 8.5526 | 30
2022-08-16 02:00 | 2:00 | 8.3284 | 30
2022-08-16 02:30 | 2:30 | 8.2509 | 30
2022-08-16 03:00 | 3:00 | 8.1906 | 30
2022-08-16 03:30 | 3:30 | 8.4233 | 30
2022-08-16 04:00 | 4:00 | 7.9187 | 30
2022-08-16 04:30 | 4:30 | 9.0897 | 30
2022-08-16 05:00 | 5:00 | 10.1852 | 30
2022-08-16 05:30 | 5:30 | 11.192 | 30
2022-08-16 06:00 | 6:00 | 10.9834 | 30
2022-08-16 06:30 | 6:30 | 11.9881 | 30
2022-08-16 07:00 | 7:00 | 10.7763 | 30
2022-08-16 07:30 | 7:30 | 9.0665 | 30
2022-08-16 08:00 | 8:00 | 6.3884 | 30
2022-08-16 08:30 | 8:30 | 3.6376 | 30
2022-08-16 09:00 | 9:00 | 1.8411 | 30
2022-08-16 09:30 | 9:30 | 1.1875 | 30
2022-08-16 10:00 | 10:00 | 1.7727 | 30
2022-08-16 10:30 | 10:30 | 2.5066 | 30
2022-08-16 11:00 | 11:00 | 3.0823 | 30
2022-08-16 11:30 | 11:30 | 3.4035 | 30
2022-08-16 12:00 | 12:00 | 3.4249 | 30
2022-08-16 12:30 | 12:30 | 3.3189 | 30
2022-08-16 13:00 | 13:00 | 3.2023 | 30
2022-08-16 13:30 | 13:30 | 2.7527 | 30
2022-08-16 14:00 | 14:00 | 1.7715 | 30
2022-08-16 14:30 | 14:30 | 2.0137 | 30
2022-08-16 15:00 | 15:00 | 3.9121 | 30
2022-08-16 15:30 | 15:30 | 5.9141 | 30
2022-08-16 16:00 | 16:00 | 6.7975 | 30
2022-08-16 16:30 | 16:30 | 8.2905 | 30
2022-08-16 17:00 | 17:00 | 10.4144 | 30
2022-08-16 17:30 | 17:30 | 12.3719 | 30
2022-08-16 18:00 | 18:00 | 12.9678 | 30
2022-08-16 18:30 | 18:30 | 12.842 | 30
2022-08-16 19:00 | 19:00 | 12.0452 | 30
2022-08-16 19:30 | 19:30 | 11.7903 | 30
2022-08-16 20:00 | 20:00 | 11.8387 | 30
2022-08-16 20:30 | 20:30 | 11.1153 | 30
2022-08-16 21:00 | 21:00 | 10.6017 | 30
2022-08-16 21:30 | 21:30 | 10.1259 | 30
2022-08-16 22:00 | 22:00 | 9.3109 | 30
2022-08-16 22:30 | 22:30 | 8.4146 | 30
2022-08-16 23:00 | 23:00 | 8.1665 | 30
2022-08-16 23:30 | 23:30 | 7.8309 | 30
2022-08-17 | 0:00 | 7.3639 | 30
2022-08-17 00:30 | 0:30 | 7.0139 | 30
2022-08-17 01:00 | 1:00 | 7.0132 | 30
2022-08-17 01:30 | 1:30 | 6.8356 | 30
2022-08-17 02:00 | 2:00 | 6.643 | 30
2022-08-17 02:30 | 2:30 | 6.512 | 30
2022-08-17 03:00 | 3:00 | 6.4931 | 30
2022-08-17 03:30 | 3:30 | 6.6251 | 30
2022-08-17 04:00 | 4:00 | 6.8859 | 30
2022-08-17 04:30 | 4:30 | 7.258 | 30
2022-08-17 05:00 | 5:00 | 8.1455 | 30
2022-08-17 05:30 | 5:30 | 8.9634 | 30
2022-08-17 06:00 | 6:00 | 10.0713 | 30
2022-08-17 06:30 | 6:30 | 10.4877 | 30
2022-08-17 07:00 | 7:00 | 9.7415 | 30
2022-08-17 07:30 | 7:30 | 8.0722 | 30
2022-08-17 08:00 | 8:00 | 5.4202 | 30
2022-08-17 08:30 | 8:30 | 3.1394 | 30
2022-08-17 09:00 | 9:00 | 1.4891 | 30
2022-08-17 09:30 | 9:30 | 1.3648 | 30
2022-08-17 10:00 | 10:00 | 2.2017 | 30
2022-08-17 10:30 | 10:30 | 3.0352 | 30
2022-08-17 11:00 | 11:00 | 3.398 | 30
2022-08-17 11:30 | 11:30 | 3.6099 | 30
2022-08-17 12:00 | 12:00 | 2.5183 | 30
2022-08-17 12:30 | 12:30 | 3.0158 | 30
2022-08-17 13:00 | 13:00 | 3.2168 | 30
2022-08-17 13:30 | 13:30 | 2.676 | 30
2022-08-17 14:00 | 14:00 | 2.3394 | 30
2022-08-17 14:30 | 14:30 | 1.3643 | 30
2022-08-17 15:00 | 15:00 | 1.5618 | 30
2022-08-17 15:30 | 15:30 | 2.9669 | 30
2022-08-17 16:00 | 16:00 | 4.7627 | 30
2022-08-17 16:30 | 16:30 | 7.2152 | 30
2022-08-17 17:00 | 17:00 | 9.6781 | 30
2022-08-17 17:30 | 17:30 | 11.654 | 30
2022-08-17 18:00 | 18:00 | 13.2093 | 30
2022-08-17 18:30 | 18:30 | 13.4164 | 30
2022-08-17 19:00 | 19:00 | 13.1859 | 30
2022-08-17 19:30 | 19:30 | 12.9903 | 30
2022-08-17 20:00 | 20:00 | 12.4049 | 30
2022-08-17 20:30 | 20:30 | 11.277 | 30
2022-08-17 21:00 | 21:00 | 10.382 | 30
2022-08-17 21:30 | 21:30 | 9.8071 | 30
2022-08-17 22:00 | 22:00 | 8.9219 | 30
2022-08-17 22:30 | 22:30 | 8.2785 | 30
2022-08-17 23:00 | 23:00 | 7.9298 | 30
2022-08-17 23:30 | 23:30 | 7.5596 | 30
2022-08-18 | 0:00 | 7.0326 | 30
2022-08-18 00:30 | 0:30 | 6.8746 | 30
2022-08-18 01:00 | 1:00 | 6.7914 | 30
2022-08-18 01:30 | 1:30 | 6.477 | 30
2022-08-18 02:00 | 2:00 | 6.3172 | 30
2022-08-18 02:30 | 2:30 | 6.6629 | 30
2022-08-18 03:00 | 3:00 | 7.0135 | 30
2022-08-18 03:30 | 3:30 | 6.9881 | 30
2022-08-18 04:00 | 4:00 | 7.6745 | 30
2022-08-18 04:30 | 4:30 | 8.9909 | 30
2022-08-18 05:00 | 5:00 | 9.8058 | 30
2022-08-18 05:30 | 5:30 | 9.9503 | 30
2022-08-18 06:00 | 6:00 | 11.7307 | 30
2022-08-18 06:30 | 6:30 | 10.8035 | 30
2022-08-18 07:00 | 7:00 | 9.9655 | 30
2022-08-18 07:30 | 7:30 | 8.3383 | 30
2022-08-18 08:00 | 8:00 | 5.6666 | 30
2022-08-18 08:30 | 8:30 | 3.1299 | 30
2022-08-18 09:00 | 9:00 | 1.5821 | 30
2022-08-18 09:30 | 9:30 | 1.414 | 30
2022-08-18 10:00 | 10:00 | 2.2956 | 30
2022-08-18 10:30 | 10:30 | 3.0289 | 30
2022-08-18 11:00 | 11:00 | 3.5926 | 30
2022-08-18 11:30 | 11:30 | 3.9002 | 30
2022-08-18 12:00 | 12:00 | 3.9246 | 30
2022-08-18 12:30 | 12:30 | 3.8913 | 30
2022-08-18 13:00 | 13:00 | 3.5989 | 30
2022-08-18 13:30 | 13:30 | 3.072 | 30
2022-08-18 14:00 | 14:00 | 1.9622 | 30
2022-08-18 14:30 | 14:30 | 1.2181 | 30
2022-08-18 15:00 | 15:00 | 1.7299 | 30
2022-08-18 15:30 | 15:30 | 3.3592 | 30
2022-08-18 16:00 | 16:00 | 4.859 | 30
2022-08-18 16:30 | 16:30 | 6.5788 | 30
2022-08-18 17:00 | 17:00 | 8.2119 | 30
2022-08-18 17:30 | 17:30 | 9.8628 | 30
2022-08-18 18:00 | 18:00 | 11.0755 | 30
2022-08-18 18:30 | 18:30 | 11.4418 | 30
2022-08-18 19:00 | 19:00 | 11.326 | 30
2022-08-18 19:30 | 19:30 | 11.0045 | 30
2022-08-18 20:00 | 20:00 | 11.0473 | 30
2022-08-18 20:30 | 20:30 | 10.6482 | 30
2022-08-18 21:00 | 21:00 | 9.7246 | 30
2022-08-18 21:30 | 21:30 | 9.368 | 30
2022-08-18 22:00 | 22:00 | 8.6168 | 30
2022-08-18 22:30 | 22:30 | 7.8065 | 30
2022-08-18 23:00 | 23:00 | 7.552 | 30
2022-08-18 23:30 | 23:30 | 7.0737 | 30
2022-08-19 | 0:00 | 6.8555 | 30
2022-08-19 00:30 | 0:30 | 6.7883 | 30
2022-08-19 01:00 | 1:00 | 6.4796 | 30
2022-08-19 01:30 | 1:30 | 6.2817 | 30
2022-08-19 02:00 | 2:00 | 6.1157 | 30
2022-08-19 02:30 | 2:30 | 6.0432 | 30
2022-08-19 03:00 | 3:00 | 6.6542 | 30
2022-08-19 03:30 | 3:30 | 7.043 | 30
2022-08-19 04:00 | 4:00 | 7.4438 | 30
2022-08-19 04:30 | 4:30 | 7.746 | 30
2022-08-19 05:00 | 5:00 | 8.6419 | 30
2022-08-19 05:30 | 5:30 | 9.5357 | 30
2022-08-19 06:00 | 6:00 | 10.4261 | 30
2022-08-19 06:30 | 6:30 | 10.9194 | 30
2022-08-19 07:00 | 7:00 | 10.5521 | 30
2022-08-19 07:30 | 7:30 | 8.8625 | 30
2022-08-19 08:00 | 8:00 | 6.2188 | 30
2022-08-19 08:30 | 8:30 | 4.1841 | 30
2022-08-19 09:00 | 9:00 | 2.2496 | 30
2022-08-19 09:30 | 9:30 | 0.76979 | 30
2022-08-19 10:00 | 10:00 | 0.96668 | 30
2022-08-19 10:30 | 10:30 | 1.7076 | 30
2022-08-19 11:00 | 11:00 | 2.3463 | 30
2022-08-19 11:30 | 11:30 | 3.3381 | 30
2022-08-19 12:00 | 12:00 | 3.6252 | 30
2022-08-19 12:30 | 12:30 | 3.5999 | 30
2022-08-19 13:00 | 13:00 | 3.2806 | 30
2022-08-19 13:30 | 13:30 | 2.5136 | 30
2022-08-19 14:00 | 14:00 | 1.8394 | 30
2022-08-19 14:30 | 14:30 | 1.2702 | 30
2022-08-19 15:00 | 15:00 | 1.6943 | 30
2022-08-19 15:30 | 15:30 | 3.1375 | 30
2022-08-19 16:00 | 16:00 | 4.767 | 30
2022-08-19 16:30 | 16:30 | 6.4456 | 30
2022-08-19 17:00 | 17:00 | 8.0597 | 30
2022-08-19 17:30 | 17:30 | 9.314 | 30
2022-08-19 18:00 | 18:00 | 10.0321 | 30
2022-08-19 18:30 | 18:30 | 10.1989 | 30
2022-08-19 19:00 | 19:00 | 9.8386 | 30
2022-08-19 19:30 | 19:30 | 9.4933 | 30
2022-08-19 20:00 | 20:00 | 9.4389 | 30
2022-08-19 20:30 | 20:30 | 9.2798 | 30
2022-08-19 21:00 | 21:00 | 9.1074 | 30
2022-08-19 21:30 | 21:30 | 8.6657 | 30
2022-08-19 22:00 | 22:00 | 8.0984 | 30
2022-08-19 22:30 | 22:30 | 7.4409 | 30
2022-08-19 23:00 | 23:00 | 7.3978 | 30
2022-08-19 23:30 | 23:30 | 7.1082 | 30
2022-08-20 | 0:00 | 6.6265 | 30
2022-08-20 00:30 | 0:30 | 6.1304 | 30
2022-08-20 01:00 | 1:00 | 6.0561 | 30
2022-08-20 01:30 | 1:30 | 5.8466 | 30
2022-08-20 02:00 | 2:00 | 5.6398 | 30
2022-08-20 02:30 | 2:30 | 5.4168 | 30
2022-08-20 03:00 | 3:00 | 5.3931 | 30
2022-08-20 03:30 | 3:30 | 5.3643 | 30
2022-08-20 04:00 | 4:00 | 5.4844 | 30
2022-08-20 04:30 | 4:30 | 6.0572 | 30
2022-08-20 05:00 | 5:00 | 6.6468 | 30
2022-08-20 05:30 | 5:30 | 7.465 | 30
2022-08-20 06:00 | 6:00 | 8.0129 | 30
2022-08-20 06:30 | 6:30 | 8.6594 | 30
2022-08-20 07:00 | 7:00 | 7.9994 | 30
2022-08-20 07:30 | 7:30 | 7.0056 | 30
2022-08-20 08:00 | 8:00 | 5.6332 | 30
2022-08-20 08:30 | 8:30 | 3.2411 | 30
2022-08-20 09:00 | 9:00 | 1.5754 | 30
2022-08-20 09:30 | 9:30 | 0.89072 | 30
2022-08-20 10:00 | 10:00 | 1.3916 | 30
2022-08-20 10:30 | 10:30 | 2.1496 | 30
2022-08-20 11:00 | 11:00 | 2.6236 | 30
2022-08-20 11:30 | 11:30 | 2.7541 | 30
2022-08-20 12:00 | 12:00 | 2.467 | 30
2022-08-20 12:30 | 12:30 | 2.3633 | 30
2022-08-20 13:00 | 13:00 | 2.0696 | 30
2022-08-20 13:30 | 13:30 | 1.9231 | 30
2022-08-20 14:00 | 14:00 | 1.2761 | 30
2022-08-20 14:30 | 14:30 | 1.0035 | 30
2022-08-20 15:00 | 15:00 | 1.9358 | 30
2022-08-20 15:30 | 15:30 | 3.4336 | 30
2022-08-20 16:00 | 16:00 | 5.109 | 30
2022-08-20 16:30 | 16:30 | 6.9494 | 30
2022-08-20 17:00 | 17:00 | 8.5293 | 30
2022-08-20 17:30 | 17:30 | 9.5486 | 30
2022-08-20 18:00 | 18:00 | 10.1165 | 30
2022-08-20 18:30 | 18:30 | 9.9578 | 30
2022-08-20 19:00 | 19:00 | 9.6835 | 30
2022-08-20 19:30 | 19:30 | 9.3651 | 30
2022-08-20 20:00 | 20:00 | 9.541 | 30
2022-08-20 20:30 | 20:30 | 9.3151 | 30
2022-08-20 21:00 | 21:00 | 8.8679 | 30
2022-08-20 21:30 | 21:30 | 8.7601 | 30
2022-08-20 22:00 | 22:00 | 8.2113 | 30
2022-08-20 22:30 | 22:30 | 7.6915 | 30
2022-08-20 23:00 | 23:00 | 7.4103 | 30
2022-08-20 23:30 | 23:30 | 7.113 | 30
2022-08-21 | 0:00 | 6.6312 | 30
2022-08-21 00:30 | 0:30 | 6.4859 | 30
2022-08-21 01:00 | 1:00 | 6.4623 | 30
2022-08-21 01:30 | 1:30 | 6.2473 | 30
2022-08-21 02:00 | 2:00 | 6.0549 | 30
2022-08-21 02:30 | 2:30 | 5.8757 | 30
2022-08-21 03:00 | 3:00 | 5.8118 | 30
2022-08-21 03:30 | 3:30 | 5.7859 | 30
2022-08-21 04:00 | 4:00 | 6.0458 | 30
2022-08-21 04:30 | 4:30 | 6.0278 | 30
2022-08-21 05:00 | 5:00 | 6.3357 | 30
2022-08-21 05:30 | 5:30 | 6.8673 | 30
2022-08-21 06:00 | 6:00 | 7.2061 | 30
2022-08-21 06:30 | 6:30 | 7.3272 | 30
2022-08-21 07:00 | 7:00 | 6.7004 | 30
2022-08-21 07:30 | 7:30 | 5.969 | 30
2022-08-21 08:00 | 8:00 | 4.7201 | 30
2022-08-21 08:30 | 8:30 | 3.6574 | 30
2022-08-21 09:00 | 9:00 | 2.7276 | 30
2022-08-21 09:30 | 9:30 | 1.1639 | 30
2022-08-21 10:00 | 10:00 | 1.2363 | 30
2022-08-21 10:30 | 10:30 | 1.7865 | 30
2022-08-21 11:00 | 11:00 | 1.2114 | 30
2022-08-21 11:30 | 11:30 | 1.3176 | 30
2022-08-21 12:00 | 12:00 | 2.2257 | 30
2022-08-21 12:30 | 12:30 | 1.9843 | 30
2022-08-21 13:00 | 13:00 | 2.2783 | 30
2022-08-21 13:30 | 13:30 | 1.1709 | 30
2022-08-21 14:00 | 14:00 | 1.322 | 30
2022-08-21 14:30 | 14:30 | 1.3926 | 30
2022-08-21 15:00 | 15:00 | 2.2686 | 30
2022-08-21 15:30 | 15:30 | 3.8886 | 30
2022-08-21 16:00 | 16:00 | 5.7153 | 30
2022-08-21 16:30 | 16:30 | 8.0813 | 30
2022-08-21 17:00 | 17:00 | 9.8994 | 30
2022-08-21 17:30 | 17:30 | 11.2154 | 30
2022-08-21 18:00 | 18:00 | 11.9128 | 30
2022-08-21 18:30 | 18:30 | 11.6805 | 30
2022-08-21 19:00 | 19:00 | 11.1683 | 30
2022-08-21 19:30 | 19:30 | 10.7275 | 30
2022-08-21 20:00 | 20:00 | 10.6208 | 30
2022-08-21 20:30 | 20:30 | 10.2949 | 30
2022-08-21 21:00 | 21:00 | 9.6045 | 30
2022-08-21 21:30 | 21:30 | 9.427 | 30
2022-08-21 22:00 | 22:00 | 8.642 | 30
2022-08-21 22:30 | 22:30 | 8.5166 | 30
2022-08-21 23:00 | 23:00 | 8.9158 | 30
2022-08-21 23:30 | 23:30 | 8.6869 | 30
2022-08-22 | 0:00 | 7.265 | 30
2022-08-22 00:30 | 0:30 | 6.4359 | 30
2022-08-22 01:00 | 1:00 | 6.41 | 30
2022-08-22 01:30 | 1:30 | 6.2181 | 30
2022-08-22 02:00 | 2:00 | 6.7402 | 30
2022-08-22 02:30 | 2:30 | 7.0051 | 30
2022-08-22 03:00 | 3:00 | 6.1936 | 30
2022-08-22 03:30 | 3:30 | 6.2128 | 30
2022-08-22 04:00 | 4:00 | 6.3867 | 30
2022-08-22 04:30 | 4:30 | 7.6443 | 30
2022-08-22 05:00 | 5:00 | 8.9443 | 30
2022-08-22 05:30 | 5:30 | 9.4481 | 30
2022-08-22 06:00 | 6:00 | 10.1184 | 30
2022-08-22 06:30 | 6:30 | 10.449 | 30
2022-08-22 07:00 | 7:00 | 9.902 | 30
2022-08-22 07:30 | 7:30 | 8.0973 | 30
2022-08-22 08:00 | 8:00 | 5.6972 | 30
2022-08-22 08:30 | 8:30 | 3.4771 | 30
2022-08-22 09:00 | 9:00 | 1.5496 | 30
2022-08-22 09:30 | 9:30 | 1.073 | 30
2022-08-22 10:00 | 10:00 | 1.5943 | 30
2022-08-22 10:30 | 10:30 | 1.3555 | 30
2022-08-22 11:00 | 11:00 | 1.5045 | 30
2022-08-22 11:30 | 11:30 | 1.3789 | 30
2022-08-22 12:00 | 12:00 | 1.812 | 30
2022-08-22 12:30 | 12:30 | 1.8354 | 30
2022-08-22 13:00 | 13:00 | 2.6916 | 30
2022-08-22 13:30 | 13:30 | 2.1432 | 30
2022-08-22 14:00 | 14:00 | 2.2977 | 30
2022-08-22 14:30 | 14:30 | 3.9499 | 30
2022-08-22 15:00 | 15:00 | 2.5907 | 30
2022-08-22 15:30 | 15:30 | 3.0546 | 30
2022-08-22 16:00 | 16:00 | 5.3633 | 30
2022-08-22 16:30 | 16:30 | 8.1098 | 30
2022-08-22 17:00 | 17:00 | 9.6384 | 30
2022-08-22 17:30 | 17:30 | 11.1632 | 30
2022-08-22 18:00 | 18:00 | 12.0525 | 30
2022-08-22 18:30 | 18:30 | 11.5109 | 30
2022-08-22 19:00 | 19:00 | 11.2814 | 30
2022-08-22 19:30 | 19:30 | 10.8621 | 30
2022-08-22 20:00 | 20:00 | 10.7542 | 30
2022-08-22 20:30 | 20:30 | 10.5363 | 30
2022-08-22 21:00 | 21:00 | 9.7536 | 30
2022-08-22 21:30 | 21:30 | 9.1057 | 30
2022-08-22 22:00 | 22:00 | 8.2762 | 30
2022-08-22 22:30 | 22:30 | 7.6172 | 30
2022-08-22 23:00 | 23:00 | 7.3663 | 30
2022-08-22 23:30 | 23:30 | 6.9966 | 30
2022-08-23 | 0:00 | 6.425 | 30
2022-08-23 00:30 | 0:30 | 6.3094 | 30
2022-08-23 01:00 | 1:00 | 6.4467 | 30
2022-08-23 01:30 | 1:30 | 6.203 | 30
2022-08-23 02:00 | 2:00 | 5.9447 | 30
2022-08-23 02:30 | 2:30 | 5.7398 | 30
2022-08-23 03:00 | 3:00 | 5.7135 | 30
2022-08-23 03:30 | 3:30 | 5.6757 | 30
2022-08-23 04:00 | 4:00 | 5.8404 | 30
2022-08-23 04:30 | 4:30 | 6.1999 | 30
2022-08-23 05:00 | 5:00 | 6.8798 | 30
2022-08-23 05:30 | 5:30 | 7.5984 | 30
2022-08-23 06:00 | 6:00 | 8.3335 | 30
2022-08-23 06:30 | 6:30 | 8.3486 | 30
2022-08-23 07:00 | 7:00 | 7.7752 | 30
2022-08-23 07:30 | 7:30 | 5.9397 | 30
2022-08-23 08:00 | 8:00 | 3.9257 | 30
2022-08-23 08:30 | 8:30 | 1.8853 | 30
2022-08-23 09:00 | 9:00 | 1.283 | 30
2022-08-23 09:30 | 9:30 | 1.7741 | 30
2022-08-23 10:00 | 10:00 | 2.4716 | 30
2022-08-23 10:30 | 10:30 | 3.0837 | 30
2022-08-23 11:00 | 11:00 | 3.5783 | 30
2022-08-23 11:30 | 11:30 | 3.7684 | 30
2022-08-23 12:00 | 12:00 | 3.3776 | 30
2022-08-23 12:30 | 12:30 | 1.7109 | 30
2022-08-23 13:00 | 13:00 | 1.1956 | 30
2022-08-23 13:30 | 13:30 | 2.4587 | 30
2022-08-23 14:00 | 14:00 | 1.7202 | 30
2022-08-23 14:30 | 14:30 | 1.4621 | 30
2022-08-23 15:00 | 15:00 | 2.7751 | 30
2022-08-23 15:30 | 15:30 | 5.3778 | 30
2022-08-23 16:00 | 16:00 | 5.4615 | 30
2022-08-23 16:30 | 16:30 | 6.7311 | 30
2022-08-23 17:00 | 17:00 | 8.5844 | 30
2022-08-23 17:30 | 17:30 | 9.8677 | 30
2022-08-23 18:00 | 18:00 | 10.3934 | 30
2022-08-23 18:30 | 18:30 | 10.3508 | 30
2022-08-23 19:00 | 19:00 | 10.1863 | 30
2022-08-23 19:30 | 19:30 | 9.7939 | 30
2022-08-23 20:00 | 20:00 | 9.5898 | 30
2022-08-23 20:30 | 20:30 | 9.1209 | 30
2022-08-23 21:00 | 21:00 | 8.5581 | 30
2022-08-23 21:30 | 21:30 | 8.1999 | 30
2022-08-23 22:00 | 22:00 | 7.5197 | 30
2022-08-23 22:30 | 22:30 | 6.9502 | 30
2022-08-23 23:00 | 23:00 | 7.3535 | 30
2022-08-23 23:30 | 23:30 | 7.3143 | 30
2022-08-24 | 0:00 | 6.8114 | 30
2022-08-24 00:30 | 0:30 | 6.401 | 30
2022-08-24 01:00 | 1:00 | 5.9385 | 30
2022-08-24 01:30 | 1:30 | 5.8347 | 30
2022-08-24 02:00 | 2:00 | 5.6123 | 30
2022-08-24 02:30 | 2:30 | 5.418 | 30
2022-08-24 03:00 | 3:00 | 5.5539 | 30
2022-08-24 03:30 | 3:30 | 7.023 | 30
2022-08-24 04:00 | 4:00 | 7.3869 | 30
2022-08-24 04:30 | 4:30 | 7.9274 | 30
2022-08-24 05:00 | 5:00 | 8.6703 | 30
2022-08-24 05:30 | 5:30 | 9.3786 | 30
2022-08-24 06:00 | 6:00 | 10.3786 | 30
2022-08-24 06:30 | 6:30 | 10.557 | 30
2022-08-24 07:00 | 7:00 | 9.6744 | 30
2022-08-24 07:30 | 7:30 | 7.9524 | 30
2022-08-24 08:00 | 8:00 | 5.6645 | 30
2022-08-24 08:30 | 8:30 | 3.3647 | 30
2022-08-24 09:00 | 9:00 | 1.6901 | 30
2022-08-24 09:30 | 9:30 | 0.60944 | 30
2022-08-24 10:00 | 10:00 | 1.1906 | 30
2022-08-24 10:30 | 10:30 | 1.9448 | 30
2022-08-24 11:00 | 11:00 | 2.5882 | 30
2022-08-24 11:30 | 11:30 | 3.2204 | 30
2022-08-24 12:00 | 12:00 | 4.1334 | 30
2022-08-24 12:30 | 12:30 | 4.1598 | 30
2022-08-24 13:00 | 13:00 | 2.9125 | 30
2022-08-24 13:30 | 13:30 | 2.2286 | 30
2022-08-24 14:00 | 14:00 | 2.1707 | 30
2022-08-24 14:30 | 14:30 | 1.6915 | 30
2022-08-24 15:00 | 15:00 | 1.5331 | 30
2022-08-24 15:30 | 15:30 | 2.8209 | 30
2022-08-24 16:00 | 16:00 | 4.6284 | 30
2022-08-24 16:30 | 16:30 | 6.6824 | 30
2022-08-24 17:00 | 17:00 | 8.4809 | 30
2022-08-24 17:30 | 17:30 | 10.4456 | 30
2022-08-24 18:00 | 18:00 | 11.6448 | 30
2022-08-24 18:30 | 18:30 | 11.9215 | 30
2022-08-24 19:00 | 19:00 | 11.7284 | 30
2022-08-24 19:30 | 19:30 | 11.428 | 30
2022-08-24 20:00 | 20:00 | 11.5394 | 30
2022-08-24 20:30 | 20:30 | 11.4595 | 30
2022-08-24 21:00 | 21:00 | 10.7452 | 30
2022-08-24 21:30 | 21:30 | 10.2496 | 30
2022-08-24 22:00 | 22:00 | 9.4434 | 30
2022-08-24 22:30 | 22:30 | 8.5944 | 30
2022-08-24 23:00 | 23:00 | 8.2665 | 30
2022-08-24 23:30 | 23:30 | 7.6564 | 30
2022-08-25 | 0:00 | 7.1665 | 30
2022-08-25 00:30 | 0:30 | 6.8842 | 30
2022-08-25 01:00 | 1:00 | 7.0169 | 30
2022-08-25 01:30 | 1:30 | 6.8891 | 30
2022-08-25 02:00 | 2:00 | 6.6606 | 30
2022-08-25 02:30 | 2:30 | 6.4947 | 30
2022-08-25 03:00 | 3:00 | 6.4818 | 30
2022-08-25 03:30 | 3:30 | 6.591 | 30
2022-08-25 04:00 | 4:00 | 6.9453 | 30
2022-08-25 04:30 | 4:30 | 7.5219 | 30
2022-08-25 05:00 | 5:00 | 8.5262 | 30
2022-08-25 05:30 | 5:30 | 9.4494 | 30
2022-08-25 06:00 | 6:00 | 10.5277 | 30
2022-08-25 06:30 | 6:30 | 10.8406 | 30
2022-08-25 07:00 | 7:00 | 10.1997 | 30
2022-08-25 07:30 | 7:30 | 8.4919 | 30
2022-08-25 08:00 | 8:00 | 5.9683 | 30
2022-08-25 08:30 | 8:30 | 3.3928 | 30
2022-08-25 09:00 | 9:00 | 1.5956 | 30
2022-08-25 09:30 | 9:30 | 1.052 | 30
2022-08-25 10:00 | 10:00 | 1.8298 | 30
2022-08-25 10:30 | 10:30 | 2.6982 | 30
2022-08-25 11:00 | 11:00 | 3.2138 | 30
2022-08-25 11:30 | 11:30 | 3.5749 | 30
2022-08-25 12:00 | 12:00 | 3.7046 | 30
2022-08-25 12:30 | 12:30 | 3.9094 | 30
2022-08-25 13:00 | 13:00 | 3.6007 | 30
2022-08-25 13:30 | 13:30 | 3.2237 | 30
2022-08-25 14:00 | 14:00 | 2.5063 | 30
2022-08-25 14:30 | 14:30 | 1.4404 | 30
2022-08-25 15:00 | 15:00 | 1.3868 | 30
2022-08-25 15:30 | 15:30 | 2.8471 | 30
2022-08-25 16:00 | 16:00 | 4.6005 | 30
2022-08-25 16:30 | 16:30 | 6.5647 | 30
2022-08-25 17:00 | 17:00 | 8.5863 | 30
2022-08-25 17:30 | 17:30 | 10.4558 | 30
2022-08-25 18:00 | 18:00 | 11.5055 | 30
2022-08-25 18:30 | 18:30 | 11.7301 | 30
2022-08-25 19:00 | 19:00 | 11.7874 | 30
2022-08-25 19:30 | 19:30 | 12.2815 | 30
2022-08-25 20:00 | 20:00 | 12.448 | 30
2022-08-25 20:30 | 20:30 | 12.1236 | 30
2022-08-25 21:00 | 21:00 | 11.3717 | 30
2022-08-25 21:30 | 21:30 | 11.0148 | 30
2022-08-25 22:00 | 22:00 | 10.1947 | 30
2022-08-25 22:30 | 22:30 | 9.3013 | 30
2022-08-25 23:00 | 23:00 | 9.1248 | 30
2022-08-25 23:30 | 23:30 | 8.5179 | 30
2022-08-26 | 0:00 | 8.0892 | 30
2022-08-26 00:30 | 0:30 | 7.783 | 30
2022-08-26 01:00 | 1:00 | 6.7133 | 30
2022-08-26 01:30 | 1:30 | 6.4421 | 30
2022-08-26 02:00 | 2:00 | 6.1891 | 30
2022-08-26 02:30 | 2:30 | 7.2192 | 30
2022-08-26 03:00 | 3:00 | 7.858 | 30
2022-08-26 03:30 | 3:30 | 7.9688 | 30
2022-08-26 04:00 | 4:00 | 8.2153 | 30
2022-08-26 04:30 | 4:30 | 8.4216 | 30
2022-08-26 05:00 | 5:00 | 8.7518 | 30
2022-08-26 05:30 | 5:30 | 9.487 | 30
2022-08-26 06:00 | 6:00 | 10.4938 | 30
2022-08-26 06:30 | 6:30 | 11.1046 | 30
2022-08-26 07:00 | 7:00 | 11.1081 | 30
2022-08-26 07:30 | 7:30 | 10.271 | 30
2022-08-26 08:00 | 8:00 | 6.6529 | 30
2022-08-26 08:30 | 8:30 | 5.534 | 30
2022-08-26 09:00 | 9:00 | 2.9322 | 30
2022-08-26 09:30 | 9:30 | 1.0371 | 30
2022-08-26 10:00 | 10:00 | 1.169 | 30
2022-08-26 10:30 | 10:30 | 1.2875 | 30
2022-08-26 11:00 | 11:00 | 1.3006 | 30
2022-08-26 11:30 | 11:30 | 1.3828 | 30
2022-08-26 12:00 | 12:00 | 2.1606 | 30
2022-08-26 12:30 | 12:30 | 2.7834 | 30
2022-08-26 13:00 | 13:00 | 2.7902 | 30
2022-08-26 13:30 | 13:30 | 2.6392 | 30
2022-08-26 14:00 | 14:00 | 1.7988 | 30
2022-08-26 14:30 | 14:30 | 1.496 | 30
2022-08-26 15:00 | 15:00 | 3.3099 | 30
2022-08-26 15:30 | 15:30 | 5.2356 | 30
2022-08-26 16:00 | 16:00 | 5.3211 | 30
2022-08-26 16:30 | 16:30 | 7.0016 | 30
2022-08-26 17:00 | 17:00 | 8.5649 | 30
2022-08-26 17:30 | 17:30 | 10.3062 | 30
2022-08-26 18:00 | 18:00 | 11.1437 | 30
2022-08-26 18:30 | 18:30 | 11.2998 | 30
2022-08-26 19:00 | 19:00 | 11.0748 | 30
2022-08-26 19:30 | 19:30 | 10.6507 | 30
2022-08-26 20:00 | 20:00 | 10.5369 | 30
2022-08-26 20:30 | 20:30 | 10.2905 | 30
2022-08-26 21:00 | 21:00 | 9.8611 | 30
2022-08-26 21:30 | 21:30 | 9.6505 | 30
2022-08-26 22:00 | 22:00 | 8.919 | 30
2022-08-26 22:30 | 22:30 | 8.2468 | 30
2022-08-26 23:00 | 23:00 | 8.0622 | 30
2022-08-26 23:30 | 23:30 | 7.9215 | 30
2022-08-27 | 0:00 | 7.4824 | 30
2022-08-27 00:30 | 0:30 | 7.2561 | 30
2022-08-27 01:00 | 1:00 | 7.1589 | 30
2022-08-27 01:30 | 1:30 | 6.8921 | 30
2022-08-27 02:00 | 2:00 | 6.6855 | 30
2022-08-27 02:30 | 2:30 | 6.5568 | 30
2022-08-27 03:00 | 3:00 | 6.4637 | 30
2022-08-27 03:30 | 3:30 | 6.4122 | 30
2022-08-27 04:00 | 4:00 | 6.3309 | 30
2022-08-27 04:30 | 4:30 | 6.4763 | 30
2022-08-27 05:00 | 5:00 | 6.7125 | 30
2022-08-27 05:30 | 5:30 | 7.0377 | 30
2022-08-27 06:00 | 6:00 | 7.6339 | 30
2022-08-27 06:30 | 6:30 | 7.6093 | 30
2022-08-27 07:00 | 7:00 | 6.8934 | 30
2022-08-27 07:30 | 7:30 | 5.7079 | 30
2022-08-27 08:00 | 8:00 | 4.405 | 30
2022-08-27 08:30 | 8:30 | 2.7092 | 30
2022-08-27 09:00 | 9:00 | 1.3849 | 30
2022-08-27 09:30 | 9:30 | 1.0299 | 30
2022-08-27 10:00 | 10:00 | 1.2567 | 30
2022-08-27 10:30 | 10:30 | 1.2078 | 30
2022-08-27 11:00 | 11:00 | 1.9759 | 30
2022-08-27 11:30 | 11:30 | 1.6146 | 30
2022-08-27 12:00 | 12:00 | 1.7315 | 30
2022-08-27 12:30 | 12:30 | 1.5003 | 30
2022-08-27 13:00 | 13:00 | 1.5732 | 30
2022-08-27 13:30 | 13:30 | 1.6744 | 30
2022-08-27 14:00 | 14:00 | 2.8923 | 30
2022-08-27 14:30 | 14:30 | 4.1374 | 30
2022-08-27 15:00 | 15:00 | 3.2367 | 30
2022-08-27 15:30 | 15:30 | 3.7844 | 30
2022-08-27 16:00 | 16:00 | 5.4004 | 30
2022-08-27 16:30 | 16:30 | 7.1396 | 30
2022-08-27 17:00 | 17:00 | 8.7314 | 30
2022-08-27 17:30 | 17:30 | 10.1532 | 30
2022-08-27 18:00 | 18:00 | 10.9407 | 30
2022-08-27 18:30 | 18:30 | 10.8262 | 30
2022-08-27 19:00 | 19:00 | 10.4465 | 30
2022-08-27 19:30 | 19:30 | 10.0885 | 30
2022-08-27 20:00 | 20:00 | 9.8969 | 30
2022-08-27 20:30 | 20:30 | 9.5242 | 30
2022-08-27 21:00 | 21:00 | 8.9822 | 30
2022-08-27 21:30 | 21:30 | 8.7473 | 30
2022-08-27 22:00 | 22:00 | 8.2047 | 30
2022-08-27 22:30 | 22:30 | 7.6326 | 30
2022-08-27 23:00 | 23:00 | 7.5943 | 30
2022-08-27 23:30 | 23:30 | 7.1873 | 30
2022-08-28 | 0:00 | 6.7393 | 30
2022-08-28 00:30 | 0:30 | 6.5977 | 30
2022-08-28 01:00 | 1:00 | 6.3701 | 30
2022-08-28 01:30 | 1:30 | 6.1574 | 30
2022-08-28 02:00 | 2:00 | 5.9692 | 30
2022-08-28 02:30 | 2:30 | 5.9752 | 30
2022-08-28 03:00 | 3:00 | 6.1868 | 30
2022-08-28 03:30 | 3:30 | 6.1265 | 30
2022-08-28 04:00 | 4:00 | 6.0989 | 30
2022-08-28 04:30 | 4:30 | 6.3018 | 30
2022-08-28 05:00 | 5:00 | 6.3998 | 30
2022-08-28 05:30 | 5:30 | 6.6303 | 30
2022-08-28 06:00 | 6:00 | 6.6104 | 30
2022-08-28 06:30 | 6:30 | 5.9371 | 30
2022-08-28 07:00 | 7:00 | 6.6368 | 30
2022-08-28 07:30 | 7:30 | 5.85 | 30
2022-08-28 08:00 | 8:00 | 3.9561 | 30
2022-08-28 08:30 | 8:30 | 2.1241 | 30
2022-08-28 09:00 | 9:00 | 1.188 | 30
2022-08-28 09:30 | 9:30 | 1.2826 | 30
2022-08-28 10:00 | 10:00 | 1.5803 | 30
2022-08-28 10:30 | 10:30 | 0.94681 | 30
2022-08-28 11:00 | 11:00 | 0.90908 | 30
2022-08-28 11:30 | 11:30 | 1.5024 | 30
2022-08-28 12:00 | 12:00 | 1.2955 | 30
2022-08-28 12:30 | 12:30 | 1.2505 | 30
2022-08-28 13:00 | 13:00 | 2.2695 | 30
2022-08-28 13:30 | 13:30 | 1.5442 | 30
2022-08-28 14:00 | 14:00 | 1.6955 | 30
2022-08-28 14:30 | 14:30 | 1.7037 | 30
2022-08-28 15:00 | 15:00 | 2.9532 | 30
2022-08-28 15:30 | 15:30 | 3.9876 | 30
2022-08-28 16:00 | 16:00 | 6.2831 | 30
2022-08-28 16:30 | 16:30 | 8.0861 | 30
2022-08-28 17:00 | 17:00 | 9.3199 | 30
2022-08-28 17:30 | 17:30 | 10.6313 | 30
2022-08-28 18:00 | 18:00 | 11.337 | 30
2022-08-28 18:30 | 18:30 | 11.3433 | 30
2022-08-28 19:00 | 19:00 | 11.133 | 30
2022-08-28 19:30 | 19:30 | 10.7388 | 30
2022-08-28 20:00 | 20:00 | 10.5139 | 30
2022-08-28 20:30 | 20:30 | 10.2108 | 30
2022-08-28 21:00 | 21:00 | 9.3668 | 30
2022-08-28 21:30 | 21:30 | 8.9788 | 30
2022-08-28 22:00 | 22:00 | 8.2851 | 30
2022-08-28 22:30 | 22:30 | 7.4875 | 30
2022-08-28 23:00 | 23:00 | 7.3433 | 30
2022-08-28 23:30 | 23:30 | 7.0403 | 30
2022-08-29 | 0:00 | 6.5044 | 30
2022-08-29 00:30 | 0:30 | 6.4064 | 30
2022-08-29 01:00 | 1:00 | 6.4604 | 30
2022-08-29 01:30 | 1:30 | 5.7006 | 30
2022-08-29 02:00 | 2:00 | 5.3614 | 30
2022-08-29 02:30 | 2:30 | 5.899 | 30
2022-08-29 03:00 | 3:00 | 5.9165 | 30
2022-08-29 03:30 | 3:30 | 5.8662 | 30
2022-08-29 04:00 | 4:00 | 6.0536 | 30
2022-08-29 04:30 | 4:30 | 6.4771 | 30
2022-08-29 05:00 | 5:00 | 6.9518 | 30
2022-08-29 05:30 | 5:30 | 7.4042 | 30
2022-08-29 06:00 | 6:00 | 8.1861 | 30
2022-08-29 06:30 | 6:30 | 9.1682 | 30
2022-08-29 07:00 | 7:00 | 9.1761 | 30
2022-08-29 07:30 | 7:30 | 8.7863 | 30
2022-08-29 08:00 | 8:00 | 6.3829 | 30
2022-08-29 08:30 | 8:30 | 6.7257 | 30
2022-08-29 09:00 | 9:00 | 4.3715 | 30
2022-08-29 09:30 | 9:30 | 1.8294 | 30
2022-08-29 10:00 | 10:00 | 1.517 | 30
2022-08-29 10:30 | 10:30 | 3.5323 | 30
2022-08-29 11:00 | 11:00 | 3.562 | 30
2022-08-29 11:30 | 11:30 | 1.8775 | 30
2022-08-29 12:00 | 12:00 | 1.8289 | 30
2022-08-29 12:30 | 12:30 | 1.4164 | 30
2022-08-29 13:00 | 13:00 | 1.435 | 30
2022-08-29 13:30 | 13:30 | 1.7322 | 30
2022-08-29 14:00 | 14:00 | 1.6222 | 30
2022-08-29 14:30 | 14:30 | 1.9628 | 30
2022-08-29 15:00 | 15:00 | 2.881 | 30
2022-08-29 15:30 | 15:30 | 4.3989 | 30
2022-08-29 16:00 | 16:00 | 5.6638 | 30
2022-08-29 16:30 | 16:30 | 7.3136 | 30
2022-08-29 17:00 | 17:00 | 9.0059 | 30
2022-08-29 17:30 | 17:30 | 10.6515 | 30
2022-08-29 18:00 | 18:00 | 11.3621 | 30
2022-08-29 18:30 | 18:30 | 10.9413 | 30
2022-08-29 19:00 | 19:00 | 10.6682 | 30
2022-08-29 19:30 | 19:30 | 10.2514 | 30
2022-08-29 20:00 | 20:00 | 10.045 | 30
2022-08-29 20:30 | 20:30 | 9.737 | 30
2022-08-29 21:00 | 21:00 | 8.8927 | 30
2022-08-29 21:30 | 21:30 | 8.3319 | 30
2022-08-29 22:00 | 22:00 | 7.5289 | 30
2022-08-29 22:30 | 22:30 | 6.9092 | 30
2022-08-29 23:00 | 23:00 | 6.6604 | 30
2022-08-29 23:30 | 23:30 | 6.3668 | 30
2022-08-30 | 0:00 | 5.794 | 30
2022-08-30 00:30 | 0:30 | 5.7122 | 30
2022-08-30 01:00 | 1:00 | 5.8676 | 30
2022-08-30 01:30 | 1:30 | 5.7365 | 30
2022-08-30 02:00 | 2:00 | 5.5661 | 30
2022-08-30 02:30 | 2:30 | 5.4184 | 30
2022-08-30 03:00 | 3:00 | 5.35 | 30
2022-08-30 03:30 | 3:30 | 5.3012 | 30
2022-08-30 04:00 | 4:00 | 5.2548 | 30
2022-08-30 04:30 | 4:30 | 5.6525 | 30
2022-08-30 05:00 | 5:00 | 6.4341 | 30
2022-08-30 05:30 | 5:30 | 6.9301 | 30
2022-08-30 06:00 | 6:00 | 7.3805 | 30
2022-08-30 06:30 | 6:30 | 7.6707 | 30
2022-08-30 07:00 | 7:00 | 7.8639 | 30
2022-08-30 07:30 | 7:30 | 6.8107 | 30
2022-08-30 08:00 | 8:00 | 5.6066 | 30
2022-08-30 08:30 | 8:30 | 4.8923 | 30
2022-08-30 09:00 | 9:00 | 5.5439 | 30
2022-08-30 09:30 | 9:30 | 5.1016 | 30
2022-08-30 10:00 | 10:00 | 4.2034 | 30
2022-08-30 10:30 | 10:30 | 5.5592 | 30
2022-08-30 11:00 | 11:00 | 5.5347 | 30
2022-08-30 11:30 | 11:30 | 4.104 | 30
2022-08-30 12:00 | 12:00 | 4.0399 | 30
2022-08-30 12:30 | 12:30 | 4.1428 | 30
2022-08-30 13:00 | 13:00 | 2.7337 | 30
2022-08-30 13:30 | 13:30 | 5.0999 | 30
2022-08-30 14:00 | 14:00 | 6.0264 | 30
2022-08-30 14:30 | 14:30 | 5.9195 | 30
2022-08-30 15:00 | 15:00 | 6.7571 | 30
2022-08-30 15:30 | 15:30 | 7.1216 | 30
2022-08-30 16:00 | 16:00 | 8.1963 | 30
2022-08-30 16:30 | 16:30 | 9.4065 | 30
2022-08-30 17:00 | 17:00 | 10.3121 | 30
2022-08-30 17:30 | 17:30 | 11.6123 | 30
2022-08-30 18:00 | 18:00 | 12.5308 | 30
2022-08-30 18:30 | 18:30 | 12.2749 | 30
2022-08-30 19:00 | 19:00 | 11.6613 | 30
2022-08-30 19:30 | 19:30 | 11.3805 | 30
2022-08-30 20:00 | 20:00 | 11.1326 | 30
2022-08-30 20:30 | 20:30 | 10.4339 | 30
2022-08-30 21:00 | 21:00 | 9.4082 | 30
2022-08-30 21:30 | 21:30 | 8.835 | 30
2022-08-30 22:00 | 22:00 | 7.9867 | 30
2022-08-30 22:30 | 22:30 | 7.1056 | 30
2022-08-30 23:00 | 23:00 | 6.9527 | 30
2022-08-30 23:30 | 23:30 | 6.4155 | 30
2022-08-31 | 0:00 | 5.8308 | 30
2022-08-31 00:30 | 0:30 | 5.6832 | 30
2022-08-31 01:00 | 1:00 | 5.6001 | 30
2022-08-31 01:30 | 1:30 | 5.4856 | 30
2022-08-31 02:00 | 2:00 | 5.1802 | 30
2022-08-31 02:30 | 2:30 | 5.0109 | 30
2022-08-31 03:00 | 3:00 | 5.1733 | 30
2022-08-31 03:30 | 3:30 | 5.4461 | 30
2022-08-31 04:00 | 4:00 | 5.7084 | 30
2022-08-31 04:30 | 4:30 | 6.05 | 30
2022-08-31 05:00 | 5:00 | 6.4786 | 30
2022-08-31 05:30 | 5:30 | 6.5616 | 30
2022-08-31 06:00 | 6:00 | 6.9775 | 30
2022-08-31 06:30 | 6:30 | 8.1953 | 30
2022-08-31 07:00 | 7:00 | 7.5923 | 30
2022-08-31 07:30 | 7:30 | 7.3896 | 30
2022-08-31 08:00 | 8:00 | 5.4905 | 30
2022-08-31 08:30 | 8:30 | 3.5667 | 30
2022-08-31 09:00 | 9:00 | 1.5587 | 30
2022-08-31 09:30 | 9:30 | 1.4346 | 30
2022-08-31 10:00 | 10:00 | 1.9939 | 30
2022-08-31 10:30 | 10:30 | 1.4335 | 30
2022-08-31 11:00 | 11:00 | 1.2869 | 30
2022-08-31 11:30 | 11:30 | 1.9016 | 30
2022-08-31 12:00 | 12:00 | 1.2606 | 30
2022-08-31 12:30 | 12:30 | 2.3127 | 30
2022-08-31 13:00 | 13:00 | 1.908 | 30
2022-08-31 13:30 | 13:30 | 1.8815 | 30
2022-08-31 14:00 | 14:00 | 3.9665 | 30
2022-08-31 14:30 | 14:30 | 3.5621 | 30
2022-08-31 15:00 | 15:00 | 5.6105 | 30
2022-08-31 15:30 | 15:30 | 6.633 | 30
2022-08-31 16:00 | 16:00 | 6.9658 | 30
2022-08-31 16:30 | 16:30 | 7.6921 | 30
2022-08-31 17:00 | 17:00 | 8.5519 | 30
2022-08-31 17:30 | 17:30 | 9.9343 | 30
2022-08-31 18:00 | 18:00 | 11.1701 | 30
2022-08-31 18:30 | 18:30 | 11.2034 | 30
2022-08-31 19:00 | 19:00 | 10.7264 | 30
2022-08-31 19:30 | 19:30 | 9.7931 | 30
2022-08-31 20:00 | 20:00 | 9.7552 | 30
2022-08-31 20:30 | 20:30 | 9.3451 | 30
2022-08-31 21:00 | 21:00 | 8.5659 | 30
2022-08-31 21:30 | 21:30 | 8.3016 | 30
2022-08-31 22:00 | 22:00 | 7.5486 | 30
2022-08-31 22:30 | 22:30 | 6.9265 | 30
2022-08-31 23:00 | 23:00 | 6.615 | 30
2022-08-31 23:30 | 23:30 | 6.3662 | 30
2022-09-01 | 0:00 | 6.0727 | 30
2022-09-01 00:30 | 0:30 | 6.0624 | 30
2022-09-01 01:00 | 1:00 | 5.9732 | 30
2022-09-01 01:30 | 1:30 | 5.7513 | 30
2022-09-01 02:00 | 2:00 | 5.5584 | 30
2022-09-01 02:30 | 2:30 | 5.3639 | 30
2022-09-01 03:00 | 3:00 | 5.377 | 30
2022-09-01 03:30 | 3:30 | 5.4937 | 30
2022-09-01 04:00 | 4:00 | 5.5563 | 30
2022-09-01 04:30 | 4:30 | 5.9714 | 30
2022-09-01 05:00 | 5:00 | 6.6321 | 30
2022-09-01 05:30 | 5:30 | 7.8481 | 30
2022-09-01 06:00 | 6:00 | 8.4333 | 30
2022-09-01 06:30 | 6:30 | 7.9764 | 30
2022-09-01 07:00 | 7:00 | 6.8231 | 30
2022-09-01 07:30 | 7:30 | 5.0289 | 30
2022-09-01 08:00 | 8:00 | 2.6787 | 30
2022-09-01 08:30 | 8:30 | 1.7927 | 30
2022-09-01 09:00 | 9:00 | 1.9523 | 30
2022-09-01 09:30 | 9:30 | 2.4982 | 30
2022-09-01 10:00 | 10:00 | 2.8054 | 30
2022-09-01 10:30 | 10:30 | 1.5022 | 30
2022-09-01 11:00 | 11:00 | 1.4453 | 30
2022-09-01 11:30 | 11:30 | 1.7633 | 30
2022-09-01 12:00 | 12:00 | 2.1332 | 30
2022-09-01 12:30 | 12:30 | 1.5106 | 30
2022-09-01 13:00 | 13:00 | 2.5889 | 30
2022-09-01 13:30 | 13:30 | 2.032 | 30
2022-09-01 14:00 | 14:00 | 1.2968 | 30
2022-09-01 14:30 | 14:30 | 1.791 | 30
2022-09-01 15:00 | 15:00 | 2.1298 | 30
2022-09-01 15:30 | 15:30 | 3.2425 | 30
2022-09-01 16:00 | 16:00 | 4.5363 | 30
2022-09-01 16:30 | 16:30 | 6.538 | 30
2022-09-01 17:00 | 17:00 | 8.0906 | 30
2022-09-01 17:30 | 17:30 | 9.4905 | 30
2022-09-01 18:00 | 18:00 | 10.2436 | 30
2022-09-01 18:30 | 18:30 | 10.2323 | 30
2022-09-01 19:00 | 19:00 | 9.8891 | 30
2022-09-01 19:30 | 19:30 | 9.6349 | 30
2022-09-01 20:00 | 20:00 | 9.4856 | 30
2022-09-01 20:30 | 20:30 | 9.3124 | 30
2022-09-01 21:00 | 21:00 | 8.8574 | 30
2022-09-01 21:30 | 21:30 | 8.4615 | 30
2022-09-01 22:00 | 22:00 | 7.7353 | 30
2022-09-01 22:30 | 22:30 | 6.9789 | 30
2022-09-01 23:00 | 23:00 | 6.7114 | 30
2022-09-01 23:30 | 23:30 | 6.4211 | 30
2022-09-02 | 0:00 | 6.0815 | 30
2022-09-02 00:30 | 0:30 | 5.7171 | 30
2022-09-02 01:00 | 1:00 | 5.6064 | 30
2022-09-02 01:30 | 1:30 | 5.4036 | 30
2022-09-02 02:00 | 2:00 | 5.2109 | 30
2022-09-02 02:30 | 2:30 | 5.186 | 30
2022-09-02 03:00 | 3:00 | 5.5517 | 30
2022-09-02 03:30 | 3:30 | 6.1229 | 30
2022-09-02 04:00 | 4:00 | 6.1833 | 30
2022-09-02 04:30 | 4:30 | 5.7651 | 30
2022-09-02 05:00 | 5:00 | 6.8884 | 30
2022-09-02 05:30 | 5:30 | 7.2169 | 30
2022-09-02 06:00 | 6:00 | 7.6836 | 30
2022-09-02 06:30 | 6:30 | 7.5151 | 30
2022-09-02 07:00 | 7:00 | 7.4246 | 30
2022-09-02 07:30 | 7:30 | 6.6485 | 30
2022-09-02 08:00 | 8:00 | 5.1788 | 30
2022-09-02 08:30 | 8:30 | 6.1002 | 30
2022-09-02 09:00 | 9:00 | 5.2142 | 30
2022-09-02 09:30 | 9:30 | 5.2478 | 30
2022-09-02 10:00 | 10:00 | 6.4667 | 30
2022-09-02 10:30 | 10:30 | 6.5652 | 30
2022-09-02 11:00 | 11:00 | 5.4675 | 30
2022-09-02 11:30 | 11:30 | 5.4052 | 30
2022-09-02 12:00 | 12:00 | 4.765 | 30
2022-09-02 12:30 | 12:30 | 5.2521 | 30
2022-09-02 13:00 | 13:00 | 5.7949 | 30
2022-09-02 13:30 | 13:30 | 6.2444 | 30
2022-09-02 14:00 | 14:00 | 6.5553 | 30
2022-09-02 14:30 | 14:30 | 6.821 | 30
2022-09-02 15:00 | 15:00 | 6.8183 | 30
2022-09-02 15:30 | 15:30 | 6.9851 | 30
2022-09-02 16:00 | 16:00 | 7.7344 | 30
2022-09-02 16:30 | 16:30 | 8.6502 | 30
2022-09-02 17:00 | 17:00 | 9.3049 | 30
2022-09-02 17:30 | 17:30 | 10.165 | 30
2022-09-02 18:00 | 18:00 | 10.5624 | 30
2022-09-02 18:30 | 18:30 | 10.5365 | 30
2022-09-02 19:00 | 19:00 | 10.1853 | 30
2022-09-02 19:30 | 19:30 | 9.724 | 30
2022-09-02 20:00 | 20:00 | 9.788 | 30
2022-09-02 20:30 | 20:30 | 9.505 | 30
2022-09-02 21:00 | 21:00 | 8.9754 | 30
2022-09-02 21:30 | 21:30 | 8.5795 | 30
2022-09-02 22:00 | 22:00 | 7.9697 | 30
2022-09-02 22:30 | 22:30 | 7.2513 | 30
2022-09-02 23:00 | 23:00 | 7.0345 | 30
2022-09-02 23:30 | 23:30 | 6.8158 | 30
2022-09-03 | 0:00 | 6.6239 | 30
2022-09-03 00:30 | 0:30 | 6.3877 | 30
2022-09-03 01:00 | 1:00 | 6.1735 | 30
2022-09-03 01:30 | 1:30 | 6.0169 | 30
2022-09-03 02:00 | 2:00 | 5.7381 | 30
2022-09-03 02:30 | 2:30 | 5.5908 | 30
2022-09-03 03:00 | 3:00 | 6.4259 | 30
2022-09-03 03:30 | 3:30 | 6.9034 | 30
2022-09-03 04:00 | 4:00 | 6.9532 | 30
2022-09-03 04:30 | 4:30 | 6.9161 | 30
2022-09-03 05:00 | 5:00 | 7.0508 | 30
2022-09-03 05:30 | 5:30 | 6.1525 | 30
2022-09-03 06:00 | 6:00 | 5.7114 | 30
2022-09-03 06:30 | 6:30 | 6.18 | 30
2022-09-03 07:00 | 7:00 | 6.3871 | 30
2022-09-03 07:30 | 7:30 | 7.0715 | 30
2022-09-03 08:00 | 8:00 | 7.8401 | 30
2022-09-03 08:30 | 8:30 | 6.8447 | 30
2022-09-03 09:00 | 9:00 | 8.1222 | 30
2022-09-03 09:30 | 9:30 | 6.802 | 30
2022-09-03 10:00 | 10:00 | 7.542 | 30
2022-09-03 10:30 | 10:30 | 4.6138 | 30
2022-09-03 11:00 | 11:00 | 4.3351 | 30
2022-09-03 11:30 | 11:30 | 3.3575 | 30
2022-09-03 12:00 | 12:00 | 3.3412 | 30
2022-09-03 12:30 | 12:30 | 3.1582 | 30
2022-09-03 13:00 | 13:00 | 2.1203 | 30
2022-09-03 13:30 | 13:30 | 2.8415 | 30
2022-09-03 14:00 | 14:00 | 5.0709 | 30
2022-09-03 14:30 | 14:30 | 4.2811 | 30
2022-09-03 15:00 | 15:00 | 3.3964 | 30
2022-09-03 15:30 | 15:30 | 4.5536 | 30
2022-09-03 16:00 | 16:00 | 4.6148 | 30
2022-09-03 16:30 | 16:30 | 6.7747 | 30
2022-09-03 17:00 | 17:00 | 8.7713 | 30
2022-09-03 17:30 | 17:30 | 10.0485 | 30
2022-09-03 18:00 | 18:00 | 10.5783 | 30
2022-09-03 18:30 | 18:30 | 10.4585 | 30
2022-09-03 19:00 | 19:00 | 9.9406 | 30
2022-09-03 19:30 | 19:30 | 9.6213 | 30
2022-09-03 20:00 | 20:00 | 10.047 | 30
2022-09-03 20:30 | 20:30 | 9.7191 | 30
2022-09-03 21:00 | 21:00 | 9.3016 | 30
2022-09-03 21:30 | 21:30 | 8.7971 | 30
2022-09-03 22:00 | 22:00 | 8.1256 | 30
2022-09-03 22:30 | 22:30 | 7.3887 | 30
2022-09-03 23:00 | 23:00 | 7.3546 | 30
2022-09-03 23:30 | 23:30 | 6.9843 | 30
2022-09-04 | 0:00 | 6.461 | 30
2022-09-04 00:30 | 0:30 | 6.1342 | 30
2022-09-04 01:00 | 1:00 | 6.0464 | 30
2022-09-04 01:30 | 1:30 | 5.7845 | 30
2022-09-04 02:00 | 2:00 | 5.5182 | 30
2022-09-04 02:30 | 2:30 | 5.3342 | 30
2022-09-04 03:00 | 3:00 | 5.2867 | 30
2022-09-04 03:30 | 3:30 | 5.2379 | 30
2022-09-04 04:00 | 4:00 | 5.1744 | 30
2022-09-04 04:30 | 4:30 | 5.1973 | 30
2022-09-04 05:00 | 5:00 | 5.3855 | 30
2022-09-04 05:30 | 5:30 | 5.4901 | 30
2022-09-04 06:00 | 6:00 | 5.5838 | 30
2022-09-04 06:30 | 6:30 | 5.0953 | 30
2022-09-04 07:00 | 7:00 | 4.5147 | 30
2022-09-04 07:30 | 7:30 | 3.5543 | 30
2022-09-04 08:00 | 8:00 | 3.0741 | 30
2022-09-04 08:30 | 8:30 | 3.2771 | 30
2022-09-04 09:00 | 9:00 | 1.3049 | 30
2022-09-04 09:30 | 9:30 | 2.0523 | 30
2022-09-04 10:00 | 10:00 | 1.7093 | 30
2022-09-04 10:30 | 10:30 | 1.5838 | 30
2022-09-04 11:00 | 11:00 | 1.7465 | 30
2022-09-04 11:30 | 11:30 | 2.6043 | 30
2022-09-04 12:00 | 12:00 | 1.8188 | 30
2022-09-04 12:30 | 12:30 | 2.0754 | 30
2022-09-04 13:00 | 13:00 | 1.7207 | 30
2022-09-04 13:30 | 13:30 | 1.6808 | 30
2022-09-04 14:00 | 14:00 | 2.1039 | 30
2022-09-04 14:30 | 14:30 | 3.1447 | 30
2022-09-04 15:00 | 15:00 | 5.002 | 30
2022-09-04 15:30 | 15:30 | 5.9075 | 30
2022-09-04 16:00 | 16:00 | 5.7057 | 30
2022-09-04 16:30 | 16:30 | 6.6013 | 30
2022-09-04 17:00 | 17:00 | 8.7493 | 30
2022-09-04 17:30 | 17:30 | 10.2298 | 30
2022-09-04 18:00 | 18:00 | 11.072 | 30
2022-09-04 18:30 | 18:30 | 11.0268 | 30
2022-09-04 19:00 | 19:00 | 10.5996 | 30
2022-09-04 19:30 | 19:30 | 10.263 | 30
2022-09-04 20:00 | 20:00 | 10.2166 | 30
2022-09-04 20:30 | 20:30 | 10.0396 | 30
2022-09-04 21:00 | 21:00 | 9.3777 | 30
2022-09-04 21:30 | 21:30 | 8.935 | 30
2022-09-04 22:00 | 22:00 | 7.9772 | 30
2022-09-04 22:30 | 22:30 | 7.2933 | 30
2022-09-04 23:00 | 23:00 | 7.0995 | 30
2022-09-04 23:30 | 23:30 | 6.6899 | 30
2022-09-05 | 0:00 | 6.0994 | 30
2022-09-05 00:30 | 0:30 | 6.0018 | 30
2022-09-05 01:00 | 1:00 | 6.0472 | 30
2022-09-05 01:30 | 1:30 | 6.0596 | 30
2022-09-05 02:00 | 2:00 | 5.9627 | 30
2022-09-05 02:30 | 2:30 | 5.883 | 30
2022-09-05 03:00 | 3:00 | 5.8889 | 30
2022-09-05 03:30 | 3:30 | 5.9107 | 30
2022-09-05 04:00 | 4:00 | 6.0486 | 30
2022-09-05 04:30 | 4:30 | 6.4609 | 30
2022-09-05 05:00 | 5:00 | 7.0656 | 30
2022-09-05 05:30 | 5:30 | 7.7861 | 30
2022-09-05 06:00 | 6:00 | 8.6501 | 30
2022-09-05 06:30 | 6:30 | 8.5159 | 30
2022-09-05 07:00 | 7:00 | 7.6243 | 30
2022-09-05 07:30 | 7:30 | 5.3619 | 30
2022-09-05 08:00 | 8:00 | 3.3362 | 30
2022-09-05 08:30 | 8:30 | 1.38 | 30
2022-09-05 09:00 | 9:00 | 1.433 | 30
2022-09-05 09:30 | 9:30 | 1.8417 | 30
2022-09-05 10:00 | 10:00 | 1.5603 | 30
2022-09-05 10:30 | 10:30 | 2.0941 | 30
2022-09-05 11:00 | 11:00 | 1.1166 | 30
2022-09-05 11:30 | 11:30 | 2.1916 | 30
2022-09-05 12:00 | 12:00 | 1.3923 | 30
2022-09-05 12:30 | 12:30 | 1.46 | 30
2022-09-05 13:00 | 13:00 | 1.815 | 30
2022-09-05 13:30 | 13:30 | 3.6332 | 30
2022-09-05 14:00 | 14:00 | 3.2837 | 30
2022-09-05 14:30 | 14:30 | 4.3581 | 30
2022-09-05 15:00 | 15:00 | 4.8486 | 30
2022-09-05 15:30 | 15:30 | 5.6694 | 30
2022-09-05 16:00 | 16:00 | 6.2769 | 30
2022-09-05 16:30 | 16:30 | 7.9127 | 30
2022-09-05 17:00 | 17:00 | 9.2083 | 30
2022-09-05 17:30 | 17:30 | 11.0081 | 30
2022-09-05 18:00 | 18:00 | 11.7912 | 30
2022-09-05 18:30 | 18:30 | 11.8389 | 30
2022-09-05 19:00 | 19:00 | 11.4738 | 30
2022-09-05 19:30 | 19:30 | 11.113 | 30
2022-09-05 20:00 | 20:00 | 11.0422 | 30
2022-09-05 20:30 | 20:30 | 10.4519 | 30
2022-09-05 21:00 | 21:00 | 9.6381 | 30
2022-09-05 21:30 | 21:30 | 9.2913 | 30
2022-09-05 22:00 | 22:00 | 8.7225 | 30
2022-09-05 22:30 | 22:30 | 8.0106 | 30
2022-09-05 23:00 | 23:00 | 7.8897 | 30
2022-09-05 23:30 | 23:30 | 7.525 | 30
2022-09-06 | 0:00 | 7.1414 | 30
2022-09-06 00:30 | 0:30 | 6.8868 | 30
2022-09-06 01:00 | 1:00 | 6.3959 | 30
2022-09-06 01:30 | 1:30 | 5.9083 | 30
2022-09-06 02:00 | 2:00 | 5.682 | 30
2022-09-06 02:30 | 2:30 | 5.553 | 30
2022-09-06 03:00 | 3:00 | 5.522 | 30
2022-09-06 03:30 | 3:30 | 5.6415 | 30
2022-09-06 04:00 | 4:00 | 6.4535 | 30
2022-09-06 04:30 | 4:30 | 6.851 | 30
2022-09-06 05:00 | 5:00 | 7.5843 | 30
2022-09-06 05:30 | 5:30 | 8.1735 | 30
2022-09-06 06:00 | 6:00 | 9.747 | 30
2022-09-06 06:30 | 6:30 | 8.561 | 30
2022-09-06 07:00 | 7:00 | 7.2046 | 30
2022-09-06 07:30 | 7:30 | 5.125 | 30
2022-09-06 08:00 | 8:00 | 4.9474 | 30
2022-09-06 08:30 | 8:30 | 1.9689 | 30
2022-09-06 09:00 | 9:00 | 1.3943 | 30
2022-09-06 09:30 | 9:30 | 2.0851 | 30
2022-09-06 10:00 | 10:00 | 3.3186 | 30
2022-09-06 10:30 | 10:30 | 3.8221 | 30
2022-09-06 11:00 | 11:00 | 2.3062 | 30
2022-09-06 11:30 | 11:30 | 1.6385 | 30
2022-09-06 12:00 | 12:00 | 1.494 | 30
2022-09-06 12:30 | 12:30 | 1.4461 | 30
2022-09-06 13:00 | 13:00 | 1.3043 | 30
2022-09-06 13:30 | 13:30 | 1.5242 | 30
2022-09-06 14:00 | 14:00 | 1.2715 | 30
2022-09-06 14:30 | 14:30 | 2.6171 | 30
2022-09-06 15:00 | 15:00 | 4.4849 | 30
2022-09-06 15:30 | 15:30 | 4.7732 | 30
2022-09-06 16:00 | 16:00 | 5.8613 | 30
2022-09-06 16:30 | 16:30 | 7.2982 | 30
2022-09-06 17:00 | 17:00 | 8.8745 | 30
2022-09-06 17:30 | 17:30 | 10.655 | 30
2022-09-06 18:00 | 18:00 | 11.5933 | 30
2022-09-06 18:30 | 18:30 | 11.428 | 30
2022-09-06 19:00 | 19:00 | 11.0833 | 30
2022-09-06 19:30 | 19:30 | 10.682 | 30
2022-09-06 20:00 | 20:00 | 10.675 | 30
2022-09-06 20:30 | 20:30 | 10.2317 | 30
2022-09-06 21:00 | 21:00 | 9.555 | 30
2022-09-06 21:30 | 21:30 | 9.0431 | 30
2022-09-06 22:00 | 22:00 | 8.1555 | 30
2022-09-06 22:30 | 22:30 | 7.4259 | 30
2022-09-06 23:00 | 23:00 | 7.1856 | 30
2022-09-06 23:30 | 23:30 | 6.7452 | 30
2022-09-07 | 0:00 | 6.3022 | 30
2022-09-07 00:30 | 0:30 | 6.0983 | 30
2022-09-07 01:00 | 1:00 | 6.0548 | 30
2022-09-07 01:30 | 1:30 | 5.8595 | 30
2022-09-07 02:00 | 2:00 | 5.6756 | 30
2022-09-07 02:30 | 2:30 | 5.5626 | 30
2022-09-07 03:00 | 3:00 | 5.6013 | 30
2022-09-07 03:30 | 3:30 | 5.6328 | 30
2022-09-07 04:00 | 4:00 | 5.8843 | 30
2022-09-07 04:30 | 4:30 | 6.3337 | 30
2022-09-07 05:00 | 5:00 | 6.9706 | 30
2022-09-07 05:30 | 5:30 | 7.6233 | 30
2022-09-07 06:00 | 6:00 | 8.2828 | 30
2022-09-07 06:30 | 6:30 | 7.7811 | 30
2022-09-07 07:00 | 7:00 | 6.7266 | 30
2022-09-07 07:30 | 7:30 | 4.8924 | 30
2022-09-07 08:00 | 8:00 | 2.607 | 30
2022-09-07 08:30 | 8:30 | 1.1987 | 30
2022-09-07 09:00 | 9:00 | 1.4789 | 30
2022-09-07 09:30 | 9:30 | 1.8556 | 30
2022-09-07 10:00 | 10:00 | 1.3526 | 30
2022-09-07 10:30 | 10:30 | 1.8857 | 30
2022-09-07 11:00 | 11:00 | 1.4295 | 30
2022-09-07 11:30 | 11:30 | 1.5759 | 30
2022-09-07 12:00 | 12:00 | 1.6327 | 30
2022-09-07 12:30 | 12:30 | 2.2194 | 30
2022-09-07 13:00 | 13:00 | 2.2103 | 30
2022-09-07 13:30 | 13:30 | 1.7288 | 30
2022-09-07 14:00 | 14:00 | 2.0127 | 30
2022-09-07 14:30 | 14:30 | 2.7674 | 30
2022-09-07 15:00 | 15:00 | 2.7119 | 30
2022-09-07 15:30 | 15:30 | 2.8325 | 30
2022-09-07 16:00 | 16:00 | 4.8453 | 30
2022-09-07 16:30 | 16:30 | 7.0771 | 30
2022-09-07 17:00 | 17:00 | 8.4153 | 30
2022-09-07 17:30 | 17:30 | 10.0691 | 30
2022-09-07 18:00 | 18:00 | 11.1276 | 30
2022-09-07 18:30 | 18:30 | 11.1021 | 30
2022-09-07 19:00 | 19:00 | 10.9202 | 30
2022-09-07 19:30 | 19:30 | 10.5723 | 30
2022-09-07 20:00 | 20:00 | 10.7627 | 30
2022-09-07 20:30 | 20:30 | 10.5208 | 30
2022-09-07 21:00 | 21:00 | 9.8034 | 30
2022-09-07 21:30 | 21:30 | 9.3833 | 30
2022-09-07 22:00 | 22:00 | 8.5334 | 30
2022-09-07 22:30 | 22:30 | 7.8442 | 30
2022-09-07 23:00 | 23:00 | 7.5259 | 30
2022-09-07 23:30 | 23:30 | 6.8752 | 30
2022-09-08 | 0:00 | 6.4088 | 30
2022-09-08 00:30 | 0:30 | 6.1462 | 30
2022-09-08 01:00 | 1:00 | 6.0489 | 30
2022-09-08 01:30 | 1:30 | 6.1124 | 30
2022-09-08 02:00 | 2:00 | 5.8688 | 30
2022-09-08 02:30 | 2:30 | 5.723 | 30
2022-09-08 03:00 | 3:00 | 5.6994 | 30
2022-09-08 03:30 | 3:30 | 5.8037 | 30
2022-09-08 04:00 | 4:00 | 5.9315 | 30
2022-09-08 04:30 | 4:30 | 6.3429 | 30
2022-09-08 05:00 | 5:00 | 7.1161 | 30
2022-09-08 05:30 | 5:30 | 7.6354 | 30
2022-09-08 06:00 | 6:00 | 8.2146 | 30
2022-09-08 06:30 | 6:30 | 8.3755 | 30
2022-09-08 07:00 | 7:00 | 8.4302 | 30
2022-09-08 07:30 | 7:30 | 6.9076 | 30
2022-09-08 08:00 | 8:00 | 5.8299 | 30
2022-09-08 08:30 | 8:30 | 6.3375 | 30
2022-09-08 09:00 | 9:00 | 3.5563 | 30
2022-09-08 09:30 | 9:30 | 2.0348 | 30
2022-09-08 10:00 | 10:00 | 2.449 | 30
2022-09-08 10:30 | 10:30 | 1.6776 | 30
2022-09-08 11:00 | 11:00 | 3.1041 | 30
2022-09-08 11:30 | 11:30 | 1.4548 | 30
2022-09-08 12:00 | 12:00 | 1.1502 | 30
2022-09-08 12:30 | 12:30 | 1.0452 | 30
2022-09-08 13:00 | 13:00 | 1.3136 | 30
2022-09-08 13:30 | 13:30 | 1.7741 | 30
2022-09-08 14:00 | 14:00 | 3.231 | 30
2022-09-08 14:30 | 14:30 | 3.3351 | 30
2022-09-08 15:00 | 15:00 | 2.2473 | 30
2022-09-08 15:30 | 15:30 | 4.9301 | 30
2022-09-08 16:00 | 16:00 | 5.9931 | 30
2022-09-08 16:30 | 16:30 | 7.5052 | 30
2022-09-08 17:00 | 17:00 | 8.8856 | 30
2022-09-08 17:30 | 17:30 | 10.168 | 30
2022-09-08 18:00 | 18:00 | 10.7894 | 30
2022-09-08 18:30 | 18:30 | 10.8725 | 30
2022-09-08 19:00 | 19:00 | 10.5116 | 30
2022-09-08 19:30 | 19:30 | 10.0198 | 30
2022-09-08 20:00 | 20:00 | 10.0314 | 30
2022-09-08 20:30 | 20:30 | 9.7731 | 30
2022-09-08 21:00 | 21:00 | 9.0418 | 30
2022-09-08 21:30 | 21:30 | 8.7819 | 30
2022-09-08 22:00 | 22:00 | 8.0639 | 30
2022-09-08 22:30 | 22:30 | 7.3281 | 30
2022-09-08 23:00 | 23:00 | 7.0123 | 30
2022-09-08 23:30 | 23:30 | 6.5413 | 30
2022-09-09 | 0:00 | 6.0251 | 30
2022-09-09 00:30 | 0:30 | 5.7615 | 30
2022-09-09 01:00 | 1:00 | 5.7713 | 30
2022-09-09 01:30 | 1:30 | 5.415 | 30
2022-09-09 02:00 | 2:00 | 5.2442 | 30
2022-09-09 02:30 | 2:30 | 5.1661 | 30
2022-09-09 03:00 | 3:00 | 5.1153 | 30
2022-09-09 03:30 | 3:30 | 5.0891 | 30
2022-09-09 04:00 | 4:00 | 5.2414 | 30
2022-09-09 04:30 | 4:30 | 5.4983 | 30
2022-09-09 05:00 | 5:00 | 5.9836 | 30
2022-09-09 05:30 | 5:30 | 6.3707 | 30
2022-09-09 06:00 | 6:00 | 6.8888 | 30
2022-09-09 06:30 | 6:30 | 7.5937 | 30
2022-09-09 07:00 | 7:00 | 8.6148 | 30
2022-09-09 07:30 | 7:30 | 9.5238 | 30
2022-09-09 08:00 | 8:00 | 8.9014 | 30
2022-09-09 08:30 | 8:30 | 7.6086 | 30
2022-09-09 09:00 | 9:00 | 7.9163 | 30
2022-09-09 09:30 | 9:30 | 6.2885 | 30
2022-09-09 10:00 | 10:00 | 6.8831 | 30
2022-09-09 10:30 | 10:30 | 4.9379 | 30
2022-09-09 11:00 | 11:00 | 5.097 | 30
2022-09-09 11:30 | 11:30 | 4.9951 | 30
2022-09-09 12:00 | 12:00 | 4.5129 | 30
2022-09-09 12:30 | 12:30 | 1.5903 | 30
2022-09-09 13:00 | 13:00 | 2.946 | 30
2022-09-09 13:30 | 13:30 | 2.8153 | 30
2022-09-09 14:00 | 14:00 | 1.4664 | 30
2022-09-09 14:30 | 14:30 | 2.5609 | 30
2022-09-09 15:00 | 15:00 | 4.0747 | 30
2022-09-09 15:30 | 15:30 | 4.5928 | 30
2022-09-09 16:00 | 16:00 | 6.7018 | 30
2022-09-09 16:30 | 16:30 | 7.4743 | 30
2022-09-09 17:00 | 17:00 | 8.2003 | 30
2022-09-09 17:30 | 17:30 | 9.3097 | 30
2022-09-09 18:00 | 18:00 | 9.9648 | 30
2022-09-09 18:30 | 18:30 | 9.9738 | 30
2022-09-09 19:00 | 19:00 | 9.7981 | 30
2022-09-09 19:30 | 19:30 | 9.3462 | 30
2022-09-09 20:00 | 20:00 | 9.5731 | 30
2022-09-09 20:30 | 20:30 | 9.2429 | 30
2022-09-09 21:00 | 21:00 | 8.7214 | 30
2022-09-09 21:30 | 21:30 | 8.4582 | 30
2022-09-09 22:00 | 22:00 | 8.0069 | 30
2022-09-09 22:30 | 22:30 | 7.4255 | 30
2022-09-09 23:00 | 23:00 | 7.2607 | 30
2022-09-09 23:30 | 23:30 | 6.6898 | 30
2022-09-10 | 0:00 | 6.0508 | 30
2022-09-10 00:30 | 0:30 | 5.9196 | 30
2022-09-10 01:00 | 1:00 | 5.7831 | 30
2022-09-10 01:30 | 1:30 | 5.5436 | 30
2022-09-10 02:00 | 2:00 | 5.2935 | 30
2022-09-10 02:30 | 2:30 | 5.1443 | 30
2022-09-10 03:00 | 3:00 | 4.9757 | 30
2022-09-10 03:30 | 3:30 | 4.8983 | 30
2022-09-10 04:00 | 4:00 | 4.872 | 30
2022-09-10 04:30 | 4:30 | 4.932 | 30
2022-09-10 05:00 | 5:00 | 5.2121 | 30
2022-09-10 05:30 | 5:30 | 5.4021 | 30
2022-09-10 06:00 | 6:00 | 5.7755 | 30
2022-09-10 06:30 | 6:30 | 5.5311 | 30
2022-09-10 07:00 | 7:00 | 5.5948 | 30
2022-09-10 07:30 | 7:30 | 5.6028 | 30
2022-09-10 08:00 | 8:00 | 4.0117 | 30
2022-09-10 08:30 | 8:30 | 1.6008 | 30
2022-09-10 09:00 | 9:00 | 1.4127 | 30
2022-09-10 09:30 | 9:30 | 2.2672 | 30
2022-09-10 10:00 | 10:00 | 3.0732 | 30
2022-09-10 10:30 | 10:30 | 2.6494 | 30
2022-09-10 11:00 | 11:00 | 2.0579 | 30
2022-09-10 11:30 | 11:30 | 2.4987 | 30
2022-09-10 12:00 | 12:00 | 2.2315 | 30
2022-09-10 12:30 | 12:30 | 1.7304 | 30
2022-09-10 13:00 | 13:00 | 1.8777 | 30
2022-09-10 13:30 | 13:30 | 2.5331 | 30
2022-09-10 14:00 | 14:00 | 1.7113 | 30
2022-09-10 14:30 | 14:30 | 1.4472 | 30
2022-09-10 15:00 | 15:00 | 1.3341 | 30
2022-09-10 15:30 | 15:30 | 2.6665 | 30
2022-09-10 16:00 | 16:00 | 4.345 | 30
2022-09-10 16:30 | 16:30 | 5.882 | 30
2022-09-10 17:00 | 17:00 | 7.2888 | 30
2022-09-10 17:30 | 17:30 | 8.528 | 30
2022-09-10 18:00 | 18:00 | 9.1718 | 30
2022-09-10 18:30 | 18:30 | 9.095 | 30
2022-09-10 19:00 | 19:00 | 8.626 | 30
2022-09-10 19:30 | 19:30 | 8.3578 | 30
2022-09-10 20:00 | 20:00 | 8.3541 | 30
2022-09-10 20:30 | 20:30 | 8.1722 | 30
2022-09-10 21:00 | 21:00 | 7.9115 | 30
2022-09-10 21:30 | 21:30 | 7.6984 | 30
2022-09-10 22:00 | 22:00 | 7.1833 | 30
2022-09-10 22:30 | 22:30 | 6.7168 | 30
2022-09-10 23:00 | 23:00 | 6.7582 | 30
2022-09-10 23:30 | 23:30 | 6.4514 | 30
2022-09-11 | 0:00 | 5.9709 | 30
2022-09-11 00:30 | 0:30 | 5.8786 | 30
2022-09-11 01:00 | 1:00 | 5.7029 | 30
2022-09-11 01:30 | 1:30 | 5.3419 | 30
2022-09-11 02:00 | 2:00 | 5.0848 | 30
2022-09-11 02:30 | 2:30 | 5.107 | 30
2022-09-11 03:00 | 3:00 | 5.0364 | 30
2022-09-11 03:30 | 3:30 | 5.0159 | 30
2022-09-11 04:00 | 4:00 | 5.0409 | 30
2022-09-11 04:30 | 4:30 | 5.1344 | 30
2022-09-11 05:00 | 5:00 | 5.2839 | 30
2022-09-11 05:30 | 5:30 | 5.3081 | 30
2022-09-11 06:00 | 6:00 | 5.3778 | 30
2022-09-11 06:30 | 6:30 | 4.8209 | 30
2022-09-11 07:00 | 7:00 | 4.2367 | 30
2022-09-11 07:30 | 7:30 | 3.7359 | 30
2022-09-11 08:00 | 8:00 | 2.1213 | 30
2022-09-11 08:30 | 8:30 | 1.3325 | 30
2022-09-11 09:00 | 9:00 | 1.7237 | 30
2022-09-11 09:30 | 9:30 | 2.5667 | 30
2022-09-11 10:00 | 10:00 | 3.2332 | 30
2022-09-11 10:30 | 10:30 | 3.3798 | 30
2022-09-11 11:00 | 11:00 | 3.6822 | 30
2022-09-11 11:30 | 11:30 | 3.8998 | 30
2022-09-11 12:00 | 12:00 | 3.9891 | 30
2022-09-11 12:30 | 12:30 | 3.2746 | 30
2022-09-11 13:00 | 13:00 | 3.8489 | 30
2022-09-11 13:30 | 13:30 | 3.4797 | 30
2022-09-11 14:00 | 14:00 | 2.4731 | 30
2022-09-11 14:30 | 14:30 | 1.3473 | 30
2022-09-11 15:00 | 15:00 | 1.6268 | 30
2022-09-11 15:30 | 15:30 | 3.673 | 30
2022-09-11 16:00 | 16:00 | 5.7759 | 30
2022-09-11 16:30 | 16:30 | 6.7886 | 30
2022-09-11 17:00 | 17:00 | 8.2088 | 30
2022-09-11 17:30 | 17:30 | 9.7211 | 30
2022-09-11 18:00 | 18:00 | 10.3805 | 30
2022-09-11 18:30 | 18:30 | 10.3271 | 30
2022-09-11 19:00 | 19:00 | 9.7875 | 30
2022-09-11 19:30 | 19:30 | 9.1532 | 30
2022-09-11 20:00 | 20:00 | 9.0998 | 30
2022-09-11 20:30 | 20:30 | 8.7875 | 30
2022-09-11 21:00 | 21:00 | 8.2859 | 30
2022-09-11 21:30 | 21:30 | 8.0018 | 30
2022-09-11 22:00 | 22:00 | 7.3207 | 30
2022-09-11 22:30 | 22:30 | 6.6664 | 30
2022-09-11 23:00 | 23:00 | 6.5533 | 30
2022-09-11 23:30 | 23:30 | 6.1245 | 30
2022-09-12 | 0:00 | 5.608 | 30
2022-09-12 00:30 | 0:30 | 5.2187 | 30
2022-09-12 01:00 | 1:00 | 5.2103 | 30
2022-09-12 01:30 | 1:30 | 5.0945 | 30
2022-09-12 02:00 | 2:00 | 4.8385 | 30
2022-09-12 02:30 | 2:30 | 4.7378 | 30
2022-09-12 03:00 | 3:00 | 4.7779 | 30
2022-09-12 03:30 | 3:30 | 4.9256 | 30
2022-09-12 04:00 | 4:00 | 4.9796 | 30
2022-09-12 04:30 | 4:30 | 5.3667 | 30
2022-09-12 05:00 | 5:00 | 5.7121 | 30
2022-09-12 05:30 | 5:30 | 6.0892 | 30
2022-09-12 06:00 | 6:00 | 6.5864 | 30
2022-09-12 06:30 | 6:30 | 6.7296 | 30
2022-09-12 07:00 | 7:00 | 6.8769 | 30
2022-09-12 07:30 | 7:30 | 6.4434 | 30
2022-09-12 08:00 | 8:00 | 6.2812 | 30
2022-09-12 08:30 | 8:30 | 5.952 | 30
2022-09-12 09:00 | 9:00 | 6.3472 | 30
2022-09-12 09:30 | 9:30 | 3.8543 | 30
2022-09-12 10:00 | 10:00 | 1.732 | 30
2022-09-12 10:30 | 10:30 | 2.1428 | 30
2022-09-12 11:00 | 11:00 | 2.3126 | 30
2022-09-12 11:30 | 11:30 | 1.833 | 30
2022-09-12 12:00 | 12:00 | 2.9501 | 30
2022-09-12 12:30 | 12:30 | 3.2428 | 30
2022-09-12 13:00 | 13:00 | 1.9268 | 30
2022-09-12 13:30 | 13:30 | 2.6296 | 30
2022-09-12 14:00 | 14:00 | 2.2652 | 30
2022-09-12 14:30 | 14:30 | 1.4512 | 30
2022-09-12 15:00 | 15:00 | 1.7845 | 30
2022-09-12 15:30 | 15:30 | 2.3822 | 30
2022-09-12 16:00 | 16:00 | 4.0671 | 30
2022-09-12 16:30 | 16:30 | 5.9653 | 30
2022-09-12 17:00 | 17:00 | 7.8888 | 30
2022-09-12 17:30 | 17:30 | 9.4477 | 30
2022-09-12 18:00 | 18:00 | 10.3479 | 30
2022-09-12 18:30 | 18:30 | 10.2591 | 30
2022-09-12 19:00 | 19:00 | 9.8594 | 30
2022-09-12 19:30 | 19:30 | 9.4698 | 30
2022-09-12 20:00 | 20:00 | 9.338 | 30
2022-09-12 20:30 | 20:30 | 8.9099 | 30
2022-09-12 21:00 | 21:00 | 8.3929 | 30
2022-09-12 21:30 | 21:30 | 8.0787 | 30
2022-09-12 22:00 | 22:00 | 7.2213 | 30
2022-09-12 22:30 | 22:30 | 6.5585 | 30
2022-09-12 23:00 | 23:00 | 6.3606 | 30
2022-09-12 23:30 | 23:30 | 6.0779 | 30
2022-09-13 | 0:00 | 5.7218 | 30
2022-09-13 00:30 | 0:30 | 5.5277 | 30
2022-09-13 01:00 | 1:00 | 5.5023 | 30
2022-09-13 01:30 | 1:30 | 5.3129 | 30
2022-09-13 02:00 | 2:00 | 5.0634 | 30
2022-09-13 02:30 | 2:30 | 4.9891 | 30
2022-09-13 03:00 | 3:00 | 4.9357 | 30
2022-09-13 03:30 | 3:30 | 4.9413 | 30
2022-09-13 04:00 | 4:00 | 5.0966 | 30
2022-09-13 04:30 | 4:30 | 5.5995 | 30
2022-09-13 05:00 | 5:00 | 6.0707 | 30
2022-09-13 05:30 | 5:30 | 6.4165 | 30
2022-09-13 06:00 | 6:00 | 6.7022 | 30
2022-09-13 06:30 | 6:30 | 6.1145 | 30
2022-09-13 07:00 | 7:00 | 5.1199 | 30
2022-09-13 07:30 | 7:30 | 3.4779 | 30
2022-09-13 08:00 | 8:00 | 1.7492 | 30
2022-09-13 08:30 | 8:30 | 1.4227 | 30
2022-09-13 09:00 | 9:00 | 2.5237 | 30
2022-09-13 09:30 | 9:30 | 3.6451 | 30
2022-09-13 10:00 | 10:00 | 4.1799 | 30
2022-09-13 10:30 | 10:30 | 4.4967 | 30
2022-09-13 11:00 | 11:00 | 4.758 | 30
2022-09-13 11:30 | 11:30 | 4.8569 | 30
2022-09-13 12:00 | 12:00 | 4.7445 | 30
2022-09-13 12:30 | 12:30 | 4.4524 | 30
2022-09-13 13:00 | 13:00 | 3.651 | 30
2022-09-13 13:30 | 13:30 | 1.9709 | 30
2022-09-13 14:00 | 14:00 | 1.5422 | 30
2022-09-13 14:30 | 14:30 | 1.9791 | 30
2022-09-13 15:00 | 15:00 | 1.3229 | 30
2022-09-13 15:30 | 15:30 | 2.483 | 30
2022-09-13 16:00 | 16:00 | 4.2657 | 30
2022-09-13 16:30 | 16:30 | 6.1897 | 30
2022-09-13 17:00 | 17:00 | 7.9458 | 30
2022-09-13 17:30 | 17:30 | 9.5447 | 30
2022-09-13 18:00 | 18:00 | 10.3969 | 30
2022-09-13 18:30 | 18:30 | 10.3353 | 30
2022-09-13 19:00 | 19:00 | 9.9421 | 30
2022-09-13 19:30 | 19:30 | 9.3161 | 30
2022-09-13 20:00 | 20:00 | 9.3867 | 30
2022-09-13 20:30 | 20:30 | 9.0353 | 30
2022-09-13 21:00 | 21:00 | 8.4216 | 30
2022-09-13 21:30 | 21:30 | 8.0068 | 30
2022-09-13 22:00 | 22:00 | 7.2718 | 30
2022-09-13 22:30 | 22:30 | 6.6893 | 30
2022-09-13 23:00 | 23:00 | 6.3513 | 30
2022-09-13 23:30 | 23:30 | 5.9189 | 30
2022-09-14 | 0:00 | 5.5156 | 30
2022-09-14 00:30 | 0:30 | 5.3572 | 30
2022-09-14 01:00 | 1:00 | 5.3702 | 30
2022-09-14 01:30 | 1:30 | 5.2293 | 30
2022-09-14 02:00 | 2:00 | 4.986 | 30
2022-09-14 02:30 | 2:30 | 4.8378 | 30
2022-09-14 03:00 | 3:00 | 4.8191 | 30
2022-09-14 03:30 | 3:30 | 5.0298 | 30
2022-09-14 04:00 | 4:00 | 5.6945 | 30
2022-09-14 04:30 | 4:30 | 5.9989 | 30
2022-09-14 05:00 | 5:00 | 6.4574 | 30
2022-09-14 05:30 | 5:30 | 6.6361 | 30
2022-09-14 06:00 | 6:00 | 6.3131 | 30
2022-09-14 06:30 | 6:30 | 5.9281 | 30
2022-09-14 07:00 | 7:00 | 5.1561 | 30
2022-09-14 07:30 | 7:30 | 3.6372 | 30
2022-09-14 08:00 | 8:00 | 2.4358 | 30
2022-09-14 08:30 | 8:30 | 1.2676 | 30
2022-09-14 09:00 | 9:00 | 1.9974 | 30
2022-09-14 09:30 | 9:30 | 3.0973 | 30
2022-09-14 10:00 | 10:00 | 3.6776 | 30
2022-09-14 10:30 | 10:30 | 3.7145 | 30
2022-09-14 11:00 | 11:00 | 2.4044 | 30
2022-09-14 11:30 | 11:30 | 2.3884 | 30
2022-09-14 12:00 | 12:00 | 1.8638 | 30
2022-09-14 12:30 | 12:30 | 1.2298 | 30
2022-09-14 13:00 | 13:00 | 1.2306 | 30
2022-09-14 13:30 | 13:30 | 1.2784 | 30
2022-09-14 14:00 | 14:00 | 1.6558 | 30
2022-09-14 14:30 | 14:30 | 2.3191 | 30
2022-09-14 15:00 | 15:00 | 1.3531 | 30
2022-09-14 15:30 | 15:30 | 2.4155 | 30
2022-09-14 16:00 | 16:00 | 4.1936 | 30
2022-09-14 16:30 | 16:30 | 6.0183 | 30
2022-09-14 17:00 | 17:00 | 7.7352 | 30
2022-09-14 17:30 | 17:30 | 9.3429 | 30
2022-09-14 18:00 | 18:00 | 10.1665 | 30
2022-09-14 18:30 | 18:30 | 10.2251 | 30
2022-09-14 19:00 | 19:00 | 10.0899 | 30
2022-09-14 19:30 | 19:30 | 9.6625 | 30
2022-09-14 20:00 | 20:00 | 9.4672 | 30
2022-09-14 20:30 | 20:30 | 9.0996 | 30
2022-09-14 21:00 | 21:00 | 8.54 | 30
2022-09-14 21:30 | 21:30 | 7.9302 | 30
2022-09-14 22:00 | 22:00 | 7.2669 | 30
2022-09-14 22:30 | 22:30 | 6.661 | 30
2022-09-14 23:00 | 23:00 | 6.5475 | 30
2022-09-14 23:30 | 23:30 | 6.1401 | 30
2022-09-15 | 0:00 | 5.7696 | 30
2022-09-15 00:30 | 0:30 | 5.5676 | 30
2022-09-15 01:00 | 1:00 | 5.4937 | 30
2022-09-15 01:30 | 1:30 | 5.3308 | 30
2022-09-15 02:00 | 2:00 | 5.4193 | 30
2022-09-15 02:30 | 2:30 | 5.2745 | 30
2022-09-15 03:00 | 3:00 | 5.1701 | 30
2022-09-15 03:30 | 3:30 | 5.167 | 30
2022-09-15 04:00 | 4:00 | 5.2171 | 30
2022-09-15 04:30 | 4:30 | 5.5793 | 30
2022-09-15 05:00 | 5:00 | 5.9733 | 30
2022-09-15 05:30 | 5:30 | 6.3931 | 30
2022-09-15 06:00 | 6:00 | 6.6316 | 30
2022-09-15 06:30 | 6:30 | 6.17 | 30
2022-09-15 07:00 | 7:00 | 5.6429 | 30
2022-09-15 07:30 | 7:30 | 3.4591 | 30
2022-09-15 08:00 | 8:00 | 2.4153 | 30
2022-09-15 08:30 | 8:30 | 1.7815 | 30
2022-09-15 09:00 | 9:00 | 1.4868 | 30
2022-09-15 09:30 | 9:30 | 1.621 | 30
2022-09-15 10:00 | 10:00 | 2.9789 | 30
2022-09-15 10:30 | 10:30 | 3.6775 | 30
2022-09-15 11:00 | 11:00 | 2.9885 | 30
2022-09-15 11:30 | 11:30 | 1.5875 | 30
2022-09-15 12:00 | 12:00 | 2.9888 | 30
2022-09-15 12:30 | 12:30 | 4.2001 | 30
2022-09-15 13:00 | 13:00 | 1.8502 | 30
2022-09-15 13:30 | 13:30 | 2.1017 | 30
2022-09-15 14:00 | 14:00 | 3.5364 | 30
2022-09-15 14:30 | 14:30 | 4.5024 | 30
2022-09-15 15:00 | 15:00 | 4.6 | 30
2022-09-15 15:30 | 15:30 | 5.3479 | 30
2022-09-15 16:00 | 16:00 | 7.1075 | 30
2022-09-15 16:30 | 16:30 | 8.268 | 30
2022-09-15 17:00 | 17:00 | 8.9613 | 30
2022-09-15 17:30 | 17:30 | 9.8001 | 30
2022-09-15 18:00 | 18:00 | 10.3842 | 30
2022-09-15 18:30 | 18:30 | 10.3487 | 30
2022-09-15 19:00 | 19:00 | 9.8726 | 30
2022-09-15 19:30 | 19:30 | 9.2622 | 30
2022-09-15 20:00 | 20:00 | 9.1894 | 30
2022-09-15 20:30 | 20:30 | 8.9373 | 30
2022-09-15 21:00 | 21:00 | 8.2468 | 30
2022-09-15 21:30 | 21:30 | 7.9941 | 30
2022-09-15 22:00 | 22:00 | 7.3057 | 30
2022-09-15 22:30 | 22:30 | 6.6229 | 30
2022-09-15 23:00 | 23:00 | 6.5444 | 30
2022-09-15 23:30 | 23:30 | 6.1375 | 30
2022-09-16 | 0:00 | 5.6758 | 30
2022-09-16 00:30 | 0:30 | 5.3862 | 30
2022-09-16 01:00 | 1:00 | 5.4061 | 30
2022-09-16 01:30 | 1:30 | 5.2026 | 30
2022-09-16 02:00 | 2:00 | 5.0173 | 30
2022-09-16 02:30 | 2:30 | 4.7823 | 30
2022-09-16 03:00 | 3:00 | 4.7328 | 30
2022-09-16 03:30 | 3:30 | 4.7689 | 30
2022-09-16 04:00 | 4:00 | 4.8336 | 30
2022-09-16 04:30 | 4:30 | 5.24 | 30
2022-09-16 05:00 | 5:00 | 5.558 | 30
2022-09-16 05:30 | 5:30 | 5.9007 | 30
2022-09-16 06:00 | 6:00 | 6.0859 | 30
2022-09-16 06:30 | 6:30 | 7.0218 | 30
2022-09-16 07:00 | 7:00 | 7.6654 | 30
2022-09-16 07:30 | 7:30 | 6.7122 | 30
2022-09-16 08:00 | 8:00 | 5.9135 | 30
2022-09-16 08:30 | 8:30 | 4.8934 | 30
2022-09-16 09:00 | 9:00 | 4.2594 | 30
2022-09-16 09:30 | 9:30 | 5.5176 | 30
2022-09-16 10:00 | 10:00 | 3.4666 | 30
2022-09-16 10:30 | 10:30 | 3.0761 | 30
2022-09-16 11:00 | 11:00 | 3.6403 | 30
2022-09-16 11:30 | 11:30 | 5.2708 | 30
2022-09-16 12:00 | 12:00 | 5.9377 | 30
2022-09-16 12:30 | 12:30 | 4.1175 | 30
2022-09-16 13:00 | 13:00 | 2.0718 | 30
2022-09-16 13:30 | 13:30 | 1.5653 | 30
2022-09-16 14:00 | 14:00 | 3.8859 | 30
2022-09-16 14:30 | 14:30 | 4.9149 | 30
2022-09-16 15:00 | 15:00 | 3.8481 | 30
2022-09-16 15:30 | 15:30 | 5.0786 | 30
2022-09-16 16:00 | 16:00 | 4.9277 | 30
2022-09-16 16:30 | 16:30 | 6.0691 | 30
2022-09-16 17:00 | 17:00 | 7.5061 | 30
2022-09-16 17:30 | 17:30 | 9.0157 | 30
2022-09-16 18:00 | 18:00 | 9.7956 | 30
2022-09-16 18:30 | 18:30 | 9.8186 | 30
2022-09-16 19:00 | 19:00 | 9.6213 | 30
2022-09-16 19:30 | 19:30 | 9.2268 | 30
2022-09-16 20:00 | 20:00 | 9.1764 | 30
2022-09-16 20:30 | 20:30 | 9.0461 | 30
2022-09-16 21:00 | 21:00 | 8.5196 | 30
2022-09-16 21:30 | 21:30 | 8.1162 | 30
2022-09-16 22:00 | 22:00 | 7.3167 | 30
2022-09-16 22:30 | 22:30 | 6.6947 | 30
2022-09-16 23:00 | 23:00 | 6.4823 | 30
2022-09-16 23:30 | 23:30 | 6.2089 | 30
2022-09-17 | 0:00 | 5.7835 | 30
2022-09-17 00:30 | 0:30 | 5.6418 | 30
2022-09-17 01:00 | 1:00 | 5.679 | 30
2022-09-17 01:30 | 1:30 | 5.5432 | 30
2022-09-17 02:00 | 2:00 | 5.2521 | 30
2022-09-17 02:30 | 2:30 | 5.101 | 30
2022-09-17 03:00 | 3:00 | 5.0377 | 30
2022-09-17 03:30 | 3:30 | 4.9641 | 30
2022-09-17 04:00 | 4:00 | 4.9908 | 30
2022-09-17 04:30 | 4:30 | 4.8636 | 30
2022-09-17 05:00 | 5:00 | 5.0724 | 30
2022-09-17 05:30 | 5:30 | 5.1912 | 30
2022-09-17 06:00 | 6:00 | 5.6882 | 30
2022-09-17 06:30 | 6:30 | 5.5429 | 30
2022-09-17 07:00 | 7:00 | 5.4355 | 30
2022-09-17 07:30 | 7:30 | 5.1981 | 30
2022-09-17 08:00 | 8:00 | 5.3455 | 30
2022-09-17 08:30 | 8:30 | 3.9077 | 30
2022-09-17 09:00 | 9:00 | 2.6875 | 30
2022-09-17 09:30 | 9:30 | 2.0698 | 30
2022-09-17 10:00 | 10:00 | 1.5513 | 30
2022-09-17 10:30 | 10:30 | 1.7598 | 30
2022-09-17 11:00 | 11:00 | 1.5193 | 30
2022-09-17 11:30 | 11:30 | 1.4568 | 30
2022-09-17 12:00 | 12:00 | 1.4535 | 30
2022-09-17 12:30 | 12:30 | 2.2695 | 30
2022-09-17 13:00 | 13:00 | 1.9645 | 30
2022-09-17 13:30 | 13:30 | 1.9467 | 30
2022-09-17 14:00 | 14:00 | 1.2245 | 30
2022-09-17 14:30 | 14:30 | 1.5466 | 30
2022-09-17 15:00 | 15:00 | 1.5698 | 30
2022-09-17 15:30 | 15:30 | 2.6524 | 30
2022-09-17 16:00 | 16:00 | 4.3597 | 30
2022-09-17 16:30 | 16:30 | 6.0054 | 30
2022-09-17 17:00 | 17:00 | 7.1995 | 30
2022-09-17 17:30 | 17:30 | 8.3541 | 30
2022-09-17 18:00 | 18:00 | 8.9445 | 30
2022-09-17 18:30 | 18:30 | 8.8384 | 30
2022-09-17 19:00 | 19:00 | 8.4388 | 30
2022-09-17 19:30 | 19:30 | 8.2371 | 30
2022-09-17 20:00 | 20:00 | 8.1713 | 30
2022-09-17 20:30 | 20:30 | 7.8917 | 30
2022-09-17 21:00 | 21:00 | 7.6109 | 30
2022-09-17 21:30 | 21:30 | 7.2525 | 30
2022-09-17 22:00 | 22:00 | 6.8588 | 30
2022-09-17 22:30 | 22:30 | 6.3229 | 30
2022-09-17 23:00 | 23:00 | 6.3958 | 30
2022-09-17 23:30 | 23:30 | 6.13 | 30
2022-09-18 | 0:00 | 5.6403 | 30
2022-09-18 00:30 | 0:30 | 5.4753 | 30
2022-09-18 01:00 | 1:00 | 5.4717 | 30
2022-09-18 01:30 | 1:30 | 5.2939 | 30
2022-09-18 02:00 | 2:00 | 5.0602 | 30
2022-09-18 02:30 | 2:30 | 4.8921 | 30
2022-09-18 03:00 | 3:00 | 4.7888 | 30
2022-09-18 03:30 | 3:30 | 4.8276 | 30
2022-09-18 04:00 | 4:00 | 4.8031 | 30
2022-09-18 04:30 | 4:30 | 4.8394 | 30
2022-09-18 05:00 | 5:00 | 4.9847 | 30
2022-09-18 05:30 | 5:30 | 5.0691 | 30
2022-09-18 06:00 | 6:00 | 4.656 | 30
2022-09-18 06:30 | 6:30 | 3.9192 | 30
2022-09-18 07:00 | 7:00 | 3.4801 | 30
2022-09-18 07:30 | 7:30 | 3.0086 | 30
2022-09-18 08:00 | 8:00 | 1.6104 | 30
2022-09-18 08:30 | 8:30 | 1.2398 | 30
2022-09-18 09:00 | 9:00 | 2.0902 | 30
2022-09-18 09:30 | 9:30 | 2.8426 | 30
2022-09-18 10:00 | 10:00 | 3.2718 | 30
2022-09-18 10:30 | 10:30 | 3.7042 | 30
2022-09-18 11:00 | 11:00 | 4.1392 | 30
2022-09-18 11:30 | 11:30 | 4.3006 | 30
2022-09-18 12:00 | 12:00 | 4.588 | 30
2022-09-18 12:30 | 12:30 | 4.5763 | 30
2022-09-18 13:00 | 13:00 | 4.3274 | 30
2022-09-18 13:30 | 13:30 | 3.7591 | 30
2022-09-18 14:00 | 14:00 | 2.8624 | 30
2022-09-18 14:30 | 14:30 | 1.7473 | 30
2022-09-18 15:00 | 15:00 | 1.3171 | 30
2022-09-18 15:30 | 15:30 | 2.7163 | 30
2022-09-18 16:00 | 16:00 | 4.5309 | 30
2022-09-18 16:30 | 16:30 | 6.2086 | 30
2022-09-18 17:00 | 17:00 | 7.7232 | 30
2022-09-18 17:30 | 17:30 | 8.9655 | 30
2022-09-18 18:00 | 18:00 | 9.7563 | 30
2022-09-18 18:30 | 18:30 | 9.8811 | 30
2022-09-18 19:00 | 19:00 | 9.1254 | 30
2022-09-18 19:30 | 19:30 | 8.7349 | 30
2022-09-18 20:00 | 20:00 | 8.5543 | 30
2022-09-18 20:30 | 20:30 | 8.2574 | 30
2022-09-18 21:00 | 21:00 | 7.7328 | 30
2022-09-18 21:30 | 21:30 | 7.5404 | 30
2022-09-18 22:00 | 22:00 | 6.947 | 30
2022-09-18 22:30 | 22:30 | 6.5048 | 30
2022-09-18 23:00 | 23:00 | 6.3481 | 30
2022-09-18 23:30 | 23:30 | 5.99 | 30
2022-09-19 | 0:00 | 5.5866 | 30
2022-09-19 00:30 | 0:30 | 5.505 | 30
2022-09-19 01:00 | 1:00 | 5.409 | 30
2022-09-19 01:30 | 1:30 | 5.1873 | 30
2022-09-19 02:00 | 2:00 | 5.0069 | 30
2022-09-19 02:30 | 2:30 | 4.88 | 30
2022-09-19 03:00 | 3:00 | 4.8036 | 30
2022-09-19 03:30 | 3:30 | 4.8017 | 30
2022-09-19 04:00 | 4:00 | 4.9816 | 30
2022-09-19 04:30 | 4:30 | 5.2319 | 30
2022-09-19 05:00 | 5:00 | 5.6024 | 30
2022-09-19 05:30 | 5:30 | 5.8689 | 30
2022-09-19 06:00 | 6:00 | 6.0029 | 30
2022-09-19 06:30 | 6:30 | 5.1599 | 30
2022-09-19 07:00 | 7:00 | 4.1081 | 30
2022-09-19 07:30 | 7:30 | 2.66 | 30
2022-09-19 08:00 | 8:00 | 1.2517 | 30
2022-09-19 08:30 | 8:30 | 1.3108 | 30
2022-09-19 09:00 | 9:00 | 2.3396 | 30
2022-09-19 09:30 | 9:30 | 3.4064 | 30
2022-09-19 10:00 | 10:00 | 3.927 | 30
2022-09-19 10:30 | 10:30 | 4.0252 | 30
2022-09-19 11:00 | 11:00 | 4.4537 | 30
2022-09-19 11:30 | 11:30 | 4.594 | 30
2022-09-19 12:00 | 12:00 | 4.515 | 30
2022-09-19 12:30 | 12:30 | 4.3544 | 30
2022-09-19 13:00 | 13:00 | 4.1211 | 30
2022-09-19 13:30 | 13:30 | 3.4033 | 30
2022-09-19 14:00 | 14:00 | 2.5974 | 30
2022-09-19 14:30 | 14:30 | 1.4885 | 30
2022-09-19 15:00 | 15:00 | 1.2006 | 30
2022-09-19 15:30 | 15:30 | 2.5784 | 30
2022-09-19 16:00 | 16:00 | 4.1779 | 30
2022-09-19 16:30 | 16:30 | 5.939 | 30
2022-09-19 17:00 | 17:00 | 7.6025 | 30
2022-09-19 17:30 | 17:30 | 9.0361 | 30
2022-09-19 18:00 | 18:00 | 10.1044 | 30
2022-09-19 18:30 | 18:30 | 10.0846 | 30
2022-09-19 19:00 | 19:00 | 9.5455 | 30
2022-09-19 19:30 | 19:30 | 8.7824 | 30
2022-09-19 20:00 | 20:00 | 8.6022 | 30
2022-09-19 20:30 | 20:30 | 8.2658 | 30
2022-09-19 21:00 | 21:00 | 7.7706 | 30
2022-09-19 21:30 | 21:30 | 7.4719 | 30
2022-09-19 22:00 | 22:00 | 6.9759 | 30
2022-09-19 22:30 | 22:30 | 6.4287 | 30
2022-09-19 23:00 | 23:00 | 6.2169 | 30
2022-09-19 23:30 | 23:30 | 5.8686 | 30
2022-09-20 | 0:00 | 5.443 | 30
2022-09-20 00:30 | 0:30 | 5.582 | 30
2022-09-20 01:00 | 1:00 | 5.6582 | 30
2022-09-20 01:30 | 1:30 | 5.4245 | 30
2022-09-20 02:00 | 2:00 | 5.2547 | 30
2022-09-20 02:30 | 2:30 | 5.1722 | 30
2022-09-20 03:00 | 3:00 | 5.1598 | 30
2022-09-20 03:30 | 3:30 | 5.1736 | 30
2022-09-20 04:00 | 4:00 | 5.2576 | 30
2022-09-20 04:30 | 4:30 | 5.5066 | 30
2022-09-20 05:00 | 5:00 | 5.7973 | 30
2022-09-20 05:30 | 5:30 | 6.1731 | 30
2022-09-20 06:00 | 6:00 | 5.9813 | 30
2022-09-20 06:30 | 6:30 | 5.1835 | 30
2022-09-20 07:00 | 7:00 | 3.9483 | 30
2022-09-20 07:30 | 7:30 | 2.5025 | 30
2022-09-20 08:00 | 8:00 | 1.3569 | 30
2022-09-20 08:30 | 8:30 | 1.8416 | 30
2022-09-20 09:00 | 9:00 | 2.493 | 30
2022-09-20 09:30 | 9:30 | 3.4587 | 30
2022-09-20 10:00 | 10:00 | 4.1051 | 30
2022-09-20 10:30 | 10:30 | 4.3206 | 30
2022-09-20 11:00 | 11:00 | 4.7727 | 30
2022-09-20 11:30 | 11:30 | 4.9109 | 30
2022-09-20 12:00 | 12:00 | 4.6974 | 30
2022-09-20 12:30 | 12:30 | 4.5405 | 30
2022-09-20 13:00 | 13:00 | 4.1405 | 30
2022-09-20 13:30 | 13:30 | 3.4313 | 30
2022-09-20 14:00 | 14:00 | 2.5206 | 30
2022-09-20 14:30 | 14:30 | 1.4509 | 30
2022-09-20 15:00 | 15:00 | 1.6201 | 30
2022-09-20 15:30 | 15:30 | 3.3088 | 30
2022-09-20 16:00 | 16:00 | 4.7455 | 30
2022-09-20 16:30 | 16:30 | 6.0747 | 30
2022-09-20 17:00 | 17:00 | 7.5547 | 30
2022-09-20 17:30 | 17:30 | 8.8566 | 30
2022-09-20 18:00 | 18:00 | 9.6312 | 30
2022-09-20 18:30 | 18:30 | 9.6875 | 30
2022-09-20 19:00 | 19:00 | 9.235 | 30
2022-09-20 19:30 | 19:30 | 8.8583 | 30
2022-09-20 20:00 | 20:00 | 8.6986 | 30
2022-09-20 20:30 | 20:30 | 8.3801 | 30
2022-09-20 21:00 | 21:00 | 7.8482 | 30
2022-09-20 21:30 | 21:30 | 7.4374 | 30
2022-09-20 22:00 | 22:00 | 6.7127 | 30
2022-09-20 22:30 | 22:30 | 6.2681 | 30
2022-09-20 23:00 | 23:00 | 6.0815 | 30
2022-09-20 23:30 | 23:30 | 5.7578 | 30
2022-09-21 | 0:00 | 5.3358 | 30
2022-09-21 00:30 | 0:30 | 5.2244 | 30
2022-09-21 01:00 | 1:00 | 5.1476 | 30
2022-09-21 01:30 | 1:30 | 4.9773 | 30
2022-09-21 02:00 | 2:00 | 4.7047 | 30
2022-09-21 02:30 | 2:30 | 4.5978 | 30
2022-09-21 03:00 | 3:00 | 4.5875 | 30
2022-09-21 03:30 | 3:30 | 4.6733 | 30
2022-09-21 04:00 | 4:00 | 4.663 | 30
2022-09-21 04:30 | 4:30 | 5.0058 | 30
2022-09-21 05:00 | 5:00 | 5.3545 | 30
2022-09-21 05:30 | 5:30 | 5.5437 | 30
2022-09-21 06:00 | 6:00 | 5.5071 | 30
2022-09-21 06:30 | 6:30 | 5.5827 | 30
2022-09-21 07:00 | 7:00 | 4.8366 | 30
2022-09-21 07:30 | 7:30 | 4.0003 | 30
2022-09-21 08:00 | 8:00 | 3.2259 | 30
2022-09-21 08:30 | 8:30 | 2.8306 | 30
2022-09-21 09:00 | 9:00 | 2.2204 | 30
2022-09-21 09:30 | 9:30 | 2.2805 | 30
2022-09-21 10:00 | 10:00 | 1.4827 | 30
2022-09-21 10:30 | 10:30 | 2.478 | 30
2022-09-21 11:00 | 11:00 | 2.8289 | 30
2022-09-21 11:30 | 11:30 | 2.3709 | 30
2022-09-21 12:00 | 12:00 | 3.0998 | 30
2022-09-21 12:30 | 12:30 | 3.7395 | 30
2022-09-21 13:00 | 13:00 | 4.0858 | 30
2022-09-21 13:30 | 13:30 | 4.3851 | 30
2022-09-21 14:00 | 14:00 | 4.4801 | 30
2022-09-21 14:30 | 14:30 | 5.1693 | 30
2022-09-21 15:00 | 15:00 | 5.7934 | 30
2022-09-21 15:30 | 15:30 | 6.3629 | 30
2022-09-21 16:00 | 16:00 | 6.6053 | 30
2022-09-21 16:30 | 16:30 | 6.8679 | 30
2022-09-21 17:00 | 17:00 | 7.9226 | 30
2022-09-21 17:30 | 17:30 | 9.0552 | 30
2022-09-21 18:00 | 18:00 | 9.5736 | 30
2022-09-21 18:30 | 18:30 | 9.608 | 30
2022-09-21 19:00 | 19:00 | 9.3411 | 30
2022-09-21 19:30 | 19:30 | 9.0913 | 30
2022-09-21 20:00 | 20:00 | 8.9377 | 30
2022-09-21 20:30 | 20:30 | 8.4458 | 30
2022-09-21 21:00 | 21:00 | 7.9673 | 30
2022-09-21 21:30 | 21:30 | 7.6684 | 30
2022-09-21 22:00 | 22:00 | 7.01 | 30
2022-09-21 22:30 | 22:30 | 6.4048 | 30
2022-09-21 23:00 | 23:00 | 6.2259 | 30
2022-09-21 23:30 | 23:30 | 5.9196 | 30
2022-09-22 | 0:00 | 5.7523 | 30
2022-09-22 00:30 | 0:30 | 5.5338 | 30
2022-09-22 01:00 | 1:00 | 5.4755 | 30
2022-09-22 01:30 | 1:30 | 5.2241 | 30
2022-09-22 02:00 | 2:00 | 5.0108 | 30
2022-09-22 02:30 | 2:30 | 4.8554 | 30
2022-09-22 03:00 | 3:00 | 4.7465 | 30
2022-09-22 03:30 | 3:30 | 4.7037 | 30
2022-09-22 04:00 | 4:00 | 4.6378 | 30
2022-09-22 04:30 | 4:30 | 4.6844 | 30
2022-09-22 05:00 | 5:00 | 4.9384 | 30
2022-09-22 05:30 | 5:30 | 5.0551 | 30
2022-09-22 06:00 | 6:00 | 5.215 | 30
2022-09-22 06:30 | 6:30 | 5.6915 | 30
2022-09-22 07:00 | 7:00 | 6.0557 | 30
2022-09-22 07:30 | 7:30 | 6.4266 | 30
2022-09-22 08:00 | 8:00 | 6.6291 | 30
2022-09-22 08:30 | 8:30 | 6.2977 | 30
2022-09-22 09:00 | 9:00 | 6.9149 | 30
2022-09-22 09:30 | 9:30 | 7.0879 | 30
2022-09-22 10:00 | 10:00 | 6.0853 | 30
2022-09-22 10:30 | 10:30 | 6.6124 | 30
2022-09-22 11:00 | 11:00 | 6.8273 | 30
2022-09-22 11:30 | 11:30 | 4.7509 | 30
2022-09-22 12:00 | 12:00 | 3.9068 | 30
2022-09-22 12:30 | 12:30 | 2.5693 | 30
2022-09-22 13:00 | 13:00 | 1.9065 | 30
2022-09-22 13:30 | 13:30 | 1.8646 | 30
2022-09-22 14:00 | 14:00 | 2.8223 | 30
2022-09-22 14:30 | 14:30 | 2.5348 | 30
2022-09-22 15:00 | 15:00 | 3.3284 | 30
2022-09-22 15:30 | 15:30 | 5.5182 | 30
2022-09-22 16:00 | 16:00 | 7.2547 | 30
2022-09-22 16:30 | 16:30 | 8.2388 | 30
2022-09-22 17:00 | 17:00 | 8.7373 | 30
2022-09-22 17:30 | 17:30 | 9.5159 | 30
2022-09-22 18:00 | 18:00 | 9.911 | 30
2022-09-22 18:30 | 18:30 | 9.9588 | 30
2022-09-22 19:00 | 19:00 | 9.3792 | 30
2022-09-22 19:30 | 19:30 | 9.0394 | 30
2022-09-22 20:00 | 20:00 | 8.8902 | 30
2022-09-22 20:30 | 20:30 | 8.3894 | 30
2022-09-22 21:00 | 21:00 | 7.8816 | 30
2022-09-22 21:30 | 21:30 | 7.4774 | 30
2022-09-22 22:00 | 22:00 | 6.8976 | 30
2022-09-22 22:30 | 22:30 | 6.4513 | 30
2022-09-22 23:00 | 23:00 | 6.3254 | 30
2022-09-22 23:30 | 23:30 | 5.9419 | 30
2022-09-23 | 0:00 | 5.5291 | 30
2022-09-23 00:30 | 0:30 | 5.3443 | 30
2022-09-23 01:00 | 1:00 | 5.3978 | 30
2022-09-23 01:30 | 1:30 | 5.0401 | 30
2022-09-23 02:00 | 2:00 | 4.8179 | 30
2022-09-23 02:30 | 2:30 | 4.6494 | 30
2022-09-23 03:00 | 3:00 | 4.6815 | 30
2022-09-23 03:30 | 3:30 | 4.6831 | 30
2022-09-23 04:00 | 4:00 | 4.7764 | 30
2022-09-23 04:30 | 4:30 | 5.1077 | 30
2022-09-23 05:00 | 5:00 | 5.2845 | 30
2022-09-23 05:30 | 5:30 | 5.4059 | 30
2022-09-23 06:00 | 6:00 | 5.5311 | 30
2022-09-23 06:30 | 6:30 | 5.2135 | 30
2022-09-23 07:00 | 7:00 | 5.4116 | 30
2022-09-23 07:30 | 7:30 | 4.7805 | 30
2022-09-23 08:00 | 8:00 | 3.9387 | 30
2022-09-23 08:30 | 8:30 | 2.5801 | 30
2022-09-23 09:00 | 9:00 | 1.2505 | 30
2022-09-23 09:30 | 9:30 | 1.5988 | 30
2022-09-23 10:00 | 10:00 | 3.0388 | 30
2022-09-23 10:30 | 10:30 | 2.7875 | 30
2022-09-23 11:00 | 11:00 | 1.9997 | 30
2022-09-23 11:30 | 11:30 | 2.7286 | 30
2022-09-23 12:00 | 12:00 | 1.0698 | 30
2022-09-23 12:30 | 12:30 | 1.3549 | 30
2022-09-23 13:00 | 13:00 | 2.8026 | 30
2022-09-23 13:30 | 13:30 | 3.3066 | 30
2022-09-23 14:00 | 14:00 | 1.5942 | 30
2022-09-23 14:30 | 14:30 | 1.7355 | 30
2022-09-23 15:00 | 15:00 | 2.1958 | 30
2022-09-23 15:30 | 15:30 | 3.9033 | 30
2022-09-23 16:00 | 16:00 | 4.8428 | 30
2022-09-23 16:30 | 16:30 | 6.9145 | 30
2022-09-23 17:00 | 17:00 | 7.5993 | 30
2022-09-23 17:30 | 17:30 | 8.3621 | 30
2022-09-23 18:00 | 18:00 | 9.0596 | 30
2022-09-23 18:30 | 18:30 | 9.1346 | 30
2022-09-23 19:00 | 19:00 | 8.9456 | 30
2022-09-23 19:30 | 19:30 | 8.4309 | 30
2022-09-23 20:00 | 20:00 | 8.3335 | 30
2022-09-23 20:30 | 20:30 | 7.9992 | 30
2022-09-23 21:00 | 21:00 | 7.5552 | 30
2022-09-23 21:30 | 21:30 | 7.466 | 30
2022-09-23 22:00 | 22:00 | 7.0327 | 30
2022-09-23 22:30 | 22:30 | 6.577 | 30
2022-09-23 23:00 | 23:00 | 6.7506 | 30
2022-09-23 23:30 | 23:30 | 6.5754 | 30
2022-09-24 | 0:00 | 6.0012 | 30
2022-09-24 00:30 | 0:30 | 5.651 | 30
2022-09-24 01:00 | 1:00 | 5.6556 | 30
2022-09-24 01:30 | 1:30 | 5.4079 | 30
2022-09-24 02:00 | 2:00 | 4.9885 | 30
2022-09-24 02:30 | 2:30 | 4.823 | 30
2022-09-24 03:00 | 3:00 | 4.8518 | 30
2022-09-24 03:30 | 3:30 | 4.8364 | 30
2022-09-24 04:00 | 4:00 | 4.8253 | 30
2022-09-24 04:30 | 4:30 | 4.9876 | 30
2022-09-24 05:00 | 5:00 | 4.9553 | 30
2022-09-24 05:30 | 5:30 | 5.0846 | 30
2022-09-24 06:00 | 6:00 | 4.8707 | 30
2022-09-24 06:30 | 6:30 | 4.0575 | 30
2022-09-24 07:00 | 7:00 | 3.1286 | 30
2022-09-24 07:30 | 7:30 | 2.0758 | 30
2022-09-24 08:00 | 8:00 | 1.2 | 30
2022-09-24 08:30 | 8:30 | 1.3016 | 30
2022-09-24 09:00 | 9:00 | 2.0031 | 30
2022-09-24 09:30 | 9:30 | 2.542 | 30
2022-09-24 10:00 | 10:00 | 3.4421 | 30
2022-09-24 10:30 | 10:30 | 4.11 | 30
2022-09-24 11:00 | 11:00 | 3.2948 | 30
2022-09-24 11:30 | 11:30 | 2.5188 | 30
2022-09-24 12:00 | 12:00 | 2.1815 | 30
2022-09-24 12:30 | 12:30 | 2.6557 | 30
2022-09-24 13:00 | 13:00 | 2.2168 | 30
2022-09-24 13:30 | 13:30 | 2.4587 | 30
2022-09-24 14:00 | 14:00 | 1.2728 | 30
2022-09-24 14:30 | 14:30 | 1.2943 | 30
2022-09-24 15:00 | 15:00 | 1.926 | 30
2022-09-24 15:30 | 15:30 | 3.9108 | 30
2022-09-24 16:00 | 16:00 | 4.7671 | 30
2022-09-24 16:30 | 16:30 | 6.2248 | 30
2022-09-24 17:00 | 17:00 | 7.4184 | 30
2022-09-24 17:30 | 17:30 | 8.3076 | 30
2022-09-24 18:00 | 18:00 | 9.0298 | 30
2022-09-24 18:30 | 18:30 | 8.9402 | 30
2022-09-24 19:00 | 19:00 | 8.6687 | 30
2022-09-24 19:30 | 19:30 | 8.1985 | 30
2022-09-24 20:00 | 20:00 | 8.0724 | 30
2022-09-24 20:30 | 20:30 | 7.8218 | 30
2022-09-24 21:00 | 21:00 | 7.3951 | 30
2022-09-24 21:30 | 21:30 | 7.0281 | 30
2022-09-24 22:00 | 22:00 | 6.6785 | 30
2022-09-24 22:30 | 22:30 | 6.1702 | 30
2022-09-24 23:00 | 23:00 | 6.1574 | 30
2022-09-24 23:30 | 23:30 | 5.8581 | 30
2022-09-25 | 0:00 | 5.4046 | 30
2022-09-25 00:30 | 0:30 | 5.2058 | 30
2022-09-25 01:00 | 1:00 | 5.2602 | 30
2022-09-25 01:30 | 1:30 | 5.0741 | 30
2022-09-25 02:00 | 2:00 | 4.8695 | 30
2022-09-25 02:30 | 2:30 | 4.6295 | 30
2022-09-25 03:00 | 3:00 | 4.6574 | 30
2022-09-25 03:30 | 3:30 | 4.6793 | 30
2022-09-25 04:00 | 4:00 | 4.5699 | 30
2022-09-25 04:30 | 4:30 | 4.637 | 30
2022-09-25 05:00 | 5:00 | 4.7675 | 30
2022-09-25 05:30 | 5:30 | 4.787 | 30
2022-09-25 06:00 | 6:00 | 4.2451 | 30
2022-09-25 06:30 | 6:30 | 3.326 | 30
2022-09-25 07:00 | 7:00 | 2.4724 | 30
2022-09-25 07:30 | 7:30 | 1.708 | 30
2022-09-25 08:00 | 8:00 | 1.4427 | 30
2022-09-25 08:30 | 8:30 | 2.112 | 30
2022-09-25 09:00 | 9:00 | 2.7401 | 30
2022-09-25 09:30 | 9:30 | 3.3721 | 30
2022-09-25 10:00 | 10:00 | 3.931 | 30
2022-09-25 10:30 | 10:30 | 4.393 | 30
2022-09-25 11:00 | 11:00 | 4.6292 | 30
2022-09-25 11:30 | 11:30 | 4.8317 | 30
2022-09-25 12:00 | 12:00 | 4.7778 | 30
2022-09-25 12:30 | 12:30 | 4.3633 | 30
2022-09-25 13:00 | 13:00 | 3.7328 | 30
2022-09-25 13:30 | 13:30 | 3.2595 | 30
2022-09-25 14:00 | 14:00 | 2.4942 | 30
2022-09-25 14:30 | 14:30 | 1.2736 | 30
2022-09-25 15:00 | 15:00 | 1.448 | 30
2022-09-25 15:30 | 15:30 | 2.8871 | 30
2022-09-25 16:00 | 16:00 | 4.5994 | 30
2022-09-25 16:30 | 16:30 | 6.3293 | 30
2022-09-25 17:00 | 17:00 | 7.7975 | 30
2022-09-25 17:30 | 17:30 | 9.006 | 30
2022-09-25 18:00 | 18:00 | 9.8463 | 30
2022-09-25 18:30 | 18:30 | 9.6663 | 30
2022-09-25 19:00 | 19:00 | 9.3454 | 30
2022-09-25 19:30 | 19:30 | 8.6655 | 30
2022-09-25 20:00 | 20:00 | 8.4711 | 30
2022-09-25 20:30 | 20:30 | 8.148 | 30
2022-09-25 21:00 | 21:00 | 7.6364 | 30
2022-09-25 21:30 | 21:30 | 7.1402 | 30
2022-09-25 22:00 | 22:00 | 6.5767 | 30
2022-09-25 22:30 | 22:30 | 5.9444 | 30
2022-09-25 23:00 | 23:00 | 5.9029 | 30
2022-09-25 23:30 | 23:30 | 5.6758 | 30
2022-09-26 | 0:00 | 5.242 | 30
2022-09-26 00:30 | 0:30 | 5.1005 | 30
2022-09-26 01:00 | 1:00 | 5.0966 | 30
2022-09-26 01:30 | 1:30 | 4.9384 | 30
2022-09-26 02:00 | 2:00 | 4.7532 | 30
2022-09-26 02:30 | 2:30 | 4.6665 | 30
2022-09-26 03:00 | 3:00 | 4.6066 | 30
2022-09-26 03:30 | 3:30 | 4.5972 | 30
2022-09-26 04:00 | 4:00 | 4.732 | 30
2022-09-26 04:30 | 4:30 | 4.8499 | 30
2022-09-26 05:00 | 5:00 | 5.215 | 30
2022-09-26 05:30 | 5:30 | 5.3142 | 30
2022-09-26 06:00 | 6:00 | 5.1216 | 30
2022-09-26 06:30 | 6:30 | 4.2211 | 30
2022-09-26 07:00 | 7:00 | 3.2357 | 30
2022-09-26 07:30 | 7:30 | 1.9562 | 30
2022-09-26 08:00 | 8:00 | 1.2292 | 30
2022-09-26 08:30 | 8:30 | 1.789 | 30
2022-09-26 09:00 | 9:00 | 2.3339 | 30
2022-09-26 09:30 | 9:30 | 2.7613 | 30
2022-09-26 10:00 | 10:00 | 3.5488 | 30
2022-09-26 10:30 | 10:30 | 3.8316 | 30
2022-09-26 11:00 | 11:00 | 3.1691 | 30
2022-09-26 11:30 | 11:30 | 4.0233 | 30
2022-09-26 12:00 | 12:00 | 4.0729 | 30
2022-09-26 12:30 | 12:30 | 3.3391 | 30
2022-09-26 13:00 | 13:00 | 2.2977 | 30
2022-09-26 13:30 | 13:30 | 3.0886 | 30
2022-09-26 14:00 | 14:00 | 2.1244 | 30
2022-09-26 14:30 | 14:30 | 1.2262 | 30
2022-09-26 15:00 | 15:00 | 1.2635 | 30
2022-09-26 15:30 | 15:30 | 3.1723 | 30
2022-09-26 16:00 | 16:00 | 4.8388 | 30
2022-09-26 16:30 | 16:30 | 5.3757 | 30
2022-09-26 17:00 | 17:00 | 7.6866 | 30
2022-09-26 17:30 | 17:30 | 9.0941 | 30
2022-09-26 18:00 | 18:00 | 9.808 | 30
2022-09-26 18:30 | 18:30 | 9.827 | 30
2022-09-26 19:00 | 19:00 | 9.6384 | 30
2022-09-26 19:30 | 19:30 | 9.0722 | 30
2022-09-26 20:00 | 20:00 | 8.9522 | 30
2022-09-26 20:30 | 20:30 | 8.5797 | 30
2022-09-26 21:00 | 21:00 | 7.929 | 30
2022-09-26 21:30 | 21:30 | 7.5797 | 30
2022-09-26 22:00 | 22:00 | 6.6608 | 30
2022-09-26 22:30 | 22:30 | 6.1453 | 30
2022-09-26 23:00 | 23:00 | 5.9404 | 30
2022-09-26 23:30 | 23:30 | 5.5964 | 30
2022-09-27 | 0:00 | 5.256 | 30
2022-09-27 00:30 | 0:30 | 5.1091 | 30
2022-09-27 01:00 | 1:00 | 5.1153 | 30
2022-09-27 01:30 | 1:30 | 4.9183 | 30
2022-09-27 02:00 | 2:00 | 4.7421 | 30
2022-09-27 02:30 | 2:30 | 4.6036 | 30
2022-09-27 03:00 | 3:00 | 4.5746 | 30
2022-09-27 03:30 | 3:30 | 4.5875 | 30
2022-09-27 04:00 | 4:00 | 4.6596 | 30
2022-09-27 04:30 | 4:30 | 4.8232 | 30
2022-09-27 05:00 | 5:00 | 5.121 | 30
2022-09-27 05:30 | 5:30 | 5.2481 | 30
2022-09-27 06:00 | 6:00 | 5.156 | 30
2022-09-27 06:30 | 6:30 | 5.5439 | 30
2022-09-27 07:00 | 7:00 | 5.3568 | 30
2022-09-27 07:30 | 7:30 | 4.8915 | 30
2022-09-27 08:00 | 8:00 | 5.0012 | 30
2022-09-27 08:30 | 8:30 | 4.3668 | 30
2022-09-27 09:00 | 9:00 | 4.4353 | 30
2022-09-27 09:30 | 9:30 | 3.5877 | 30
2022-09-27 10:00 | 10:00 | 1.6047 | 30
2022-09-27 10:30 | 10:30 | 1.2126 | 30
2022-09-27 11:00 | 11:00 | 1.8917 | 30
2022-09-27 11:30 | 11:30 | 1.5835 | 30
2022-09-27 12:00 | 12:00 | 2.1165 | 30
2022-09-27 12:30 | 12:30 | 1.7449 | 30
2022-09-27 13:00 | 13:00 | 1.427 | 30
2022-09-27 13:30 | 13:30 | 2.8529 | 30
2022-09-27 14:00 | 14:00 | 5.3475 | 30
2022-09-27 14:30 | 14:30 | 3.6829 | 30
2022-09-27 15:00 | 15:00 | 4.6366 | 30
2022-09-27 15:30 | 15:30 | 5.2644 | 30
2022-09-27 16:00 | 16:00 | 4.4587 | 30
2022-09-27 16:30 | 16:30 | 5.8355 | 30
2022-09-27 17:00 | 17:00 | 7.7732 | 30
2022-09-27 17:30 | 17:30 | 9.3428 | 30
2022-09-27 18:00 | 18:00 | 9.6573 | 30
2022-09-27 18:30 | 18:30 | 9.2541 | 30
2022-09-27 19:00 | 19:00 | 8.7329 | 30
2022-09-27 19:30 | 19:30 | 8.6678 | 30
2022-09-27 20:00 | 20:00 | 7.6909 | 30
2022-09-27 20:30 | 20:30 | 7.4394 | 30
2022-09-27 21:00 | 21:00 | 6.974 | 30
2022-09-27 21:30 | 21:30 | 6.5688 | 30
2022-09-27 22:00 | 22:00 | 6.1519 | 30
2022-09-27 22:30 | 22:30 | 5.6211 | 30
2022-09-27 23:00 | 23:00 | 5.5434 | 30
2022-09-27 23:30 | 23:30 | 5.155 | 30
2022-09-28 | 0:00 | 4.8082 | 30
2022-09-28 00:30 | 0:30 | 4.6602 | 30
2022-09-28 01:00 | 1:00 | 4.6838 | 30
2022-09-28 01:30 | 1:30 | 5.1989 | 30
2022-09-28 02:00 | 2:00 | 5.0799 | 30
2022-09-28 02:30 | 2:30 | 4.7823 | 30
2022-09-28 03:00 | 3:00 | 4.6594 | 30
2022-09-28 03:30 | 3:30 | 4.7468 | 30
2022-09-28 04:00 | 4:00 | 5.2226 | 30
2022-09-28 04:30 | 4:30 | 5.3227 | 30
2022-09-28 05:00 | 5:00 | 5.5261 | 30
2022-09-28 05:30 | 5:30 | 5.5198 | 30
2022-09-28 06:00 | 6:00 | 5.8815 | 30
2022-09-28 06:30 | 6:30 | 5.5705 | 30
2022-09-28 07:00 | 7:00 | 4.9528 | 30
2022-09-28 07:30 | 7:30 | 4.1705 | 30
2022-09-28 08:00 | 8:00 | 2.3805 | 30
2022-09-28 08:30 | 8:30 | 1.8847 | 30
2022-09-28 09:00 | 9:00 | 1.6774 | 30
2022-09-28 09:30 | 9:30 | 1.6933 | 30
2022-09-28 10:00 | 10:00 | 2.0853 | 30
2022-09-28 10:30 | 10:30 | 2.0514 | 30
2022-09-28 11:00 | 11:00 | 2.3004 | 30
2022-09-28 11:30 | 11:30 | 3.4535 | 30
2022-09-28 12:00 | 12:00 | 3.7072 | 30
2022-09-28 12:30 | 12:30 | 2.3243 | 30
2022-09-28 13:00 | 13:00 | 2.133 | 30
2022-09-28 13:30 | 13:30 | 1.9182 | 30
2022-09-28 14:00 | 14:00 | 1.534 | 30
2022-09-28 14:30 | 14:30 | 2.5689 | 30
2022-09-28 15:00 | 15:00 | 2.9347 | 30
2022-09-28 15:30 | 15:30 | 4.5097 | 30
2022-09-28 16:00 | 16:00 | 5.1557 | 30
2022-09-28 16:30 | 16:30 | 6.6282 | 30
2022-09-28 17:00 | 17:00 | 7.8793 | 30
2022-09-28 17:30 | 17:30 | 9.0516 | 30
2022-09-28 18:00 | 18:00 | 9.7522 | 30
2022-09-28 18:30 | 18:30 | 9.8104 | 30
2022-09-28 19:00 | 19:00 | 9.3272 | 30
2022-09-28 19:30 | 19:30 | 8.7709 | 30
2022-09-28 20:00 | 20:00 | 8.8471 | 30
2022-09-28 20:30 | 20:30 | 8.9637 | 30
2022-09-28 21:00 | 21:00 | 8.6127 | 30
2022-09-28 21:30 | 21:30 | 8.318 | 30
2022-09-28 22:00 | 22:00 | 7.2165 | 30
2022-09-28 22:30 | 22:30 | 6.4809 | 30
2022-09-28 23:00 | 23:00 | 6.1092 | 30
2022-09-28 23:30 | 23:30 | 5.921 | 30
2022-09-29 | 0:00 | 5.5109 | 30
2022-09-29 00:30 | 0:30 | 5.2782 | 30
2022-09-29 01:00 | 1:00 | 5.1887 | 30
2022-09-29 01:30 | 1:30 | 5.1016 | 30
2022-09-29 02:00 | 2:00 | 4.9621 | 30
2022-09-29 02:30 | 2:30 | 4.7647 | 30
2022-09-29 03:00 | 3:00 | 4.6839 | 30
2022-09-29 03:30 | 3:30 | 4.6943 | 30
2022-09-29 04:00 | 4:00 | 4.7274 | 30
2022-09-29 04:30 | 4:30 | 4.9313 | 30
2022-09-29 05:00 | 5:00 | 5.1983 | 30
2022-09-29 05:30 | 5:30 | 5.3265 | 30
2022-09-29 06:00 | 6:00 | 5.3744 | 30
2022-09-29 06:30 | 6:30 | 5.1862 | 30
2022-09-29 07:00 | 7:00 | 5.0485 | 30
2022-09-29 07:30 | 7:30 | 4.7493 | 30
2022-09-29 08:00 | 8:00 | 3.8243 | 30
2022-09-29 08:30 | 8:30 | 2.4653 | 30
2022-09-29 09:00 | 9:00 | 2.3368 | 30
2022-09-29 09:30 | 9:30 | 1.7495 | 30
2022-09-29 10:00 | 10:00 | 1.5471 | 30
2022-09-29 10:30 | 10:30 | 1.2812 | 30
2022-09-29 11:00 | 11:00 | 1.6311 | 30
2022-09-29 11:30 | 11:30 | 1.2545 | 30
2022-09-29 12:00 | 12:00 | 1.5555 | 30
2022-09-29 12:30 | 12:30 | 1.3729 | 30
2022-09-29 13:00 | 13:00 | 1.7921 | 30
2022-09-29 13:30 | 13:30 | 2.6823 | 30
2022-09-29 14:00 | 14:00 | 2.2404 | 30
2022-09-29 14:30 | 14:30 | 3.0523 | 30
2022-09-29 15:00 | 15:00 | 1.425 | 30
2022-09-29 15:30 | 15:30 | 1.962 | 30
2022-09-29 16:00 | 16:00 | 3.6289 | 30
2022-09-29 16:30 | 16:30 | 5.4774 | 30
2022-09-29 17:00 | 17:00 | 7.1115 | 30
2022-09-29 17:30 | 17:30 | 8.4232 | 30
2022-09-29 18:00 | 18:00 | 9.3565 | 30
2022-09-29 18:30 | 18:30 | 9.54 | 30
2022-09-29 19:00 | 19:00 | 9.2103 | 30
2022-09-29 19:30 | 19:30 | 8.8802 | 30
2022-09-29 20:00 | 20:00 | 9.0312 | 30
2022-09-29 20:30 | 20:30 | 8.9986 | 30
2022-09-29 21:00 | 21:00 | 8.3273 | 30
2022-09-29 21:30 | 21:30 | 7.7862 | 30
2022-09-29 22:00 | 22:00 | 7.3275 | 30
2022-09-29 22:30 | 22:30 | 6.9974 | 30
2022-09-29 23:00 | 23:00 | 6.8541 | 30
2022-09-29 23:30 | 23:30 | 6.489 | 30
2022-09-30 | 0:00 | 5.7397 | 30
2022-09-30 00:30 | 0:30 | 5.4715 | 30
2022-09-30 01:00 | 1:00 | 5.4146 | 30
2022-09-30 01:30 | 1:30 | 5.2872 | 30
2022-09-30 02:00 | 2:00 | 5.0475 | 30
2022-09-30 02:30 | 2:30 | 4.8237 | 30
2022-09-30 03:00 | 3:00 | 4.884 | 30
2022-09-30 03:30 | 3:30 | 5.1177 | 30
2022-09-30 04:00 | 4:00 | 5.2889 | 30
2022-09-30 04:30 | 4:30 | 5.515 | 30
2022-09-30 05:00 | 5:00 | 5.7938 | 30
2022-09-30 05:30 | 5:30 | 5.8164 | 30
2022-09-30 06:00 | 6:00 | 5.4254 | 30
2022-09-30 06:30 | 6:30 | 4.3684 | 30
2022-09-30 07:00 | 7:00 | 3.2563 | 30
2022-09-30 07:30 | 7:30 | 1.9184 | 30
2022-09-30 08:00 | 8:00 | 1.1962 | 30
2022-09-30 08:30 | 8:30 | 2.0155 | 30
2022-09-30 09:00 | 9:00 | 3.004 | 30
2022-09-30 09:30 | 9:30 | 3.8882 | 30
2022-09-30 10:00 | 10:00 | 4.5552 | 30
2022-09-30 10:30 | 10:30 | 4.7698 | 30
2022-09-30 11:00 | 11:00 | 4.8026 | 30
2022-09-30 11:30 | 11:30 | 3.9175 | 30
2022-09-30 12:00 | 12:00 | 3.7551 | 30
2022-09-30 12:30 | 12:30 | 3.4097 | 30
2022-09-30 13:00 | 13:00 | 1.8072 | 30
2022-09-30 13:30 | 13:30 | 2.0705 | 30
2022-09-30 14:00 | 14:00 | 2.0771 | 30
2022-09-30 14:30 | 14:30 | 2.0679 | 30
2022-09-30 15:00 | 15:00 | 1.3052 | 30
2022-09-30 15:30 | 15:30 | 2.2915 | 30
2022-09-30 16:00 | 16:00 | 4.1821 | 30
2022-09-30 16:30 | 16:30 | 6.8708 | 30
2022-09-30 17:00 | 17:00 | 7.6991 | 30
2022-09-30 17:30 | 17:30 | 8.2859 | 30
2022-09-30 18:00 | 18:00 | 8.8405 | 30
2022-09-30 18:30 | 18:30 | 8.8761 | 30
2022-09-30 19:00 | 19:00 | 8.6448 | 30
2022-09-30 19:30 | 19:30 | 8.3811 | 30
2022-09-30 20:00 | 20:00 | 8.321 | 30
2022-09-30 20:30 | 20:30 | 7.9765 | 30
2022-09-30 21:00 | 21:00 | 7.6386 | 30
2022-09-30 21:30 | 21:30 | 7.2014 | 30
2022-09-30 22:00 | 22:00 | 6.8977 | 30
2022-09-30 22:30 | 22:30 | 6.3076 | 30
2022-09-30 23:00 | 23:00 | 6.2846 | 30
2022-09-30 23:30 | 23:30 | 5.9368 | 30
2022-10-01 | 0:00 | 5.5335 | 30
2022-10-01 00:30 | 0:30 | 5.3793 | 30
2022-10-01 01:00 | 1:00 | 5.3274 | 30
2022-10-01 01:30 | 1:30 | 5.1437 | 30
2022-10-01 02:00 | 2:00 | 4.8806 | 30
2022-10-01 02:30 | 2:30 | 4.7867 | 30
2022-10-01 03:00 | 3:00 | 4.6947 | 30
2022-10-01 03:30 | 3:30 | 4.5675 | 30
2022-10-01 04:00 | 4:00 | 4.598 | 30
2022-10-01 04:30 | 4:30 | 4.6311 | 30
2022-10-01 05:00 | 5:00 | 4.7406 | 30
2022-10-01 05:30 | 5:30 | 4.8622 | 30
2022-10-01 06:00 | 6:00 | 4.5303 | 30
2022-10-01 06:30 | 6:30 | 3.9409 | 30
2022-10-01 07:00 | 7:00 | 3.6905 | 30
2022-10-01 07:30 | 7:30 | 3.0784 | 30
2022-10-01 08:00 | 8:00 | 2.036 | 30
2022-10-01 08:30 | 8:30 | 2.6884 | 30
2022-10-01 09:00 | 9:00 | 3.6527 | 30
2022-10-01 09:30 | 9:30 | 3.1983 | 30
2022-10-01 10:00 | 10:00 | 2.2964 | 30
2022-10-01 10:30 | 10:30 | 2.0085 | 30
2022-10-01 11:00 | 11:00 | 1.2297 | 30
2022-10-01 11:30 | 11:30 | 2.699 | 30
2022-10-01 12:00 | 12:00 | 4.1796 | 30
2022-10-01 12:30 | 12:30 | 3.7363 | 30
2022-10-01 13:00 | 13:00 | 2.2227 | 30
2022-10-01 13:30 | 13:30 | 2.3887 | 30
2022-10-01 14:00 | 14:00 | 4.5127 | 30
2022-10-01 14:30 | 14:30 | 5.7427 | 30
2022-10-01 15:00 | 15:00 | 5.9048 | 30
2022-10-01 15:30 | 15:30 | 6.8937 | 30
2022-10-01 16:00 | 16:00 | 7.3676 | 30
2022-10-01 16:30 | 16:30 | 8.3828 | 30
2022-10-01 17:00 | 17:00 | 9.0029 | 30
2022-10-01 17:30 | 17:30 | 9.5069 | 30
2022-10-01 18:00 | 18:00 | 9.9556 | 30
2022-10-01 18:30 | 18:30 | 9.8802 | 30
2022-10-01 19:00 | 19:00 | 9.4333 | 30
2022-10-01 19:30 | 19:30 | 9.098 | 30
2022-10-01 20:00 | 20:00 | 8.9571 | 30
2022-10-01 20:30 | 20:30 | 8.7028 | 30
2022-10-01 21:00 | 21:00 | 8.023 | 30
2022-10-01 21:30 | 21:30 | 7.7525 | 30
2022-10-01 22:00 | 22:00 | 7.3968 | 30
2022-10-01 22:30 | 22:30 | 6.8832 | 30
2022-10-01 23:00 | 23:00 | 6.6986 | 30
2022-10-01 23:30 | 23:30 | 6.3669 | 30
2022-10-02 | 0:00 | 5.8654 | 30
2022-10-02 00:30 | 0:30 | 5.7779 | 30
2022-10-02 01:00 | 1:00 | 5.6621 | 30
2022-10-02 01:30 | 1:30 | 5.4636 | 30
2022-10-02 02:00 | 2:00 | 5.1178 | 30
2022-10-02 02:30 | 2:30 | 4.9477 | 30
2022-10-02 03:00 | 3:00 | 4.9162 | 30
2022-10-02 03:30 | 3:30 | 4.8571 | 30
2022-10-02 04:00 | 4:00 | 4.7581 | 30
2022-10-02 04:30 | 4:30 | 4.837 | 30
2022-10-02 05:00 | 5:00 | 4.8439 | 30
2022-10-02 05:30 | 5:30 | 4.7711 | 30
2022-10-02 06:00 | 6:00 | 4.3383 | 30
2022-10-02 06:30 | 6:30 | 3.6848 | 30
2022-10-02 07:00 | 7:00 | 4.7009 | 30
2022-10-02 07:30 | 7:30 | 6.002 | 30
2022-10-02 08:00 | 8:00 | 5.5909 | 30
2022-10-02 08:30 | 8:30 | 3.4536 | 30
2022-10-02 09:00 | 9:00 | 4.5401 | 30
2022-10-02 09:30 | 9:30 | 5.3951 | 30
2022-10-02 10:00 | 10:00 | 5.7745 | 30
2022-10-02 10:30 | 10:30 | 7.0737 | 30
2022-10-02 11:00 | 11:00 | 6.5914 | 30
2022-10-02 11:30 | 11:30 | 6.3542 | 30
2022-10-02 12:00 | 12:00 | 5.5722 | 30
2022-10-02 12:30 | 12:30 | 2.0911 | 30
2022-10-02 13:00 | 13:00 | 1.4387 | 30
2022-10-02 13:30 | 13:30 | 1.5198 | 30
2022-10-02 14:00 | 14:00 | 2.3783 | 30
2022-10-02 14:30 | 14:30 | 2.154 | 30
2022-10-02 15:00 | 15:00 | 3.3309 | 30
2022-10-02 15:30 | 15:30 | 3.5421 | 30
2022-10-02 16:00 | 16:00 | 5.5964 | 30
2022-10-02 16:30 | 16:30 | 7.9607 | 30
2022-10-02 17:00 | 17:00 | 8.8167 | 30
2022-10-02 17:30 | 17:30 | 9.6826 | 30
2022-10-02 18:00 | 18:00 | 10.2087 | 30
2022-10-02 18:30 | 18:30 | 10.1409 | 30
2022-10-02 19:00 | 19:00 | 9.7537 | 30
2022-10-02 19:30 | 19:30 | 9.2974 | 30
2022-10-02 20:00 | 20:00 | 9.1072 | 30
2022-10-02 20:30 | 20:30 | 8.7232 | 30
2022-10-02 21:00 | 21:00 | 8.3065 | 30
2022-10-02 21:30 | 21:30 | 7.8053 | 30
2022-10-02 22:00 | 22:00 | 7.4521 | 30
2022-10-02 22:30 | 22:30 | 6.8344 | 30
2022-10-02 23:00 | 23:00 | 6.8148 | 30
2022-10-02 23:30 | 23:30 | 6.3793 | 30
2022-10-03 | 0:00 | 6.0119 | 30
2022-10-03 00:30 | 0:30 | 5.6776 | 30
2022-10-03 01:00 | 1:00 | 5.651 | 30
2022-10-03 01:30 | 1:30 | 5.569 | 30
2022-10-03 02:00 | 2:00 | 5.4738 | 30
2022-10-03 02:30 | 2:30 | 5.297 | 30
2022-10-03 03:00 | 3:00 | 5.1681 | 30
2022-10-03 03:30 | 3:30 | 5.1351 | 30
2022-10-03 04:00 | 4:00 | 5.2597 | 30
2022-10-03 04:30 | 4:30 | 5.3634 | 30
2022-10-03 05:00 | 5:00 | 5.6191 | 30
2022-10-03 05:30 | 5:30 | 5.6532 | 30
2022-10-03 06:00 | 6:00 | 5.1161 | 30
2022-10-03 06:30 | 6:30 | 4.0944 | 30
2022-10-03 07:00 | 7:00 | 2.875 | 30
2022-10-03 07:30 | 7:30 | 1.7051 | 30
2022-10-03 08:00 | 8:00 | 1.4472 | 30
2022-10-03 08:30 | 8:30 | 2.1271 | 30
2022-10-03 09:00 | 9:00 | 2.773 | 30
2022-10-03 09:30 | 9:30 | 2.6817 | 30
2022-10-03 10:00 | 10:00 | 2.0755 | 30
2022-10-03 10:30 | 10:30 | 2.3416 | 30
2022-10-03 11:00 | 11:00 | 1.2433 | 30
2022-10-03 11:30 | 11:30 | 1.1689 | 30
2022-10-03 12:00 | 12:00 | 1.4647 | 30
2022-10-03 12:30 | 12:30 | 1.897 | 30
2022-10-03 13:00 | 13:00 | 1.7748 | 30
2022-10-03 13:30 | 13:30 | 1.4491 | 30
2022-10-03 14:00 | 14:00 | 1.9317 | 30
2022-10-03 14:30 | 14:30 | 1.6005 | 30
2022-10-03 15:00 | 15:00 | 1.4155 | 30
2022-10-03 15:30 | 15:30 | 2.8432 | 30
2022-10-03 16:00 | 16:00 | 5.1666 | 30
2022-10-03 16:30 | 16:30 | 7.6783 | 30
2022-10-03 17:00 | 17:00 | 8.9784 | 30
2022-10-03 17:30 | 17:30 | 10.0272 | 30
2022-10-03 18:00 | 18:00 | 10.6511 | 30
2022-10-03 18:30 | 18:30 | 10.7874 | 30
2022-10-03 19:00 | 19:00 | 10.1029 | 30
2022-10-03 19:30 | 19:30 | 9.4988 | 30
2022-10-03 20:00 | 20:00 | 9.2392 | 30
2022-10-03 20:30 | 20:30 | 8.7924 | 30
2022-10-03 21:00 | 21:00 | 8.3109 | 30
2022-10-03 21:30 | 21:30 | 7.8128 | 30
2022-10-03 22:00 | 22:00 | 7.0912 | 30
2022-10-03 22:30 | 22:30 | 6.4231 | 30
2022-10-03 23:00 | 23:00 | 6.1077 | 30
2022-10-03 23:30 | 23:30 | 5.9577 | 30
2022-10-04 | 0:00 | 5.5186 | 30
2022-10-04 00:30 | 0:30 | 5.3552 | 30
2022-10-04 01:00 | 1:00 | 5.2696 | 30
2022-10-04 01:30 | 1:30 | 5.1074 | 30
2022-10-04 02:00 | 2:00 | 5.0752 | 30
2022-10-04 02:30 | 2:30 | 4.884 | 30
2022-10-04 03:00 | 3:00 | 4.8148 | 30
2022-10-04 03:30 | 3:30 | 4.8399 | 30
2022-10-04 04:00 | 4:00 | 4.8268 | 30
2022-10-04 04:30 | 4:30 | 5.1494 | 30
2022-10-04 05:00 | 5:00 | 5.7189 | 30
2022-10-04 05:30 | 5:30 | 5.9109 | 30
2022-10-04 06:00 | 6:00 | 5.923 | 30
2022-10-04 06:30 | 6:30 | 5.7199 | 30
2022-10-04 07:00 | 7:00 | 4.9746 | 30
2022-10-04 07:30 | 7:30 | 3.0333 | 30
2022-10-04 08:00 | 8:00 | 1.5968 | 30
2022-10-04 08:30 | 8:30 | 1.3612 | 30
2022-10-04 09:00 | 9:00 | 1.7998 | 30
2022-10-04 09:30 | 9:30 | 2.6076 | 30
2022-10-04 10:00 | 10:00 | 2.8082 | 30
2022-10-04 10:30 | 10:30 | 2.1411 | 30
2022-10-04 11:00 | 11:00 | 1.8193 | 30
2022-10-04 11:30 | 11:30 | 2.2465 | 30
2022-10-04 12:00 | 12:00 | 1.3979 | 30
2022-10-04 12:30 | 12:30 | 1.1477 | 30
2022-10-04 13:00 | 13:00 | 1.3924 | 30
2022-10-04 13:30 | 13:30 | 1.3667 | 30
2022-10-04 14:00 | 14:00 | 1.8518 | 30
2022-10-04 14:30 | 14:30 | 2.304 | 30
2022-10-04 15:00 | 15:00 | 3.9349 | 30
2022-10-04 15:30 | 15:30 | 4.5683 | 30
2022-10-04 16:00 | 16:00 | 5.6394 | 30
2022-10-04 16:30 | 16:30 | 6.6333 | 30
2022-10-04 17:00 | 17:00 | 7.8847 | 30
2022-10-04 17:30 | 17:30 | 9.0322 | 30
2022-10-04 18:00 | 18:00 | 10.1582 | 30
2022-10-04 18:30 | 18:30 | 10.2999 | 30
2022-10-04 19:00 | 19:00 | 9.6905 | 30
2022-10-04 19:30 | 19:30 | 9.428 | 30
2022-10-04 20:00 | 20:00 | 9.1784 | 30
2022-10-04 20:30 | 20:30 | 8.8925 | 30
2022-10-04 21:00 | 21:00 | 8.3451 | 30
2022-10-04 21:30 | 21:30 | 7.8865 | 30
2022-10-04 22:00 | 22:00 | 7.2405 | 30
2022-10-04 22:30 | 22:30 | 6.436 | 30
2022-10-04 23:00 | 23:00 | 6.1698 | 30
2022-10-04 23:30 | 23:30 | 5.8666 | 30
2022-10-05 | 0:00 | 5.5282 | 30
2022-10-05 00:30 | 0:30 | 5.3757 | 30
2022-10-05 01:00 | 1:00 | 5.2355 | 30
2022-10-05 01:30 | 1:30 | 5.1296 | 30
2022-10-05 02:00 | 2:00 | 4.9586 | 30
2022-10-05 02:30 | 2:30 | 4.8866 | 30
2022-10-05 03:00 | 3:00 | 4.823 | 30
2022-10-05 03:30 | 3:30 | 4.796 | 30
2022-10-05 04:00 | 4:00 | 4.8943 | 30
2022-10-05 04:30 | 4:30 | 5.1665 | 30
2022-10-05 05:00 | 5:00 | 5.5767 | 30
2022-10-05 05:30 | 5:30 | 5.7005 | 30
2022-10-05 06:00 | 6:00 | 5.6528 | 30
2022-10-05 06:30 | 6:30 | 6.6029 | 30
2022-10-05 07:00 | 7:00 | 5.5554 | 30
2022-10-05 07:30 | 7:30 | 3.6024 | 30
2022-10-05 08:00 | 8:00 | 1.9037 | 30
2022-10-05 08:30 | 8:30 | 1.9532 | 30
2022-10-05 09:00 | 9:00 | 1.4658 | 30
2022-10-05 09:30 | 9:30 | 2.0305 | 30
2022-10-05 10:00 | 10:00 | 1.4439 | 30
2022-10-05 10:30 | 10:30 | 1.6808 | 30
2022-10-05 11:00 | 11:00 | 1.4559 | 30
2022-10-05 11:30 | 11:30 | 1.4298 | 30
2022-10-05 12:00 | 12:00 | 1.9543 | 30
2022-10-05 12:30 | 12:30 | 3.2747 | 30
2022-10-05 13:00 | 13:00 | 1.633 | 30
2022-10-05 13:30 | 13:30 | 1.4664 | 30
2022-10-05 14:00 | 14:00 | 2.1492 | 30
2022-10-05 14:30 | 14:30 | 1.5706 | 30
2022-10-05 15:00 | 15:00 | 2.7981 | 30
2022-10-05 15:30 | 15:30 | 3.8081 | 30
2022-10-05 16:00 | 16:00 | 5.3956 | 30
2022-10-05 16:30 | 16:30 | 6.8441 | 30
2022-10-05 17:00 | 17:00 | 8.2915 | 30
2022-10-05 17:30 | 17:30 | 9.3073 | 30
2022-10-05 18:00 | 18:00 | 10.2002 | 30
2022-10-05 18:30 | 18:30 | 10.0777 | 30
2022-10-05 19:00 | 19:00 | 9.5777 | 30
2022-10-05 19:30 | 19:30 | 9.277 | 30
2022-10-05 20:00 | 20:00 | 9.1385 | 30
2022-10-05 20:30 | 20:30 | 8.718 | 30
2022-10-05 21:00 | 21:00 | 8.1736 | 30
2022-10-05 21:30 | 21:30 | 7.7115 | 30
2022-10-05 22:00 | 22:00 | 6.9607 | 30
2022-10-05 22:30 | 22:30 | 6.3309 | 30
2022-10-05 23:00 | 23:00 | 6.1725 | 30
2022-10-05 23:30 | 23:30 | 5.8868 | 30
2022-10-06 | 0:00 | 5.4469 | 30
2022-10-06 00:30 | 0:30 | 5.2431 | 30
2022-10-06 01:00 | 1:00 | 5.1982 | 30
2022-10-06 01:30 | 1:30 | 5.0542 | 30
2022-10-06 02:00 | 2:00 | 4.8068 | 30
2022-10-06 02:30 | 2:30 | 4.6599 | 30
2022-10-06 03:00 | 3:00 | 4.6135 | 30
2022-10-06 03:30 | 3:30 | 4.7061 | 30
2022-10-06 04:00 | 4:00 | 4.7712 | 30
2022-10-06 04:30 | 4:30 | 4.9696 | 30
2022-10-06 05:00 | 5:00 | 5.338 | 30
2022-10-06 05:30 | 5:30 | 5.4961 | 30
2022-10-06 06:00 | 6:00 | 5.3427 | 30
2022-10-06 06:30 | 6:30 | 5.2645 | 30
2022-10-06 07:00 | 7:00 | 4.4808 | 30
2022-10-06 07:30 | 7:30 | 2.9586 | 30
2022-10-06 08:00 | 8:00 | 1.5741 | 30
2022-10-06 08:30 | 8:30 | 1.5425 | 30
2022-10-06 09:00 | 9:00 | 1.4828 | 30
2022-10-06 09:30 | 9:30 | 1.313 | 30
2022-10-06 10:00 | 10:00 | 1.2082 | 30
2022-10-06 10:30 | 10:30 | 1.243 | 30
2022-10-06 11:00 | 11:00 | 1.6163 | 30
2022-10-06 11:30 | 11:30 | 3.2432 | 30
2022-10-06 12:00 | 12:00 | 4.3369 | 30
2022-10-06 12:30 | 12:30 | 5.1172 | 30
2022-10-06 13:00 | 13:00 | 6.0748 | 30
2022-10-06 13:30 | 13:30 | 5.5582 | 30
2022-10-06 14:00 | 14:00 | 4.9422 | 30
2022-10-06 14:30 | 14:30 | 4.4049 | 30
2022-10-06 15:00 | 15:00 | 4.5719 | 30
2022-10-06 15:30 | 15:30 | 4.9835 | 30
2022-10-06 16:00 | 16:00 | 6.7362 | 30
2022-10-06 16:30 | 16:30 | 8.043 | 30
2022-10-06 17:00 | 17:00 | 8.6236 | 30
2022-10-06 17:30 | 17:30 | 9.5436 | 30
2022-10-06 18:00 | 18:00 | 10.2765 | 30
2022-10-06 18:30 | 18:30 | 10.1358 | 30
2022-10-06 19:00 | 19:00 | 9.93 | 30
2022-10-06 19:30 | 19:30 | 9.3498 | 30
2022-10-06 20:00 | 20:00 | 8.9467 | 30
2022-10-06 20:30 | 20:30 | 8.879 | 30
2022-10-06 21:00 | 21:00 | 8.3673 | 30
2022-10-06 21:30 | 21:30 | 7.8896 | 30
2022-10-06 22:00 | 22:00 | 7.1709 | 30
2022-10-06 22:30 | 22:30 | 6.4266 | 30
2022-10-06 23:00 | 23:00 | 6.2675 | 30
2022-10-06 23:30 | 23:30 | 5.9262 | 30
2022-10-07 | 0:00 | 5.4768 | 30
2022-10-07 00:30 | 0:30 | 5.2617 | 30
2022-10-07 01:00 | 1:00 | 5.2263 | 30
2022-10-07 01:30 | 1:30 | 5.0598 | 30
2022-10-07 02:00 | 2:00 | 4.8801 | 30
2022-10-07 02:30 | 2:30 | 4.7991 | 30
2022-10-07 03:00 | 3:00 | 4.6975 | 30
2022-10-07 03:30 | 3:30 | 4.7211 | 30
2022-10-07 04:00 | 4:00 | 4.8623 | 30
2022-10-07 04:30 | 4:30 | 5.193 | 30
2022-10-07 05:00 | 5:00 | 5.4402 | 30
2022-10-07 05:30 | 5:30 | 5.4619 | 30
2022-10-07 06:00 | 6:00 | 5.2053 | 30
2022-10-07 06:30 | 6:30 | 4.6986 | 30
2022-10-07 07:00 | 7:00 | 3.7931 | 30
2022-10-07 07:30 | 7:30 | 3.1463 | 30
2022-10-07 08:00 | 8:00 | 1.1888 | 30
2022-10-07 08:30 | 8:30 | 0.9773 | 30
2022-10-07 09:00 | 9:00 | 1.6733 | 30
2022-10-07 09:30 | 9:30 | 1.4342 | 30
2022-10-07 10:00 | 10:00 | 2.0323 | 30
2022-10-07 10:30 | 10:30 | 2.363 | 30
2022-10-07 11:00 | 11:00 | 2.1534 | 30
2022-10-07 11:30 | 11:30 | 1.1699 | 30
2022-10-07 12:00 | 12:00 | 1.1974 | 30
2022-10-07 12:30 | 12:30 | 1.0694 | 30
2022-10-07 13:00 | 13:00 | 1.2704 | 30
2022-10-07 13:30 | 13:30 | 1.4003 | 30
2022-10-07 14:00 | 14:00 | 1.4862 | 30
2022-10-07 14:30 | 14:30 | 1.6581 | 30
2022-10-07 15:00 | 15:00 | 2.9516 | 30
2022-10-07 15:30 | 15:30 | 4.3647 | 30
2022-10-07 16:00 | 16:00 | 4.725 | 30
2022-10-07 16:30 | 16:30 | 6.1074 | 30
2022-10-07 17:00 | 17:00 | 7.4947 | 30
2022-10-07 17:30 | 17:30 | 8.2991 | 30
2022-10-07 18:00 | 18:00 | 9.2157 | 30
2022-10-07 18:30 | 18:30 | 9.4516 | 30
2022-10-07 19:00 | 19:00 | 9.1287 | 30
2022-10-07 19:30 | 19:30 | 8.8101 | 30
2022-10-07 20:00 | 20:00 | 8.7202 | 30
2022-10-07 20:30 | 20:30 | 8.3274 | 30
2022-10-07 21:00 | 21:00 | 8.0349 | 30
2022-10-07 21:30 | 21:30 | 7.5615 | 30
2022-10-07 22:00 | 22:00 | 7.0621 | 30
2022-10-07 22:30 | 22:30 | 6.4381 | 30
2022-10-07 23:00 | 23:00 | 6.3144 | 30
2022-10-07 23:30 | 23:30 | 5.9678 | 30
2022-10-08 | 0:00 | 5.5766 | 30
2022-10-08 00:30 | 0:30 | 5.3858 | 30
2022-10-08 01:00 | 1:00 | 5.3379 | 30
2022-10-08 01:30 | 1:30 | 5.0991 | 30
2022-10-08 02:00 | 2:00 | 4.924 | 30
2022-10-08 02:30 | 2:30 | 4.7287 | 30
2022-10-08 03:00 | 3:00 | 4.6796 | 30
2022-10-08 03:30 | 3:30 | 4.6432 | 30
2022-10-08 04:00 | 4:00 | 4.5732 | 30
2022-10-08 04:30 | 4:30 | 4.5893 | 30
2022-10-08 05:00 | 5:00 | 4.6943 | 30
2022-10-08 05:30 | 5:30 | 4.728 | 30
2022-10-08 06:00 | 6:00 | 4.9917 | 30
2022-10-08 06:30 | 6:30 | 5.36 | 30
2022-10-08 07:00 | 7:00 | 5.4211 | 30
2022-10-08 07:30 | 7:30 | 5.663 | 30
2022-10-08 08:00 | 8:00 | 5.4994 | 30
2022-10-08 08:30 | 8:30 | 4.4582 | 30
2022-10-08 09:00 | 9:00 | 2.8575 | 30
2022-10-08 09:30 | 9:30 | 2.4822 | 30
2022-10-08 10:00 | 10:00 | 2.1703 | 30
2022-10-08 10:30 | 10:30 | 1.6527 | 30
2022-10-08 11:00 | 11:00 | 1.2461 | 30
2022-10-08 11:30 | 11:30 | 1.5701 | 30
2022-10-08 12:00 | 12:00 | 2.6728 | 30
2022-10-08 12:30 | 12:30 | 2.0883 | 30
2022-10-08 13:00 | 13:00 | 1.6834 | 30
2022-10-08 13:30 | 13:30 | 2.4154 | 30
2022-10-08 14:00 | 14:00 | 2.2237 | 30
2022-10-08 14:30 | 14:30 | 3.2835 | 30
2022-10-08 15:00 | 15:00 | 4.0803 | 30
2022-10-08 15:30 | 15:30 | 4.2428 | 30
2022-10-08 16:00 | 16:00 | 5.2997 | 30
2022-10-08 16:30 | 16:30 | 6.4983 | 30
2022-10-08 17:00 | 17:00 | 7.0903 | 30
2022-10-08 17:30 | 17:30 | 8.2433 | 30
2022-10-08 18:00 | 18:00 | 9.0804 | 30
2022-10-08 18:30 | 18:30 | 9.1551 | 30
2022-10-08 19:00 | 19:00 | 9.0149 | 30
2022-10-08 19:30 | 19:30 | 8.588 | 30
2022-10-08 20:00 | 20:00 | 8.4356 | 30
2022-10-08 20:30 | 20:30 | 8.2549 | 30
2022-10-08 21:00 | 21:00 | 7.4795 | 30
2022-10-08 21:30 | 21:30 | 7.0963 | 30
2022-10-08 22:00 | 22:00 | 6.7246 | 30
2022-10-08 22:30 | 22:30 | 6.3965 | 30
2022-10-08 23:00 | 23:00 | 6.2316 | 30
2022-10-08 23:30 | 23:30 | 5.99 | 30
2022-10-09 | 0:00 | 5.5882 | 30
2022-10-09 00:30 | 0:30 | 5.4499 | 30
2022-10-09 01:00 | 1:00 | 5.3172 | 30
2022-10-09 01:30 | 1:30 | 5.1849 | 30
2022-10-09 02:00 | 2:00 | 5.0098 | 30
2022-10-09 02:30 | 2:30 | 4.7968 | 30
2022-10-09 03:00 | 3:00 | 4.6526 | 30
2022-10-09 03:30 | 3:30 | 4.7492 | 30
2022-10-09 04:00 | 4:00 | 4.7043 | 30
2022-10-09 04:30 | 4:30 | 4.7069 | 30
2022-10-09 05:00 | 5:00 | 4.8057 | 30
2022-10-09 05:30 | 5:30 | 4.9364 | 30
2022-10-09 06:00 | 6:00 | 4.819 | 30
2022-10-09 06:30 | 6:30 | 4.2615 | 30
2022-10-09 07:00 | 7:00 | 3.5753 | 30
2022-10-09 07:30 | 7:30 | 4.6242 | 30
2022-10-09 08:00 | 8:00 | 5.9726 | 30
2022-10-09 08:30 | 8:30 | 4.6552 | 30
2022-10-09 09:00 | 9:00 | 4.4857 | 30
2022-10-09 09:30 | 9:30 | 3.1065 | 30
2022-10-09 10:00 | 10:00 | 4.3019 | 30
2022-10-09 10:30 | 10:30 | 6.8754 | 30
2022-10-09 11:00 | 11:00 | 6.6361 | 30
2022-10-09 11:30 | 11:30 | 2.2573 | 30
2022-10-09 12:00 | 12:00 | 1.3125 | 30
2022-10-09 12:30 | 12:30 | 4.408 | 30
2022-10-09 13:00 | 13:00 | 2.8512 | 30
2022-10-09 13:30 | 13:30 | 1.5083 | 30
2022-10-09 14:00 | 14:00 | 1.6449 | 30
2022-10-09 14:30 | 14:30 | 1.1216 | 30
2022-10-09 15:00 | 15:00 | 1.8019 | 30
2022-10-09 15:30 | 15:30 | 3.4063 | 30
2022-10-09 16:00 | 16:00 | 5.2839 | 30
2022-10-09 16:30 | 16:30 | 7.4329 | 30
2022-10-09 17:00 | 17:00 | 8.6851 | 30
2022-10-09 17:30 | 17:30 | 9.6392 | 30
2022-10-09 18:00 | 18:00 | 10.422 | 30
2022-10-09 18:30 | 18:30 | 10.6612 | 30
2022-10-09 19:00 | 19:00 | 9.9654 | 30
2022-10-09 19:30 | 19:30 | 9.3371 | 30
2022-10-09 20:00 | 20:00 | 9.0333 | 30
2022-10-09 20:30 | 20:30 | 8.6356 | 30
2022-10-09 21:00 | 21:00 | 7.9865 | 30
2022-10-09 21:30 | 21:30 | 7.652 | 30
2022-10-09 22:00 | 22:00 | 6.9867 | 30
2022-10-09 22:30 | 22:30 | 6.3915 | 30
2022-10-09 23:00 | 23:00 | 6.2783 | 30
2022-10-09 23:30 | 23:30 | 5.8953 | 30
2022-10-10 | 0:00 | 5.4299 | 30
2022-10-10 00:30 | 0:30 | 5.1689 | 30
2022-10-10 01:00 | 1:00 | 5.157 | 30
2022-10-10 01:30 | 1:30 | 5.006 | 30
2022-10-10 02:00 | 2:00 | 4.848 | 30
2022-10-10 02:30 | 2:30 | 4.8385 | 30
2022-10-10 03:00 | 3:00 | 4.9151 | 30
2022-10-10 03:30 | 3:30 | 4.9719 | 30
2022-10-10 04:00 | 4:00 | 4.9492 | 30
2022-10-10 04:30 | 4:30 | 5.1732 | 30
2022-10-10 05:00 | 5:00 | 5.4407 | 30
2022-10-10 05:30 | 5:30 | 5.4741 | 30
2022-10-10 06:00 | 6:00 | 4.9442 | 30
2022-10-10 06:30 | 6:30 | 3.7135 | 30
2022-10-10 07:00 | 7:00 | 4.3527 | 30
2022-10-10 07:30 | 7:30 | 4.5455 | 30
2022-10-10 08:00 | 8:00 | 4.535 | 30
2022-10-10 08:30 | 8:30 | 2.9465 | 30
2022-10-10 09:00 | 9:00 | 3.4661 | 30
2022-10-10 09:30 | 9:30 | 2.9424 | 30
2022-10-10 10:00 | 10:00 | 1.591 | 30
2022-10-10 10:30 | 10:30 | 1.7714 | 30
2022-10-10 11:00 | 11:00 | 1.9862 | 30
2022-10-10 11:30 | 11:30 | 2.0543 | 30
2022-10-10 12:00 | 12:00 | 2.5526 | 30
2022-10-10 12:30 | 12:30 | 2.7422 | 30
2022-10-10 13:00 | 13:00 | 1.2819 | 30
2022-10-10 13:30 | 13:30 | 2.4808 | 30
2022-10-10 14:00 | 14:00 | 2.2573 | 30
2022-10-10 14:30 | 14:30 | 2.6349 | 30
2022-10-10 15:00 | 15:00 | 4.2635 | 30
2022-10-10 15:30 | 15:30 | 5.0067 | 30
2022-10-10 16:00 | 16:00 | 6.1479 | 30
2022-10-10 16:30 | 16:30 | 7.0192 | 30
2022-10-10 17:00 | 17:00 | 7.7784 | 30
2022-10-10 17:30 | 17:30 | 8.7972 | 30
2022-10-10 18:00 | 18:00 | 10.0791 | 30
2022-10-10 18:30 | 18:30 | 10.5285 | 30
2022-10-10 19:00 | 19:00 | 10.0418 | 30
2022-10-10 19:30 | 19:30 | 9.3343 | 30
2022-10-10 20:00 | 20:00 | 9.0829 | 30
2022-10-10 20:30 | 20:30 | 8.7011 | 30
2022-10-10 21:00 | 21:00 | 8.0233 | 30
2022-10-10 21:30 | 21:30 | 7.6145 | 30
2022-10-10 22:00 | 22:00 | 6.967 | 30
2022-10-10 22:30 | 22:30 | 6.2145 | 30
2022-10-10 23:00 | 23:00 | 5.9901 | 30
2022-10-10 23:30 | 23:30 | 5.772 | 30
2022-10-11 | 0:00 | 5.5916 | 30
2022-10-11 00:30 | 0:30 | 5.476 | 30
2022-10-11 01:00 | 1:00 | 5.1501 | 30
2022-10-11 01:30 | 1:30 | 4.9722 | 30
2022-10-11 02:00 | 2:00 | 4.8345 | 30
2022-10-11 02:30 | 2:30 | 4.7472 | 30
2022-10-11 03:00 | 3:00 | 4.6655 | 30
2022-10-11 03:30 | 3:30 | 4.6921 | 30
2022-10-11 04:00 | 4:00 | 4.8683 | 30
2022-10-11 04:30 | 4:30 | 5.1085 | 30
2022-10-11 05:00 | 5:00 | 5.3655 | 30
2022-10-11 05:30 | 5:30 | 5.2223 | 30
2022-10-11 06:00 | 6:00 | 4.8058 | 30
2022-10-11 06:30 | 6:30 | 4.1898 | 30
2022-10-11 07:00 | 7:00 | 2.806 | 30
2022-10-11 07:30 | 7:30 | 1.5933 | 30
2022-10-11 08:00 | 8:00 | 1.4794 | 30
2022-10-11 08:30 | 8:30 | 2.7614 | 30
2022-10-11 09:00 | 9:00 | 3.6607 | 30
2022-10-11 09:30 | 9:30 | 3.7399 | 30
2022-10-11 10:00 | 10:00 | 2.4727 | 30
2022-10-11 10:30 | 10:30 | 3.9552 | 30
2022-10-11 11:00 | 11:00 | 3.7497 | 30
2022-10-11 11:30 | 11:30 | 3.4754 | 30
2022-10-11 12:00 | 12:00 | 3.6439 | 30
2022-10-11 12:30 | 12:30 | 1.2308 | 30
2022-10-11 13:00 | 13:00 | 1.6738 | 30
2022-10-11 13:30 | 13:30 | 1.7088 | 30
2022-10-11 14:00 | 14:00 | 1.6336 | 30
2022-10-11 14:30 | 14:30 | 1.8091 | 30
2022-10-11 15:00 | 15:00 | 2.9042 | 30
2022-10-11 15:30 | 15:30 | 3.228 | 30
2022-10-11 16:00 | 16:00 | 4.5102 | 30
2022-10-11 16:30 | 16:30 | 6.5701 | 30
2022-10-11 17:00 | 17:00 | 7.5552 | 30
2022-10-11 17:30 | 17:30 | 9.1537 | 30
2022-10-11 18:00 | 18:00 | 10.1963 | 30
2022-10-11 18:30 | 18:30 | 10.2402 | 30
2022-10-11 19:00 | 19:00 | 9.9573 | 30
2022-10-11 19:30 | 19:30 | 9.3522 | 30
2022-10-11 20:00 | 20:00 | 9.2686 | 30
2022-10-11 20:30 | 20:30 | 8.8425 | 30
2022-10-11 21:00 | 21:00 | 8.0098 | 30
2022-10-11 21:30 | 21:30 | 7.6036 | 30
2022-10-11 22:00 | 22:00 | 7.0169 | 30
2022-10-11 22:30 | 22:30 | 6.3303 | 30
2022-10-11 23:00 | 23:00 | 6.0281 | 30
2022-10-11 23:30 | 23:30 | 5.6388 | 30
2022-10-12 | 0:00 | 5.3488 | 30
2022-10-12 00:30 | 0:30 | 5.351 | 30
2022-10-12 01:00 | 1:00 | 5.3433 | 30
2022-10-12 01:30 | 1:30 | 5.1669 | 30
2022-10-12 02:00 | 2:00 | 5.012 | 30
2022-10-12 02:30 | 2:30 | 4.848 | 30
2022-10-12 03:00 | 3:00 | 4.7618 | 30
2022-10-12 03:30 | 3:30 | 4.7177 | 30
2022-10-12 04:00 | 4:00 | 4.8837 | 30
2022-10-12 04:30 | 4:30 | 5.3317 | 30
2022-10-12 05:00 | 5:00 | 5.6474 | 30
2022-10-12 05:30 | 5:30 | 5.6061 | 30
2022-10-12 06:00 | 6:00 | 5.4044 | 30
2022-10-12 06:30 | 6:30 | 4.6665 | 30
2022-10-12 07:00 | 7:00 | 2.9953 | 30
2022-10-12 07:30 | 7:30 | 1.5205 | 30
2022-10-12 08:00 | 8:00 | 1.3666 | 30
2022-10-12 08:30 | 8:30 | 1.7085 | 30
2022-10-12 09:00 | 9:00 | 1.7347 | 30
2022-10-12 09:30 | 9:30 | 2.1275 | 30
2022-10-12 10:00 | 10:00 | 1.7702 | 30
2022-10-12 10:30 | 10:30 | 1.6933 | 30
2022-10-12 11:00 | 11:00 | 1.1656 | 30
2022-10-12 11:30 | 11:30 | 1.328 | 30
2022-10-12 12:00 | 12:00 | 1.3538 | 30
2022-10-12 12:30 | 12:30 | 1.9512 | 30
2022-10-12 13:00 | 13:00 | 1.3623 | 30
2022-10-12 13:30 | 13:30 | 1.5051 | 30
2022-10-12 14:00 | 14:00 | 1.372 | 30
2022-10-12 14:30 | 14:30 | 1.2095 | 30
2022-10-12 15:00 | 15:00 | 2.8953 | 30
2022-10-12 15:30 | 15:30 | 2.7741 | 30
2022-10-12 16:00 | 16:00 | 3.9425 | 30
2022-10-12 16:30 | 16:30 | 5.8681 | 30
2022-10-12 17:00 | 17:00 | 7.0595 | 30
2022-10-12 17:30 | 17:30 | 8.6899 | 30
2022-10-12 18:00 | 18:00 | 9.673 | 30
2022-10-12 18:30 | 18:30 | 10.02 | 30
2022-10-12 19:00 | 19:00 | 9.6191 | 30
2022-10-12 19:30 | 19:30 | 9.1423 | 30
2022-10-12 20:00 | 20:00 | 8.8596 | 30
2022-10-12 20:30 | 20:30 | 8.5917 | 30
2022-10-12 21:00 | 21:00 | 8.0099 | 30
2022-10-12 21:30 | 21:30 | 7.6742 | 30
2022-10-12 22:00 | 22:00 | 7.0334 | 30
2022-10-12 22:30 | 22:30 | 6.4326 | 30
2022-10-12 23:00 | 23:00 | 6.287 | 30
2022-10-12 23:30 | 23:30 | 5.9989 | 30
2022-10-13 | 0:00 | 5.5488 | 30
2022-10-13 00:30 | 0:30 | 5.3945 | 30
2022-10-13 01:00 | 1:00 | 5.3072 | 30
2022-10-13 01:30 | 1:30 | 5.1552 | 30
2022-10-13 02:00 | 2:00 | 4.9114 | 30
2022-10-13 02:30 | 2:30 | 4.7407 | 30
2022-10-13 03:00 | 3:00 | 4.7561 | 30
2022-10-13 03:30 | 3:30 | 4.7759 | 30
2022-10-13 04:00 | 4:00 | 4.7747 | 30
2022-10-13 04:30 | 4:30 | 4.9041 | 30
2022-10-13 05:00 | 5:00 | 5.22 | 30
2022-10-13 05:30 | 5:30 | 5.3795 | 30
2022-10-13 06:00 | 6:00 | 4.8874 | 30
2022-10-13 06:30 | 6:30 | 4.1759 | 30
2022-10-13 07:00 | 7:00 | 2.9823 | 30
2022-10-13 07:30 | 7:30 | 2.7487 | 30
2022-10-13 08:00 | 8:00 | 1.7467 | 30
2022-10-13 08:30 | 8:30 | 1.2159 | 30
2022-10-13 09:00 | 9:00 | 1.3048 | 30
2022-10-13 09:30 | 9:30 | 1.1663 | 30
2022-10-13 10:00 | 10:00 | 1.3467 | 30
2022-10-13 10:30 | 10:30 | 2.9855 | 30
2022-10-13 11:00 | 11:00 | 2.5121 | 30
2022-10-13 11:30 | 11:30 | 1.5844 | 30
2022-10-13 12:00 | 12:00 | 1.6288 | 30
2022-10-13 12:30 | 12:30 | 2.8336 | 30
2022-10-13 13:00 | 13:00 | 2.5939 | 30
2022-10-13 13:30 | 13:30 | 3.1093 | 30
2022-10-13 14:00 | 14:00 | 2.309 | 30
2022-10-13 14:30 | 14:30 | 1.2437 | 30
2022-10-13 15:00 | 15:00 | 1.5095 | 30
2022-10-13 15:30 | 15:30 | 2.327 | 30
2022-10-13 16:00 | 16:00 | 4.3852 | 30
2022-10-13 16:30 | 16:30 | 5.2688 | 30
2022-10-13 17:00 | 17:00 | 7.0518 | 30
2022-10-13 17:30 | 17:30 | 8.8287 | 30
2022-10-13 18:00 | 18:00 | 9.7081 | 30
2022-10-13 18:30 | 18:30 | 9.9637 | 30
2022-10-13 19:00 | 19:00 | 9.5293 | 30
2022-10-13 19:30 | 19:30 | 9.094 | 30
2022-10-13 20:00 | 20:00 | 9.0718 | 30
2022-10-13 20:30 | 20:30 | 8.791 | 30
2022-10-13 21:00 | 21:00 | 8.0604 | 30
2022-10-13 21:30 | 21:30 | 7.5415 | 30
2022-10-13 22:00 | 22:00 | 6.9333 | 30
2022-10-13 22:30 | 22:30 | 6.2293 | 30
2022-10-13 23:00 | 23:00 | 5.9998 | 30
2022-10-13 23:30 | 23:30 | 5.7252 | 30
2022-10-14 | 0:00 | 5.3215 | 30
2022-10-14 00:30 | 0:30 | 5.1738 | 30
2022-10-14 01:00 | 1:00 | 5.0978 | 30
2022-10-14 01:30 | 1:30 | 4.9118 | 30
2022-10-14 02:00 | 2:00 | 4.7766 | 30
2022-10-14 02:30 | 2:30 | 4.5868 | 30
2022-10-14 03:00 | 3:00 | 4.5993 | 30
2022-10-14 03:30 | 3:30 | 4.5736 | 30
2022-10-14 04:00 | 4:00 | 4.734 | 30
2022-10-14 04:30 | 4:30 | 4.8653 | 30
2022-10-14 05:00 | 5:00 | 5.0605 | 30
2022-10-14 05:30 | 5:30 | 5.1278 | 30
2022-10-14 06:00 | 6:00 | 5.0074 | 30
2022-10-14 06:30 | 6:30 | 3.8129 | 30
2022-10-14 07:00 | 7:00 | 3.0771 | 30
2022-10-14 07:30 | 7:30 | 3.7871 | 30
2022-10-14 08:00 | 8:00 | 1.6313 | 30
2022-10-14 08:30 | 8:30 | 1.3608 | 30
2022-10-14 09:00 | 9:00 | 1.7698 | 30
2022-10-14 09:30 | 9:30 | 2.5595 | 30
2022-10-14 10:00 | 10:00 | 1.328 | 30
2022-10-14 10:30 | 10:30 | 2.5544 | 30
2022-10-14 11:00 | 11:00 | 3.1965 | 30
2022-10-14 11:30 | 11:30 | 1.1753 | 30
2022-10-14 12:00 | 12:00 | 1.8607 | 30
2022-10-14 12:30 | 12:30 | 4.1744 | 30
2022-10-14 13:00 | 13:00 | 3.6521 | 30
2022-10-14 13:30 | 13:30 | 1.7089 | 30
2022-10-14 14:00 | 14:00 | 2.5233 | 30
2022-10-14 14:30 | 14:30 | 2.3163 | 30
2022-10-14 15:00 | 15:00 | 3.4653 | 30
2022-10-14 15:30 | 15:30 | 4.4693 | 30
2022-10-14 16:00 | 16:00 | 6.0959 | 30
2022-10-14 16:30 | 16:30 | 7.3982 | 30
2022-10-14 17:00 | 17:00 | 8.0216 | 30
2022-10-14 17:30 | 17:30 | 8.6807 | 30
2022-10-14 18:00 | 18:00 | 9.3932 | 30
2022-10-14 18:30 | 18:30 | 9.3907 | 30
2022-10-14 19:00 | 19:00 | 9.1135 | 30
2022-10-14 19:30 | 19:30 | 8.481 | 30
2022-10-14 20:00 | 20:00 | 8.4538 | 30
2022-10-14 20:30 | 20:30 | 8.2106 | 30
2022-10-14 21:00 | 21:00 | 7.7155 | 30
2022-10-14 21:30 | 21:30 | 7.4102 | 30
2022-10-14 22:00 | 22:00 | 6.9627 | 30
2022-10-14 22:30 | 22:30 | 6.3276 | 30
2022-10-14 23:00 | 23:00 | 6.2601 | 30
2022-10-14 23:30 | 23:30 | 5.9295 | 30
2022-10-15 | 0:00 | 5.6807 | 30
2022-10-15 00:30 | 0:30 | 5.717 | 30
2022-10-15 01:00 | 1:00 | 5.6857 | 30
2022-10-15 01:30 | 1:30 | 5.4472 | 30
2022-10-15 02:00 | 2:00 | 5.2296 | 30
2022-10-15 02:30 | 2:30 | 5.0728 | 30
2022-10-15 03:00 | 3:00 | 4.9676 | 30
2022-10-15 03:30 | 3:30 | 4.9466 | 30
2022-10-15 04:00 | 4:00 | 4.9687 | 30
2022-10-15 04:30 | 4:30 | 4.9249 | 30
2022-10-15 05:00 | 5:00 | 4.7186 | 30
2022-10-15 05:30 | 5:30 | 4.4354 | 30
2022-10-15 06:00 | 6:00 | 3.736 | 30
2022-10-15 06:30 | 6:30 | 2.8566 | 30
2022-10-15 07:00 | 7:00 | 1.9631 | 30
2022-10-15 07:30 | 7:30 | 1.4449 | 30
2022-10-15 08:00 | 8:00 | 1.5577 | 30
2022-10-15 08:30 | 8:30 | 2.3835 | 30
2022-10-15 09:00 | 9:00 | 2.8805 | 30
2022-10-15 09:30 | 9:30 | 2.1199 | 30
2022-10-15 10:00 | 10:00 | 2.7615 | 30
2022-10-15 10:30 | 10:30 | 2.8532 | 30
2022-10-15 11:00 | 11:00 | 2.2365 | 30
2022-10-15 11:30 | 11:30 | 2.0412 | 30
2022-10-15 12:00 | 12:00 | 1.7606 | 30
2022-10-15 12:30 | 12:30 | 2.3571 | 30
2022-10-15 13:00 | 13:00 | 2.338 | 30
2022-10-15 13:30 | 13:30 | 2.4197 | 30
2022-10-15 14:00 | 14:00 | 1.7939 | 30
2022-10-15 14:30 | 14:30 | 1.3836 | 30
2022-10-15 15:00 | 15:00 | 1.1945 | 30
2022-10-15 15:30 | 15:30 | 2.6034 | 30
2022-10-15 16:00 | 16:00 | 4.4293 | 30
2022-10-15 16:30 | 16:30 | 5.7628 | 30
2022-10-15 17:00 | 17:00 | 7.2392 | 30
2022-10-15 17:30 | 17:30 | 8.5675 | 30
2022-10-15 18:00 | 18:00 | 9.3395 | 30
2022-10-15 18:30 | 18:30 | 9.3312 | 30
2022-10-15 19:00 | 19:00 | 8.6161 | 30
2022-10-15 19:30 | 19:30 | 8.3674 | 30
2022-10-15 20:00 | 20:00 | 8.0232 | 30
2022-10-15 20:30 | 20:30 | 7.6967 | 30
2022-10-15 21:00 | 21:00 | 7.3014 | 30
2022-10-15 21:30 | 21:30 | 6.9999 | 30
2022-10-15 22:00 | 22:00 | 6.5171 | 30
2022-10-15 22:30 | 22:30 | 6.1216 | 30
2022-10-15 23:00 | 23:00 | 6.1503 | 30
2022-10-15 23:30 | 23:30 | 5.8824 | 30
2022-10-16 | 0:00 | 5.5092 | 30
2022-10-16 00:30 | 0:30 | 5.2966 | 30
2022-10-16 01:00 | 1:00 | 5.2697 | 30
2022-10-16 01:30 | 1:30 | 5.0034 | 30
2022-10-16 02:00 | 2:00 | 4.8565 | 30
2022-10-16 02:30 | 2:30 | 4.6981 | 30
2022-10-16 03:00 | 3:00 | 4.6237 | 30
2022-10-16 03:30 | 3:30 | 4.6019 | 30
2022-10-16 04:00 | 4:00 | 4.4767 | 30
2022-10-16 04:30 | 4:30 | 4.516 | 30
2022-10-16 05:00 | 5:00 | 4.766 | 30
2022-10-16 05:30 | 5:30 | 4.3281 | 30
2022-10-16 06:00 | 6:00 | 3.8133 | 30
2022-10-16 06:30 | 6:30 | 3.8056 | 30
2022-10-16 07:00 | 7:00 | 3.6068 | 30
2022-10-16 07:30 | 7:30 | 3.2427 | 30
2022-10-16 08:00 | 8:00 | 2.1446 | 30
2022-10-16 08:30 | 8:30 | 1.4883 | 30
2022-10-16 09:00 | 9:00 | 1.2167 | 30
2022-10-16 09:30 | 9:30 | 1.2581 | 30
2022-10-16 10:00 | 10:00 | 1.688 | 30
2022-10-16 10:30 | 10:30 | 1.7414 | 30
2022-10-16 11:00 | 11:00 | 2.0816 | 30
2022-10-16 11:30 | 11:30 | 2.3382 | 30
2022-10-16 12:00 | 12:00 | 1.3547 | 30
2022-10-16 12:30 | 12:30 | 2.6309 | 30
2022-10-16 13:00 | 13:00 | 2.5182 | 30
2022-10-16 13:30 | 13:30 | 4.1565 | 30
2022-10-16 14:00 | 14:00 | 3.3835 | 30
2022-10-16 14:30 | 14:30 | 4.5043 | 30
2022-10-16 15:00 | 15:00 | 2.8431 | 30
2022-10-16 15:30 | 15:30 | 5.8105 | 30
2022-10-16 16:00 | 16:00 | 6.5644 | 30
2022-10-16 16:30 | 16:30 | 6.5468 | 30
2022-10-16 17:00 | 17:00 | 8.4654 | 30
2022-10-16 17:30 | 17:30 | 9.522 | 30
2022-10-16 18:00 | 18:00 | 10.0021 | 30
2022-10-16 18:30 | 18:30 | 9.9981 | 30
2022-10-16 19:00 | 19:00 | 9.5697 | 30
2022-10-16 19:30 | 19:30 | 8.8562 | 30
2022-10-16 20:00 | 20:00 | 8.5358 | 30
2022-10-16 20:30 | 20:30 | 8.2188 | 30
2022-10-16 21:00 | 21:00 | 7.9138 | 30
2022-10-16 21:30 | 21:30 | 7.5337 | 30
2022-10-16 22:00 | 22:00 | 6.806 | 30
2022-10-16 22:30 | 22:30 | 5.9793 | 30
2022-10-16 23:00 | 23:00 | 5.928 | 30
2022-10-16 23:30 | 23:30 | 5.602 | 30
2022-10-17 | 0:00 | 5.2295 | 30
2022-10-17 00:30 | 0:30 | 5.1675 | 30
2022-10-17 01:00 | 1:00 | 5.112 | 30
2022-10-17 01:30 | 1:30 | 4.9288 | 30
2022-10-17 02:00 | 2:00 | 4.7588 | 30
2022-10-17 02:30 | 2:30 | 4.5919 | 30
2022-10-17 03:00 | 3:00 | 4.548 | 30
2022-10-17 03:30 | 3:30 | 4.5031 | 30
2022-10-17 04:00 | 4:00 | 4.7368 | 30
2022-10-17 04:30 | 4:30 | 4.8505 | 30
2022-10-17 05:00 | 5:00 | 5.0993 | 30
2022-10-17 05:30 | 5:30 | 5.2074 | 30
2022-10-17 06:00 | 6:00 | 5.1765 | 30
2022-10-17 06:30 | 6:30 | 4.9298 | 30
2022-10-17 07:00 | 7:00 | 5.0957 | 30
2022-10-17 07:30 | 7:30 | 3.323 | 30
2022-10-17 08:00 | 8:00 | 1.9802 | 30
2022-10-17 08:30 | 8:30 | 2.3232 | 30
2022-10-17 09:00 | 9:00 | 4.6393 | 30
2022-10-17 09:30 | 9:30 | 6.1624 | 30
2022-10-17 10:00 | 10:00 | 5.5218 | 30
2022-10-17 10:30 | 10:30 | 4.449 | 30
2022-10-17 11:00 | 11:00 | 3.9372 | 30
2022-10-17 11:30 | 11:30 | 1.6426 | 30
2022-10-17 12:00 | 12:00 | 1.9462 | 30
2022-10-17 12:30 | 12:30 | 2.0635 | 30
2022-10-17 13:00 | 13:00 | 1.8628 | 30
2022-10-17 13:30 | 13:30 | 1.6088 | 30
2022-10-17 14:00 | 14:00 | 2.2091 | 30
2022-10-17 14:30 | 14:30 | 1.8595 | 30
2022-10-17 15:00 | 15:00 | 2.5256 | 30
2022-10-17 15:30 | 15:30 | 2.7134 | 30
2022-10-17 16:00 | 16:00 | 5.1323 | 30
2022-10-17 16:30 | 16:30 | 6.4546 | 30
2022-10-17 17:00 | 17:00 | 7.8798 | 30
2022-10-17 17:30 | 17:30 | 9.2141 | 30
2022-10-17 18:00 | 18:00 | 10.0235 | 30
2022-10-17 18:30 | 18:30 | 10.0898 | 30
2022-10-17 19:00 | 19:00 | 9.5538 | 30
2022-10-17 19:30 | 19:30 | 8.9378 | 30
2022-10-17 20:00 | 20:00 | 8.8366 | 30
2022-10-17 20:30 | 20:30 | 8.5295 | 30
2022-10-17 21:00 | 21:00 | 8.0929 | 30
2022-10-17 21:30 | 21:30 | 7.8317 | 30
2022-10-17 22:00 | 22:00 | 7.2212 | 30
2022-10-17 22:30 | 22:30 | 6.5577 | 30
2022-10-17 23:00 | 23:00 | 6.3258 | 30
2022-10-17 23:30 | 23:30 | 6.0419 | 30
2022-10-18 | 0:00 | 5.6582 | 30
2022-10-18 00:30 | 0:30 | 5.4771 | 30
2022-10-18 01:00 | 1:00 | 5.2476 | 30
2022-10-18 01:30 | 1:30 | 4.933 | 30
2022-10-18 02:00 | 2:00 | 4.7562 | 30
2022-10-18 02:30 | 2:30 | 4.5988 | 30
2022-10-18 03:00 | 3:00 | 4.6147 | 30
2022-10-18 03:30 | 3:30 | 4.6216 | 30
2022-10-18 04:00 | 4:00 | 4.7109 | 30
2022-10-18 04:30 | 4:30 | 4.8824 | 30
2022-10-18 05:00 | 5:00 | 5.0412 | 30
2022-10-18 05:30 | 5:30 | 5.1189 | 30
2022-10-18 06:00 | 6:00 | 4.4291 | 30
2022-10-18 06:30 | 6:30 | 4.2564 | 30
2022-10-18 07:00 | 7:00 | 3.5685 | 30
2022-10-18 07:30 | 7:30 | 3.863 | 30
2022-10-18 08:00 | 8:00 | 3.7533 | 30
2022-10-18 08:30 | 8:30 | 1.8276 | 30
2022-10-18 09:00 | 9:00 | 1.6073 | 30
2022-10-18 09:30 | 9:30 | 1.9688 | 30
2022-10-18 10:00 | 10:00 | 1.8128 | 30
2022-10-18 10:30 | 10:30 | 1.1118 | 30
2022-10-18 11:00 | 11:00 | 1.2611 | 30
2022-10-18 11:30 | 11:30 | 1.4731 | 30
2022-10-18 12:00 | 12:00 | 2.075 | 30
2022-10-18 12:30 | 12:30 | 2.3196 | 30
2022-10-18 13:00 | 13:00 | 1.1891 | 30
2022-10-18 13:30 | 13:30 | 2.2068 | 30
2022-10-18 14:00 | 14:00 | 1.2202 | 30
2022-10-18 14:30 | 14:30 | 1.7498 | 30
2022-10-18 15:00 | 15:00 | 2.7875 | 30
2022-10-18 15:30 | 15:30 | 3.8972 | 30
2022-10-18 16:00 | 16:00 | 5.2379 | 30
2022-10-18 16:30 | 16:30 | 6.9336 | 30
2022-10-18 17:00 | 17:00 | 8.2377 | 30
2022-10-18 17:30 | 17:30 | 9.4494 | 30
2022-10-18 18:00 | 18:00 | 10.1614 | 30
2022-10-18 18:30 | 18:30 | 10.1599 | 30
2022-10-18 19:00 | 19:00 | 9.7372 | 30
2022-10-18 19:30 | 19:30 | 9.1497 | 30
2022-10-18 20:00 | 20:00 | 8.8921 | 30
2022-10-18 20:30 | 20:30 | 8.5062 | 30
2022-10-18 21:00 | 21:00 | 7.9602 | 30
2022-10-18 21:30 | 21:30 | 7.5659 | 30
2022-10-18 22:00 | 22:00 | 6.7849 | 30
2022-10-18 22:30 | 22:30 | 6.1702 | 30
2022-10-18 23:00 | 23:00 | 5.9822 | 30
2022-10-18 23:30 | 23:30 | 5.6375 | 30
2022-10-19 | 0:00 | 5.2337 | 30
2022-10-19 00:30 | 0:30 | 5.1172 | 30
2022-10-19 01:00 | 1:00 | 5.1153 | 30
2022-10-19 01:30 | 1:30 | 4.9494 | 30
2022-10-19 02:00 | 2:00 | 4.7088 | 30
2022-10-19 02:30 | 2:30 | 5.0669 | 30
2022-10-19 03:00 | 3:00 | 5.1358 | 30
2022-10-19 03:30 | 3:30 | 5.3285 | 30
2022-10-19 04:00 | 4:00 | 4.9037 | 30
2022-10-19 04:30 | 4:30 | 4.8714 | 30
2022-10-19 05:00 | 5:00 | 5.1667 | 30
2022-10-19 05:30 | 5:30 | 5.4186 | 30
2022-10-19 06:00 | 6:00 | 5.886 | 30
2022-10-19 06:30 | 6:30 | 6.0422 | 30
2022-10-19 07:00 | 7:00 | 6.8883 | 30
2022-10-19 07:30 | 7:30 | 6.8011 | 30
2022-10-19 08:00 | 8:00 | 5.8757 | 30
2022-10-19 08:30 | 8:30 | 5.1544 | 30
2022-10-19 09:00 | 9:00 | 4.5132 | 30
2022-10-19 09:30 | 9:30 | 4.4443 | 30
2022-10-19 10:00 | 10:00 | 4.3611 | 30
2022-10-19 10:30 | 10:30 | 3.4724 | 30
2022-10-19 11:00 | 11:00 | 5.0648 | 30
2022-10-19 11:30 | 11:30 | 3.8806 | 30
2022-10-19 12:00 | 12:00 | 3.1554 | 30
2022-10-19 12:30 | 12:30 | 2.958 | 30
2022-10-19 13:00 | 13:00 | 3.8348 | 30
2022-10-19 13:30 | 13:30 | 3.3234 | 30
2022-10-19 14:00 | 14:00 | 3.3844 | 30
2022-10-19 14:30 | 14:30 | 4.3922 | 30
2022-10-19 15:00 | 15:00 | 6.2531 | 30
2022-10-19 15:30 | 15:30 | 6.9811 | 30
2022-10-19 16:00 | 16:00 | 7.6425 | 30
2022-10-19 16:30 | 16:30 | 8.5079 | 30
2022-10-19 17:00 | 17:00 | 9.148 | 30
2022-10-19 17:30 | 17:30 | 9.9151 | 30
2022-10-19 18:00 | 18:00 | 10.4037 | 30
2022-10-19 18:30 | 18:30 | 10.3112 | 30
2022-10-19 19:00 | 19:00 | 9.9229 | 30
2022-10-19 19:30 | 19:30 | 9.4593 | 30
2022-10-19 20:00 | 20:00 | 9.3567 | 30
2022-10-19 20:30 | 20:30 | 8.7772 | 30
2022-10-19 21:00 | 21:00 | 8.2442 | 30
2022-10-19 21:30 | 21:30 | 8.0382 | 30
2022-10-19 22:00 | 22:00 | 7.2413 | 30
2022-10-19 22:30 | 22:30 | 6.4839 | 30
2022-10-19 23:00 | 23:00 | 6.2225 | 30
2022-10-19 23:30 | 23:30 | 5.9121 | 30
2022-10-20 | 0:00 | 5.5233 | 30
2022-10-20 00:30 | 0:30 | 5.1724 | 30
2022-10-20 01:00 | 1:00 | 5.2569 | 30
2022-10-20 01:30 | 1:30 | 5.0292 | 30
2022-10-20 02:00 | 2:00 | 4.8149 | 30
2022-10-20 02:30 | 2:30 | 4.773 | 30
2022-10-20 03:00 | 3:00 | 4.6544 | 30
2022-10-20 03:30 | 3:30 | 4.6839 | 30
2022-10-20 04:00 | 4:00 | 4.7726 | 30
2022-10-20 04:30 | 4:30 | 5.0107 | 30
2022-10-20 05:00 | 5:00 | 5.333 | 30
2022-10-20 05:30 | 5:30 | 5.6267 | 30
2022-10-20 06:00 | 6:00 | 5.9786 | 30
2022-10-20 06:30 | 6:30 | 6.4039 | 30
2022-10-20 07:00 | 7:00 | 6.7697 | 30
2022-10-20 07:30 | 7:30 | 6.1009 | 30
2022-10-20 08:00 | 8:00 | 5.6223 | 30
2022-10-20 08:30 | 8:30 | 5.3552 | 30
2022-10-20 09:00 | 9:00 | 3.0029 | 30
2022-10-20 09:30 | 9:30 | 1.4555 | 30
2022-10-20 10:00 | 10:00 | 2.5252 | 30
2022-10-20 10:30 | 10:30 | 1.6291 | 30
2022-10-20 11:00 | 11:00 | 2.1332 | 30
2022-10-20 11:30 | 11:30 | 2.5552 | 30
2022-10-20 12:00 | 12:00 | 2.3816 | 30
2022-10-20 12:30 | 12:30 | 2.9524 | 30
2022-10-20 13:00 | 13:00 | 2.9959 | 30
2022-10-20 13:30 | 13:30 | 2.4658 | 30
2022-10-20 14:00 | 14:00 | 3.8927 | 30
2022-10-20 14:30 | 14:30 | 5.0083 | 30
2022-10-20 15:00 | 15:00 | 5.0016 | 30
2022-10-20 15:30 | 15:30 | 6.5366 | 30
2022-10-20 16:00 | 16:00 | 7.2591 | 30
2022-10-20 16:30 | 16:30 | 8.2859 | 30
2022-10-20 17:00 | 17:00 | 8.6907 | 30
2022-10-20 17:30 | 17:30 | 9.2771 | 30
2022-10-20 18:00 | 18:00 | 9.7514 | 30
2022-10-20 18:30 | 18:30 | 9.7553 | 30
2022-10-20 19:00 | 19:00 | 9.4228 | 30
2022-10-20 19:30 | 19:30 | 9.0085 | 30
2022-10-20 20:00 | 20:00 | 8.8383 | 30
2022-10-20 20:30 | 20:30 | 8.569 | 30
2022-10-20 21:00 | 21:00 | 8.1054 | 30
2022-10-20 21:30 | 21:30 | 7.8351 | 30
2022-10-20 22:00 | 22:00 | 7.064 | 30
2022-10-20 22:30 | 22:30 | 6.5621 | 30
2022-10-20 23:00 | 23:00 | 6.4382 | 30
2022-10-20 23:30 | 23:30 | 5.9703 | 30
2022-10-21 | 0:00 | 5.4528 | 30
2022-10-21 00:30 | 0:30 | 5.3399 | 30
2022-10-21 01:00 | 1:00 | 5.2887 | 30
2022-10-21 01:30 | 1:30 | 5.0574 | 30
2022-10-21 02:00 | 2:00 | 4.9352 | 30
2022-10-21 02:30 | 2:30 | 4.8559 | 30
2022-10-21 03:00 | 3:00 | 4.8318 | 30
2022-10-21 03:30 | 3:30 | 4.7467 | 30
2022-10-21 04:00 | 4:00 | 4.9401 | 30
2022-10-21 04:30 | 4:30 | 5.0312 | 30
2022-10-21 05:00 | 5:00 | 5.2883 | 30
2022-10-21 05:30 | 5:30 | 5.1414 | 30
2022-10-21 06:00 | 6:00 | 5.1453 | 30
2022-10-21 06:30 | 6:30 | 5.3067 | 30
2022-10-21 07:00 | 7:00 | 5.3367 | 30
2022-10-21 07:30 | 7:30 | 4.6675 | 30
2022-10-21 08:00 | 8:00 | 2.376 | 30
2022-10-21 08:30 | 8:30 | 1.5109 | 30
2022-10-21 09:00 | 9:00 | 1.1546 | 30
2022-10-21 09:30 | 9:30 | 3.8239 | 30
2022-10-21 10:00 | 10:00 | 6.5956 | 30
2022-10-21 10:30 | 10:30 | 6.8044 | 30
2022-10-21 11:00 | 11:00 | 6.7033 | 30
2022-10-21 11:30 | 11:30 | 6.7591 | 30
2022-10-21 12:00 | 12:00 | 4.2152 | 30
2022-10-21 12:30 | 12:30 | 3.8094 | 30
2022-10-21 13:00 | 13:00 | 5.686 | 30
2022-10-21 13:30 | 13:30 | 5.7698 | 30
2022-10-21 14:00 | 14:00 | 4.4233 | 30
2022-10-21 14:30 | 14:30 | 5.6624 | 30
2022-10-21 15:00 | 15:00 | 6.593 | 30
2022-10-21 15:30 | 15:30 | 6.3366 | 30
2022-10-21 16:00 | 16:00 | 6.3504 | 30
2022-10-21 16:30 | 16:30 | 7.9827 | 30
2022-10-21 17:00 | 17:00 | 8.5795 | 30
2022-10-21 17:30 | 17:30 | 9.1121 | 30
2022-10-21 18:00 | 18:00 | 9.4003 | 30
2022-10-21 18:30 | 18:30 | 9.5612 | 30
2022-10-21 19:00 | 19:00 | 9.2406 | 30
2022-10-21 19:30 | 19:30 | 8.9437 | 30
2022-10-21 20:00 | 20:00 | 8.808 | 30
2022-10-21 20:30 | 20:30 | 8.5108 | 30
2022-10-21 21:00 | 21:00 | 8.0458 | 30
2022-10-21 21:30 | 21:30 | 7.8233 | 30
2022-10-21 22:00 | 22:00 | 7.3319 | 30
2022-10-21 22:30 | 22:30 | 6.7658 | 30
2022-10-21 23:00 | 23:00 | 6.654 | 30
2022-10-21 23:30 | 23:30 | 6.4321 | 30
2022-10-22 | 0:00 | 5.9738 | 30
2022-10-22 00:30 | 0:30 | 5.4843 | 30
2022-10-22 01:00 | 1:00 | 5.5908 | 30
2022-10-22 01:30 | 1:30 | 5.4972 | 30
2022-10-22 02:00 | 2:00 | 5.3189 | 30
2022-10-22 02:30 | 2:30 | 5.1289 | 30
2022-10-22 03:00 | 3:00 | 5.0791 | 30
2022-10-22 03:30 | 3:30 | 4.7186 | 30
2022-10-22 04:00 | 4:00 | 4.7336 | 30
2022-10-22 04:30 | 4:30 | 4.8028 | 30
2022-10-22 05:00 | 5:00 | 4.8756 | 30
2022-10-22 05:30 | 5:30 | 5.0776 | 30
2022-10-22 06:00 | 6:00 | 5.3124 | 30
2022-10-22 06:30 | 6:30 | 5.093 | 30
2022-10-22 07:00 | 7:00 | 5.0755 | 30
2022-10-22 07:30 | 7:30 | 5.2739 | 30
2022-10-22 08:00 | 8:00 | 5.7702 | 30
2022-10-22 08:30 | 8:30 | 5.6507 | 30
2022-10-22 09:00 | 9:00 | 6.3117 | 30
2022-10-22 09:30 | 9:30 | 6.6241 | 30
2022-10-22 10:00 | 10:00 | 5.1232 | 30
2022-10-22 10:30 | 10:30 | 4.4986 | 30
2022-10-22 11:00 | 11:00 | 3.3333 | 30
2022-10-22 11:30 | 11:30 | 3.3173 | 30
2022-10-22 12:00 | 12:00 | 3.6956 | 30
2022-10-22 12:30 | 12:30 | 4.3172 | 30
2022-10-22 13:00 | 13:00 | 4.2351 | 30
2022-10-22 13:30 | 13:30 | 4.227 | 30
2022-10-22 14:00 | 14:00 | 4.8827 | 30
2022-10-22 14:30 | 14:30 | 5.544 | 30
2022-10-22 15:00 | 15:00 | 6.3615 | 30
2022-10-22 15:30 | 15:30 | 7.0384 | 30
2022-10-22 16:00 | 16:00 | 7.4805 | 30
2022-10-22 16:30 | 16:30 | 7.9562 | 30
2022-10-22 17:00 | 17:00 | 8.5567 | 30
2022-10-22 17:30 | 17:30 | 9.1483 | 30
2022-10-22 18:00 | 18:00 | 9.4803 | 30
2022-10-22 18:30 | 18:30 | 9.4216 | 30
2022-10-22 19:00 | 19:00 | 8.9293 | 30
2022-10-22 19:30 | 19:30 | 8.3656 | 30
2022-10-22 20:00 | 20:00 | 8.3684 | 30
2022-10-22 20:30 | 20:30 | 8.0806 | 30
2022-10-22 21:00 | 21:00 | 7.6419 | 30
2022-10-22 21:30 | 21:30 | 7.3793 | 30
2022-10-22 22:00 | 22:00 | 6.9491 | 30
2022-10-22 22:30 | 22:30 | 6.4578 | 30
2022-10-22 23:00 | 23:00 | 6.2652 | 30
2022-10-22 23:30 | 23:30 | 5.9633 | 30
2022-10-23 | 0:00 | 5.5836 | 30
2022-10-23 00:30 | 0:30 | 5.5663 | 30
2022-10-23 01:00 | 1:00 | 5.5635 | 30
2022-10-23 01:30 | 1:30 | 5.3919 | 30
2022-10-23 02:00 | 2:00 | 5.2917 | 30
2022-10-23 02:30 | 2:30 | 5.2064 | 30
2022-10-23 03:00 | 3:00 | 5.0508 | 30
2022-10-23 03:30 | 3:30 | 5.1759 | 30
2022-10-23 04:00 | 4:00 | 5.4247 | 30
2022-10-23 04:30 | 4:30 | 5.4162 | 30
2022-10-23 05:00 | 5:00 | 5.3378 | 30
2022-10-23 05:30 | 5:30 | 5.3122 | 30
2022-10-23 06:00 | 6:00 | 5.2015 | 30
2022-10-23 06:30 | 6:30 | 5.5627 | 30
2022-10-23 07:00 | 7:00 | 5.9252 | 30
2022-10-23 07:30 | 7:30 | 6.477 | 30
2022-10-23 08:00 | 8:00 | 7.0185 | 30
2022-10-23 08:30 | 8:30 | 7.192 | 30
2022-10-23 09:00 | 9:00 | 6.2411 | 30
2022-10-23 09:30 | 9:30 | 5.3384 | 30
2022-10-23 10:00 | 10:00 | 4.2347 | 30
2022-10-23 10:30 | 10:30 | 4.2292 | 30
2022-10-23 11:00 | 11:00 | 3.2149 | 30
2022-10-23 11:30 | 11:30 | 3.1195 | 30
2022-10-23 12:00 | 12:00 | 4.6602 | 30
2022-10-23 12:30 | 12:30 | 6.0545 | 30
2022-10-23 13:00 | 13:00 | 5.6811 | 30
2022-10-23 13:30 | 13:30 | 6.0028 | 30
2022-10-23 14:00 | 14:00 | 7.5125 | 30
2022-10-23 14:30 | 14:30 | 7.1997 | 30
2022-10-23 15:00 | 15:00 | 7.4318 | 30
2022-10-23 15:30 | 15:30 | 7.8044 | 30
2022-10-23 16:00 | 16:00 | 8.2935 | 30
2022-10-23 16:30 | 16:30 | 9.0963 | 30
2022-10-23 17:00 | 17:00 | 9.8713 | 30
2022-10-23 17:30 | 17:30 | 10.5526 | 30
2022-10-23 18:00 | 18:00 | 10.8851 | 30
2022-10-23 18:30 | 18:30 | 10.7136 | 30
2022-10-23 19:00 | 19:00 | 10.0124 | 30
2022-10-23 19:30 | 19:30 | 9.5473 | 30
2022-10-23 20:00 | 20:00 | 9.2382 | 30
2022-10-23 20:30 | 20:30 | 8.7774 | 30
2022-10-23 21:00 | 21:00 | 8.1934 | 30
2022-10-23 21:30 | 21:30 | 7.8198 | 30
2022-10-23 22:00 | 22:00 | 7.0257 | 30
2022-10-23 22:30 | 22:30 | 6.3346 | 30
2022-10-23 23:00 | 23:00 | 6.229 | 30
2022-10-23 23:30 | 23:30 | 5.9119 | 30
2022-10-24 | 0:00 | 5.5316 | 30
2022-10-24 00:30 | 0:30 | 5.3666 | 30
2022-10-24 01:00 | 1:00 | 5.4157 | 30
2022-10-24 01:30 | 1:30 | 5.1438 | 30
2022-10-24 02:00 | 2:00 | 4.9254 | 30
2022-10-24 02:30 | 2:30 | 4.9299 | 30
2022-10-24 03:00 | 3:00 | 5.4189 | 30
2022-10-24 03:30 | 3:30 | 5.3347 | 30
2022-10-24 04:00 | 4:00 | 5.4584 | 30
2022-10-24 04:30 | 4:30 | 5.2858 | 30
2022-10-24 05:00 | 5:00 | 5.3159 | 30
2022-10-24 05:30 | 5:30 | 5.159 | 30
2022-10-24 06:00 | 6:00 | 4.5819 | 30
2022-10-24 06:30 | 6:30 | 5.0163 | 30
2022-10-24 07:00 | 7:00 | 4.2261 | 30
2022-10-24 07:30 | 7:30 | 1.702 | 30
2022-10-24 08:00 | 8:00 | 1.1261 | 30
2022-10-24 08:30 | 8:30 | 1.9031 | 30
2022-10-24 09:00 | 9:00 | 2.4531 | 30
2022-10-24 09:30 | 9:30 | 2.8901 | 30
2022-10-24 10:00 | 10:00 | 3.1621 | 30
2022-10-24 10:30 | 10:30 | 3.1734 | 30
2022-10-24 11:00 | 11:00 | 3.2213 | 30
2022-10-24 11:30 | 11:30 | 3.7141 | 30
2022-10-24 12:00 | 12:00 | 2.9597 | 30
2022-10-24 12:30 | 12:30 | 3.0701 | 30
2022-10-24 13:00 | 13:00 | 1.3929 | 30
2022-10-24 13:30 | 13:30 | 1.4049 | 30
2022-10-24 14:00 | 14:00 | 2.464 | 30
2022-10-24 14:30 | 14:30 | 2.6843 | 30
2022-10-24 15:00 | 15:00 | 5.3643 | 30
2022-10-24 15:30 | 15:30 | 5.9536 | 30
2022-10-24 16:00 | 16:00 | 5.5614 | 30
2022-10-24 16:30 | 16:30 | 7.5848 | 30
2022-10-24 17:00 | 17:00 | 9.1235 | 30
2022-10-24 17:30 | 17:30 | 10.516 | 30
2022-10-24 18:00 | 18:00 | 11.2835 | 30
2022-10-24 18:30 | 18:30 | 11.6603 | 30
2022-10-24 19:00 | 19:00 | 10.9558 | 30
2022-10-24 19:30 | 19:30 | 10.218 | 30
2022-10-24 20:00 | 20:00 | 9.9042 | 30
2022-10-24 20:30 | 20:30 | 9.4581 | 30
2022-10-24 21:00 | 21:00 | 8.6299 | 30
2022-10-24 21:30 | 21:30 | 8.0466 | 30
2022-10-24 22:00 | 22:00 | 7.464 | 30
2022-10-24 22:30 | 22:30 | 6.7661 | 30
2022-10-24 23:00 | 23:00 | 6.5181 | 30
2022-10-24 23:30 | 23:30 | 6.0808 | 30
2022-10-25 | 0:00 | 5.7069 | 30
2022-10-25 00:30 | 0:30 | 5.4596 | 30
2022-10-25 01:00 | 1:00 | 5.4288 | 30
2022-10-25 01:30 | 1:30 | 5.3355 | 30
2022-10-25 02:00 | 2:00 | 5.1463 | 30
2022-10-25 02:30 | 2:30 | 5.0848 | 30
2022-10-25 03:00 | 3:00 | 5.1196 | 30
2022-10-25 03:30 | 3:30 | 4.9971 | 30
2022-10-25 04:00 | 4:00 | 3.7305 | 30
2022-10-25 04:30 | 4:30 | 3.8379 | 30
2022-10-25 05:00 | 5:00 | 3.8833 | 30
2022-10-25 05:30 | 5:30 | 3.8459 | 30
2022-10-25 06:00 | 6:00 | 5.5406 | 30
2022-10-25 06:30 | 6:30 | 4.2611 | 30
2022-10-25 07:00 | 7:00 | 5.7055 | 30
2022-10-25 07:30 | 7:30 | 5.1486 | 30
2022-10-25 08:00 | 8:00 | 2.2673 | 30
2022-10-25 08:30 | 8:30 | 1.8172 | 30
2022-10-25 09:00 | 9:00 | 3.1386 | 30
2022-10-25 09:30 | 9:30 | 2.5566 | 30
2022-10-25 10:00 | 10:00 | 1.3743 | 30
2022-10-25 10:30 | 10:30 | 3.11 | 30
2022-10-25 11:00 | 11:00 | 1.2527 | 30
2022-10-25 11:30 | 11:30 | 2.0677 | 30
2022-10-25 12:00 | 12:00 | 3.4326 | 30
2022-10-25 12:30 | 12:30 | 2.4598 | 30
2022-10-25 13:00 | 13:00 | 2.6141 | 30
2022-10-25 13:30 | 13:30 | 2.5987 | 30
2022-10-25 14:00 | 14:00 | 4.3687 | 30
2022-10-25 14:30 | 14:30 | 3.4063 | 30
2022-10-25 15:00 | 15:00 | 2.6138 | 30
2022-10-25 15:30 | 15:30 | 3.6327 | 30
2022-10-25 16:00 | 16:00 | 6.9723 | 30
2022-10-25 16:30 | 16:30 | 6.864 | 30
2022-10-25 17:00 | 17:00 | 8.8105 | 30
2022-10-25 17:30 | 17:30 | 10.2714 | 30
2022-10-25 18:00 | 18:00 | 10.8711 | 30
2022-10-25 18:30 | 18:30 | 10.9061 | 30
2022-10-25 19:00 | 19:00 | 10.2725 | 30
2022-10-25 19:30 | 19:30 | 9.8542 | 30
2022-10-25 20:00 | 20:00 | 9.595 | 30
2022-10-25 20:30 | 20:30 | 9.257 | 30
2022-10-25 21:00 | 21:00 | 8.6345 | 30
2022-10-25 21:30 | 21:30 | 8.2969 | 30
2022-10-25 22:00 | 22:00 | 7.5849 | 30
2022-10-25 22:30 | 22:30 | 6.8571 | 30
2022-10-25 23:00 | 23:00 | 6.728 | 30
2022-10-25 23:30 | 23:30 | 6.4609 | 30
2022-10-26 | 0:00 | 5.8898 | 30
2022-10-26 00:30 | 0:30 | 5.6735 | 30
2022-10-26 01:00 | 1:00 | 5.6559 | 30
2022-10-26 01:30 | 1:30 | 5.5628 | 30
2022-10-26 02:00 | 2:00 | 5.374 | 30
2022-10-26 02:30 | 2:30 | 5.1402 | 30
2022-10-26 03:00 | 3:00 | 5.0636 | 30
2022-10-26 03:30 | 3:30 | 4.991 | 30
2022-10-26 04:00 | 4:00 | 5.1621 | 30
2022-10-26 04:30 | 4:30 | 5.4064 | 30
2022-10-26 05:00 | 5:00 | 5.5512 | 30
2022-10-26 05:30 | 5:30 | 5.2221 | 30
2022-10-26 06:00 | 6:00 | 4.6313 | 30
2022-10-26 06:30 | 6:30 | 4.3758 | 30
2022-10-26 07:00 | 7:00 | 2.9184 | 30
2022-10-26 07:30 | 7:30 | 4.06 | 30
2022-10-26 08:00 | 8:00 | 1.5845 | 30
2022-10-26 08:30 | 8:30 | 1.8405 | 30
2022-10-26 09:00 | 9:00 | 2.649 | 30
2022-10-26 09:30 | 9:30 | 2.8106 | 30
2022-10-26 10:00 | 10:00 | 3.3932 | 30
2022-10-26 10:30 | 10:30 | 3.4791 | 30
2022-10-26 11:00 | 11:00 | 3.5321 | 30
2022-10-26 11:30 | 11:30 | 3.4922 | 30
2022-10-26 12:00 | 12:00 | 3.2098 | 30
2022-10-26 12:30 | 12:30 | 3.0001 | 30
2022-10-26 13:00 | 13:00 | 2.5104 | 30
2022-10-26 13:30 | 13:30 | 1.4657 | 30
2022-10-26 14:00 | 14:00 | 0.53242 | 30
2022-10-26 14:30 | 14:30 | 1.1664 | 30
2022-10-26 15:00 | 15:00 | 2.973 | 30
2022-10-26 15:30 | 15:30 | 5.2843 | 30
2022-10-26 16:00 | 16:00 | 7.2072 | 30
2022-10-26 16:30 | 16:30 | 9.3336 | 30
2022-10-26 17:00 | 17:00 | 10.7657 | 30
2022-10-26 17:30 | 17:30 | 11.7919 | 30
2022-10-26 18:00 | 18:00 | 12.0373 | 30
2022-10-26 18:30 | 18:30 | 12.3815 | 30
2022-10-26 19:00 | 19:00 | 11.616 | 30
2022-10-26 19:30 | 19:30 | 10.7924 | 30
2022-10-26 20:00 | 20:00 | 10.5247 | 30
2022-10-26 20:30 | 20:30 | 9.6656 | 30
2022-10-26 21:00 | 21:00 | 8.8241 | 30
2022-10-26 21:30 | 21:30 | 8.3021 | 30
2022-10-26 22:00 | 22:00 | 7.5474 | 30
2022-10-26 22:30 | 22:30 | 6.7565 | 30
2022-10-26 23:00 | 23:00 | 6.5591 | 30
2022-10-26 23:30 | 23:30 | 6.2519 | 30
2022-10-27 | 0:00 | 5.6315 | 30
2022-10-27 00:30 | 0:30 | 5.4286 | 30
2022-10-27 01:00 | 1:00 | 5.4672 | 30
2022-10-27 01:30 | 1:30 | 5.3204 | 30
2022-10-27 02:00 | 2:00 | 5.0157 | 30
2022-10-27 02:30 | 2:30 | 4.9232 | 30
2022-10-27 03:00 | 3:00 | 4.816 | 30
2022-10-27 03:30 | 3:30 | 4.8457 | 30
2022-10-27 04:00 | 4:00 | 5.0365 | 30
2022-10-27 04:30 | 4:30 | 5.1617 | 30
2022-10-27 05:00 | 5:00 | 5.1723 | 30
2022-10-27 05:30 | 5:30 | 4.8654 | 30
2022-10-27 06:00 | 6:00 | 4.3838 | 30
2022-10-27 06:30 | 6:30 | 4.816 | 30
2022-10-27 07:00 | 7:00 | 4.4393 | 30
2022-10-27 07:30 | 7:30 | 5.0126 | 30
2022-10-27 08:00 | 8:00 | 4.9685 | 30
2022-10-27 08:30 | 8:30 | 1.891 | 30
2022-10-27 09:00 | 9:00 | 3.0321 | 30
2022-10-27 09:30 | 9:30 | 3.3092 | 30
2022-10-27 10:00 | 10:00 | 2.1721 | 30
2022-10-27 10:30 | 10:30 | 2.5555 | 30
2022-10-27 11:00 | 11:00 | 2.7715 | 30
2022-10-27 11:30 | 11:30 | 2.3262 | 30
2022-10-27 12:00 | 12:00 | 1.6201 | 30
2022-10-27 12:30 | 12:30 | 0.8003 | 30
2022-10-27 13:00 | 13:00 | 0.3323 | 30
2022-10-27 13:30 | 13:30 | 1.3754 | 30
2022-10-27 14:00 | 14:00 | 2.9417 | 30
2022-10-27 14:30 | 14:30 | 4.5678 | 30
2022-10-27 15:00 | 15:00 | 7.9088 | 30
2022-10-27 15:30 | 15:30 | 9.6662 | 30
2022-10-27 16:00 | 16:00 | 8.943 | 30
2022-10-27 16:30 | 16:30 | 10.4775 | 30
2022-10-27 17:00 | 17:00 | 11.5741 | 30
2022-10-27 17:30 | 17:30 | 12.3017 | 30
2022-10-27 18:00 | 18:00 | 12.4123 | 30
2022-10-27 18:30 | 18:30 | 12.614 | 30
2022-10-27 19:00 | 19:00 | 12.1996 | 30
2022-10-27 19:30 | 19:30 | 11.5954 | 30
2022-10-27 20:00 | 20:00 | 11.0255 | 30
2022-10-27 20:30 | 20:30 | 10.4999 | 30
2022-10-27 21:00 | 21:00 | 9.7118 | 30
2022-10-27 21:30 | 21:30 | 9.0334 | 30
2022-10-27 22:00 | 22:00 | 8.173 | 30
2022-10-27 22:30 | 22:30 | 7.404 | 30
2022-10-27 23:00 | 23:00 | 7.1086 | 30
2022-10-27 23:30 | 23:30 | 6.5352 | 30
2022-10-28 | 0:00 | 5.9643 | 30
2022-10-28 00:30 | 0:30 | 5.8723 | 30
2022-10-28 01:00 | 1:00 | 5.9131 | 30
2022-10-28 01:30 | 1:30 | 5.6475 | 30
2022-10-28 02:00 | 2:00 | 5.395 | 30
2022-10-28 02:30 | 2:30 | 5.1836 | 30
2022-10-28 03:00 | 3:00 | 4.8758 | 30
2022-10-28 03:30 | 3:30 | 4.9639 | 30
2022-10-28 04:00 | 4:00 | 5.1282 | 30
2022-10-28 04:30 | 4:30 | 5.1819 | 30
2022-10-28 05:00 | 5:00 | 5.1864 | 30
2022-10-28 05:30 | 5:30 | 4.7958 | 30
2022-10-28 06:00 | 6:00 | 4.127 | 30
2022-10-28 06:30 | 6:30 | 3.3297 | 30
2022-10-28 07:00 | 7:00 | 2.383 | 30
2022-10-28 07:30 | 7:30 | 1.3564 | 30
2022-10-28 08:00 | 8:00 | 0.811 | 30
2022-10-28 08:30 | 8:30 | 1.4152 | 30
2022-10-28 09:00 | 9:00 | 1.5121 | 30
2022-10-28 09:30 | 9:30 | 2.3316 | 30
2022-10-28 10:00 | 10:00 | 2.4668 | 30
2022-10-28 10:30 | 10:30 | 2.8851 | 30
2022-10-28 11:00 | 11:00 | 2.8456 | 30
2022-10-28 11:30 | 11:30 | 2.485 | 30
2022-10-28 12:00 | 12:00 | 2.033 | 30
2022-10-28 12:30 | 12:30 | 1.7391 | 30
2022-10-28 13:00 | 13:00 | 1.325 | 30
2022-10-28 13:30 | 13:30 | 0.57565 | 30
2022-10-28 14:00 | 14:00 | 0.82166 | 30
2022-10-28 14:30 | 14:30 | 1.9443 | 30
2022-10-28 15:00 | 15:00 | 3.9226 | 30
2022-10-28 15:30 | 15:30 | 6.1206 | 30
2022-10-28 16:00 | 16:00 | 7.9742 | 30
2022-10-28 16:30 | 16:30 | 9.5588 | 30
2022-10-28 17:00 | 17:00 | 10.608 | 30
2022-10-28 17:30 | 17:30 | 11.3358 | 30
2022-10-28 18:00 | 18:00 | 11.5569 | 30
2022-10-28 18:30 | 18:30 | 11.564 | 30
2022-10-28 19:00 | 19:00 | 10.8592 | 30
2022-10-28 19:30 | 19:30 | 10.1518 | 30
2022-10-28 20:00 | 20:00 | 9.7387 | 30
2022-10-28 20:30 | 20:30 | 9.4079 | 30
2022-10-28 21:00 | 21:00 | 8.6259 | 30
2022-10-28 21:30 | 21:30 | 8.1555 | 30
2022-10-28 22:00 | 22:00 | 7.4803 | 30
2022-10-28 22:30 | 22:30 | 6.873 | 30
2022-10-28 23:00 | 23:00 | 6.6799 | 30
2022-10-28 23:30 | 23:30 | 6.3337 | 30
2022-10-29 | 0:00 | 5.8439 | 30
2022-10-29 00:30 | 0:30 | 5.5742 | 30
2022-10-29 01:00 | 1:00 | 5.53 | 30
2022-10-29 01:30 | 1:30 | 5.3487 | 30
2022-10-29 02:00 | 2:00 | 5.1645 | 30
2022-10-29 02:30 | 2:30 | 4.9576 | 30
2022-10-29 03:00 | 3:00 | 4.8066 | 30
2022-10-29 03:30 | 3:30 | 4.7576 | 30
2022-10-29 04:00 | 4:00 | 4.789 | 30
2022-10-29 04:30 | 4:30 | 4.6919 | 30
2022-10-29 05:00 | 5:00 | 4.6965 | 30
2022-10-29 05:30 | 5:30 | 4.1019 | 30
2022-10-29 06:00 | 6:00 | 3.3412 | 30
2022-10-29 06:30 | 6:30 | 2.5245 | 30
2022-10-29 07:00 | 7:00 | 1.7945 | 30
2022-10-29 07:30 | 7:30 | 1.2176 | 30
2022-10-29 08:00 | 8:00 | 1.3176 | 30
2022-10-29 08:30 | 8:30 | 1.9685 | 30
2022-10-29 09:00 | 9:00 | 2.5557 | 30
2022-10-29 09:30 | 9:30 | 3.1589 | 30
2022-10-29 10:00 | 10:00 | 3.466 | 30
2022-10-29 10:30 | 10:30 | 3.9749 | 30
2022-10-29 11:00 | 11:00 | 3.9164 | 30
2022-10-29 11:30 | 11:30 | 3.7196 | 30
2022-10-29 12:00 | 12:00 | 3.3768 | 30
2022-10-29 12:30 | 12:30 | 2.8488 | 30
2022-10-29 13:00 | 13:00 | 2.2218 | 30
2022-10-29 13:30 | 13:30 | 1.327 | 30
2022-10-29 14:00 | 14:00 | 0.6755 | 30
2022-10-29 14:30 | 14:30 | 2.9537 | 30
2022-10-29 15:00 | 15:00 | 3.192 | 30
2022-10-29 15:30 | 15:30 | 5.2378 | 30
2022-10-29 16:00 | 16:00 | 7.1542 | 30
2022-10-29 16:30 | 16:30 | 8.6468 | 30
2022-10-29 17:00 | 17:00 | 9.8783 | 30
2022-10-29 17:30 | 17:30 | 10.361 | 30
2022-10-29 18:00 | 18:00 | 10.7523 | 30
2022-10-29 18:30 | 18:30 | 10.6395 | 30
2022-10-29 19:00 | 19:00 | 10.0013 | 30
2022-10-29 19:30 | 19:30 | 9.2724 | 30
2022-10-29 20:00 | 20:00 | 8.9584 | 30
2022-10-29 20:30 | 20:30 | 8.5167 | 30
2022-10-29 21:00 | 21:00 | 8.0614 | 30
2022-10-29 21:30 | 21:30 | 7.5997 | 30
2022-10-29 22:00 | 22:00 | 6.9627 | 30
2022-10-29 22:30 | 22:30 | 6.3745 | 30
2022-10-29 23:00 | 23:00 | 6.4035 | 30
2022-10-29 23:30 | 23:30 | 6.0676 | 30
2022-10-30 | 0:00 | 5.6775 | 30
2022-10-30 00:30 | 0:30 | 5.376 | 30
2022-10-30 01:00 | 1:00 | 5.4628 | 30
2022-10-30 01:30 | 1:30 | 5.2327 | 30
2022-10-30 02:00 | 2:00 | 4.9616 | 30
2022-10-30 02:30 | 2:30 | 4.7939 | 30
2022-10-30 03:00 | 3:00 | 4.7115 | 30
2022-10-30 03:30 | 3:30 | 4.6384 | 30
2022-10-30 04:00 | 4:00 | 4.6537 | 30
2022-10-30 04:30 | 4:30 | 4.6085 | 30
2022-10-30 05:00 | 5:00 | 4.5397 | 30
2022-10-30 05:30 | 5:30 | 3.89 | 30
2022-10-30 06:00 | 6:00 | 3.021 | 30
2022-10-30 06:30 | 6:30 | 2.3073 | 30
2022-10-30 07:00 | 7:00 | 1.6386 | 30
2022-10-30 07:30 | 7:30 | 1.6006 | 30
2022-10-30 08:00 | 8:00 | 2.1296 | 30
2022-10-30 08:30 | 8:30 | 2.6887 | 30
2022-10-30 09:00 | 9:00 | 3.1731 | 30
2022-10-30 09:30 | 9:30 | 3.6553 | 30
2022-10-30 10:00 | 10:00 | 3.7953 | 30
2022-10-30 10:30 | 10:30 | 3.8404 | 30
2022-10-30 11:00 | 11:00 | 3.8209 | 30
2022-10-30 11:30 | 11:30 | 3.4255 | 30
2022-10-30 12:00 | 12:00 | 3.1546 | 30
2022-10-30 12:30 | 12:30 | 2.6645 | 30
2022-10-30 13:00 | 13:00 | 2.2783 | 30
2022-10-30 13:30 | 13:30 | 1.6225 | 30
2022-10-30 14:00 | 14:00 | 0.80808 | 30
2022-10-30 14:30 | 14:30 | 1.1638 | 30
2022-10-30 15:00 | 15:00 | 2.7151 | 30
2022-10-30 15:30 | 15:30 | 4.5156 | 30
2022-10-30 16:00 | 16:00 | 6.3342 | 30
2022-10-30 16:30 | 16:30 | 8.0456 | 30
2022-10-30 17:00 | 17:00 | 9.3463 | 30
2022-10-30 17:30 | 17:30 | 10.342 | 30
2022-10-30 18:00 | 18:00 | 10.9197 | 30
2022-10-30 18:30 | 18:30 | 11.1986 | 30
2022-10-30 19:00 | 19:00 | 10.6286 | 30
2022-10-30 19:30 | 19:30 | 9.9359 | 30
2022-10-30 20:00 | 20:00 | 9.4479 | 30
2022-10-30 20:30 | 20:30 | 8.8545 | 30
2022-10-30 21:00 | 21:00 | 8.3863 | 30
2022-10-30 21:30 | 21:30 | 7.8159 | 30
2022-10-30 22:00 | 22:00 | 7.1779 | 30
2022-10-30 22:30 | 22:30 | 6.5524 | 30
2022-10-30 23:00 | 23:00 | 6.3441 | 30
2022-10-30 23:30 | 23:30 | 6.0815 | 30
2022-10-31 | 0:00 | 5.6429 | 30
2022-10-31 00:30 | 0:30 | 5.6012 | 30
2022-10-31 01:00 | 1:00 | 5.5294 | 30
2022-10-31 01:30 | 1:30 | 5.0355 | 30
2022-10-31 02:00 | 2:00 | 4.8737 | 30
2022-10-31 02:30 | 2:30 | 4.7748 | 30
2022-10-31 03:00 | 3:00 | 5.1362 | 30
2022-10-31 03:30 | 3:30 | 5.2944 | 30
2022-10-31 04:00 | 4:00 | 5.3886 | 30
2022-10-31 04:30 | 4:30 | 5.5204 | 30
2022-10-31 05:00 | 5:00 | 5.3671 | 30
2022-10-31 05:30 | 5:30 | 4.7596 | 30
2022-10-31 06:00 | 6:00 | 4.1609 | 30
2022-10-31 06:30 | 6:30 | 3.2446 | 30
2022-10-31 07:00 | 7:00 | 2.4529 | 30
2022-10-31 07:30 | 7:30 | 1.4415 | 30
2022-10-31 08:00 | 8:00 | 1.5439 | 30
2022-10-31 08:30 | 8:30 | 2.1736 | 30
2022-10-31 09:00 | 9:00 | 2.9523 | 30
2022-10-31 09:30 | 9:30 | 3.4928 | 30
2022-10-31 10:00 | 10:00 | 3.58 | 30
2022-10-31 10:30 | 10:30 | 3.3824 | 30
2022-10-31 11:00 | 11:00 | 3.0871 | 30
2022-10-31 11:30 | 11:30 | 1.365 | 30
2022-10-31 12:00 | 12:00 | 0.94267 | 30
2022-10-31 12:30 | 12:30 | 4.341 | 30
2022-10-31 13:00 | 13:00 | 7.1008 | 30
2022-10-31 13:30 | 13:30 | 6.0165 | 30
2022-10-31 14:00 | 14:00 | 3.5714 | 30
2022-10-31 14:30 | 14:30 | 4.1471 | 30
2022-10-31 15:00 | 15:00 | 4.1669 | 30
2022-10-31 15:30 | 15:30 | 5.7249 | 30
2022-10-31 16:00 | 16:00 | 6.2602 | 30
2022-10-31 16:30 | 16:30 | 8.717 | 30
2022-10-31 17:00 | 17:00 | 9.8466 | 30
2022-10-31 17:30 | 17:30 | 10.5431 | 30
2022-10-31 18:00 | 18:00 | 11.3293 | 30
2022-10-31 18:30 | 18:30 | 11.8019 | 30
2022-10-31 19:00 | 19:00 | 11.5016 | 30
2022-10-31 19:30 | 19:30 | 10.8095 | 30
2022-10-31 20:00 | 20:00 | 10.5853 | 30
2022-10-31 20:30 | 20:30 | 10.3756 | 30
2022-10-31 21:00 | 21:00 | 9.7977 | 30
2022-10-31 21:30 | 21:30 | 9.2869 | 30
2022-10-31 22:00 | 22:00 | 7.9733 | 30
2022-10-31 22:30 | 22:30 | 7.3053 | 30
2022-10-31 23:00 | 23:00 | 7.0499 | 30
2022-10-31 23:30 | 23:30 | 6.536 | 30
2022-11-01 | 0:00 | 6.1347 | 30
2022-11-01 00:30 | 0:30 | 5.9072 | 30
2022-11-01 01:00 | 1:00 | 5.898 | 30
2022-11-01 01:30 | 1:30 | 5.7169 | 30
2022-11-01 02:00 | 2:00 | 5.7927 | 30
2022-11-01 02:30 | 2:30 | 5.6849 | 30
2022-11-01 03:00 | 3:00 | 5.6033 | 30
2022-11-01 03:30 | 3:30 | 5.5288 | 30
2022-11-01 04:00 | 4:00 | 5.5501 | 30
2022-11-01 04:30 | 4:30 | 5.6754 | 30
2022-11-01 05:00 | 5:00 | 5.757 | 30
2022-11-01 05:30 | 5:30 | 5.5158 | 30
2022-11-01 06:00 | 6:00 | 5.7796 | 30
2022-11-01 06:30 | 6:30 | 6.3952 | 30
2022-11-01 07:00 | 7:00 | 6.9904 | 30
2022-11-01 07:30 | 7:30 | 7.5916 | 30
2022-11-01 08:00 | 8:00 | 6.0918 | 30
2022-11-01 08:30 | 8:30 | 4.746 | 30
2022-11-01 09:00 | 9:00 | 5.1616 | 30
2022-11-01 09:30 | 9:30 | 5.1518 | 30
2022-11-01 10:00 | 10:00 | 4.8238 | 30
2022-11-01 10:30 | 10:30 | 5.7694 | 30
2022-11-01 11:00 | 11:00 | 5.8751 | 30
2022-11-01 11:30 | 11:30 | 5.204 | 30
2022-11-01 12:00 | 12:00 | 2.0844 | 30
2022-11-01 12:30 | 12:30 | 1.8313 | 30
2022-11-01 13:00 | 13:00 | 2.2003 | 30
2022-11-01 13:30 | 13:30 | 3.1587 | 30
2022-11-01 14:00 | 14:00 | 2.4443 | 30
2022-11-01 14:30 | 14:30 | 2.5554 | 30
2022-11-01 15:00 | 15:00 | 4.2108 | 30
2022-11-01 15:30 | 15:30 | 3.9531 | 30
2022-11-01 16:00 | 16:00 | 4.0331 | 30
2022-11-01 16:30 | 16:30 | 5.7131 | 30
2022-11-01 17:00 | 17:00 | 7.1812 | 30
2022-11-01 17:30 | 17:30 | 8.617 | 30
2022-11-01 18:00 | 18:00 | 9.6255 | 30
2022-11-01 18:30 | 18:30 | 10.0975 | 30
2022-11-01 19:00 | 19:00 | 9.5738 | 30
2022-11-01 19:30 | 19:30 | 9.2053 | 30
2022-11-01 20:00 | 20:00 | 8.881 | 30
2022-11-01 20:30 | 20:30 | 8.4934 | 30
2022-11-01 21:00 | 21:00 | 7.959 | 30
2022-11-01 21:30 | 21:30 | 7.5705 | 30
2022-11-01 22:00 | 22:00 | 6.8443 | 30
2022-11-01 22:30 | 22:30 | 6.1683 | 30
2022-11-01 23:00 | 23:00 | 6.0915 | 30
2022-11-01 23:30 | 23:30 | 5.7235 | 30
2022-11-02 | 0:00 | 5.2941 | 30
2022-11-02 00:30 | 0:30 | 5.25 | 30
2022-11-02 01:00 | 1:00 | 5.1893 | 30
2022-11-02 01:30 | 1:30 | 5.0339 | 30
2022-11-02 02:00 | 2:00 | 4.9971 | 30
2022-11-02 02:30 | 2:30 | 5.0528 | 30
2022-11-02 03:00 | 3:00 | 4.9558 | 30
2022-11-02 03:30 | 3:30 | 4.9768 | 30
2022-11-02 04:00 | 4:00 | 5.1269 | 30
2022-11-02 04:30 | 4:30 | 5.0601 | 30
2022-11-02 05:00 | 5:00 | 5.0221 | 30
2022-11-02 05:30 | 5:30 | 4.5013 | 30
2022-11-02 06:00 | 6:00 | 4.0411 | 30
2022-11-02 06:30 | 6:30 | 3.1747 | 30
2022-11-02 07:00 | 7:00 | 1.9094 | 30
2022-11-02 07:30 | 7:30 | 1.2075 | 30
2022-11-02 08:00 | 8:00 | 2.17 | 30
2022-11-02 08:30 | 8:30 | 4.0153 | 30
2022-11-02 09:00 | 9:00 | 5.0239 | 30
2022-11-02 09:30 | 9:30 | 4.9214 | 30
2022-11-02 10:00 | 10:00 | 4.1507 | 30
2022-11-02 10:30 | 10:30 | 4.305 | 30
2022-11-02 11:00 | 11:00 | 4.442 | 30
2022-11-02 11:30 | 11:30 | 4.3059 | 30
2022-11-02 12:00 | 12:00 | 4.2852 | 30
2022-11-02 12:30 | 12:30 | 4.2138 | 30
2022-11-02 13:00 | 13:00 | 4.1355 | 30
2022-11-02 13:30 | 13:30 | 3.5889 | 30
2022-11-02 14:00 | 14:00 | 3.0325 | 30
2022-11-02 14:30 | 14:30 | 2.1943 | 30
2022-11-02 15:00 | 15:00 | 1.4005 | 30
2022-11-02 15:30 | 15:30 | 1.5719 | 30
2022-11-02 16:00 | 16:00 | 2.9359 | 30
2022-11-02 16:30 | 16:30 | 4.4573 | 30
2022-11-02 17:00 | 17:00 | 5.7928 | 30
2022-11-02 17:30 | 17:30 | 8.2374 | 30
2022-11-02 18:00 | 18:00 | 9.3534 | 30
2022-11-02 18:30 | 18:30 | 9.8777 | 30
2022-11-02 19:00 | 19:00 | 9.5048 | 30
2022-11-02 19:30 | 19:30 | 9.1227 | 30
2022-11-02 20:00 | 20:00 | 8.8038 | 30
2022-11-02 20:30 | 20:30 | 8.4152 | 30
2022-11-02 21:00 | 21:00 | 7.8723 | 30
2022-11-02 21:30 | 21:30 | 7.7348 | 30
2022-11-02 22:00 | 22:00 | 7.1182 | 30
2022-11-02 22:30 | 22:30 | 6.4952 | 30
2022-11-02 23:00 | 23:00 | 6.2415 | 30
2022-11-02 23:30 | 23:30 | 6.0122 | 30
2022-11-03 | 0:00 | 5.482 | 30
2022-11-03 00:30 | 0:30 | 5.2024 | 30
2022-11-03 01:00 | 1:00 | 5.1348 | 30
2022-11-03 01:30 | 1:30 | 4.8995 | 30
2022-11-03 02:00 | 2:00 | 4.7723 | 30
2022-11-03 02:30 | 2:30 | 4.7229 | 30
2022-11-03 03:00 | 3:00 | 4.6434 | 30
2022-11-03 03:30 | 3:30 | 4.8497 | 30
2022-11-03 04:00 | 4:00 | 5.1441 | 30
2022-11-03 04:30 | 4:30 | 5.2282 | 30
2022-11-03 05:00 | 5:00 | 5.5014 | 30
2022-11-03 05:30 | 5:30 | 4.8244 | 30
2022-11-03 06:00 | 6:00 | 3.8952 | 30
2022-11-03 06:30 | 6:30 | 2.9327 | 30
2022-11-03 07:00 | 7:00 | 1.9088 | 30
2022-11-03 07:30 | 7:30 | 1.4147 | 30
2022-11-03 08:00 | 8:00 | 2.4396 | 30
2022-11-03 08:30 | 8:30 | 3.784 | 30
2022-11-03 09:00 | 9:00 | 4.7656 | 30
2022-11-03 09:30 | 9:30 | 5.3998 | 30
2022-11-03 10:00 | 10:00 | 5.3621 | 30
2022-11-03 10:30 | 10:30 | 5.5893 | 30
2022-11-03 11:00 | 11:00 | 4.9325 | 30
2022-11-03 11:30 | 11:30 | 4.6409 | 30
2022-11-03 12:00 | 12:00 | 4.428 | 30
2022-11-03 12:30 | 12:30 | 3.3777 | 30
2022-11-03 13:00 | 13:00 | 3.4142 | 30
2022-11-03 13:30 | 13:30 | 3.7097 | 30
2022-11-03 14:00 | 14:00 | 2.8341 | 30
2022-11-03 14:30 | 14:30 | 1.7363 | 30
2022-11-03 15:00 | 15:00 | 1.2481 | 30
2022-11-03 15:30 | 15:30 | 2.2421 | 30
2022-11-03 16:00 | 16:00 | 3.4617 | 30
2022-11-03 16:30 | 16:30 | 5.2279 | 30
2022-11-03 17:00 | 17:00 | 6.7836 | 30
2022-11-03 17:30 | 17:30 | 8.5741 | 30
2022-11-03 18:00 | 18:00 | 9.3605 | 30
2022-11-03 18:30 | 18:30 | 9.7827 | 30
2022-11-03 19:00 | 19:00 | 9.4905 | 30
2022-11-03 19:30 | 19:30 | 8.8599 | 30
2022-11-03 20:00 | 20:00 | 8.778 | 30
2022-11-03 20:30 | 20:30 | 8.4771 | 30
2022-11-03 21:00 | 21:00 | 8.0315 | 30
2022-11-03 21:30 | 21:30 | 7.5497 | 30
2022-11-03 22:00 | 22:00 | 6.9336 | 30
2022-11-03 22:30 | 22:30 | 6.2489 | 30
2022-11-03 23:00 | 23:00 | 6.0098 | 30
2022-11-03 23:30 | 23:30 | 5.6706 | 30
2022-11-04 | 0:00 | 5.3313 | 30
2022-11-04 00:30 | 0:30 | 5.1516 | 30
2022-11-04 01:00 | 1:00 | 5.1318 | 30
2022-11-04 01:30 | 1:30 | 5.1289 | 30
2022-11-04 02:00 | 2:00 | 5.0906 | 30
2022-11-04 02:30 | 2:30 | 4.8836 | 30
2022-11-04 03:00 | 3:00 | 4.8601 | 30
2022-11-04 03:30 | 3:30 | 4.9105 | 30
2022-11-04 04:00 | 4:00 | 5.026 | 30
2022-11-04 04:30 | 4:30 | 5.2505 | 30
2022-11-04 05:00 | 5:00 | 5.3543 | 30
2022-11-04 05:30 | 5:30 | 4.738 | 30
2022-11-04 06:00 | 6:00 | 3.9938 | 30
2022-11-04 06:30 | 6:30 | 3.0283 | 30
2022-11-04 07:00 | 7:00 | 1.9996 | 30
2022-11-04 07:30 | 7:30 | 1.2467 | 30
2022-11-04 08:00 | 8:00 | 2.1227 | 30
2022-11-04 08:30 | 8:30 | 3.6717 | 30
2022-11-04 09:00 | 9:00 | 4.5364 | 30
2022-11-04 09:30 | 9:30 | 4.9652 | 30
2022-11-04 10:00 | 10:00 | 5.2515 | 30
2022-11-04 10:30 | 10:30 | 5.0882 | 30
2022-11-04 11:00 | 11:00 | 4.3369 | 30
2022-11-04 11:30 | 11:30 | 3.9631 | 30
2022-11-04 12:00 | 12:00 | 4.2248 | 30
2022-11-04 12:30 | 12:30 | 4.7602 | 30
2022-11-04 13:00 | 13:00 | 4.4088 | 30
2022-11-04 13:30 | 13:30 | 4.2312 | 30
2022-11-04 14:00 | 14:00 | 3.2432 | 30
2022-11-04 14:30 | 14:30 | 2.377 | 30
2022-11-04 15:00 | 15:00 | 1.3948 | 30
2022-11-04 15:30 | 15:30 | 1.6802 | 30
2022-11-04 16:00 | 16:00 | 3.3225 | 30
2022-11-04 16:30 | 16:30 | 5.3622 | 30
2022-11-04 17:00 | 17:00 | 6.9265 | 30
2022-11-04 17:30 | 17:30 | 8.2262 | 30
2022-11-04 18:00 | 18:00 | 8.7146 | 30
2022-11-04 18:30 | 18:30 | 8.9592 | 30
2022-11-04 19:00 | 19:00 | 8.9395 | 30
2022-11-04 19:30 | 19:30 | 8.6135 | 30
2022-11-04 20:00 | 20:00 | 8.3969 | 30
2022-11-04 20:30 | 20:30 | 8.1621 | 30
2022-11-04 21:00 | 21:00 | 7.5618 | 30
2022-11-04 21:30 | 21:30 | 7.3692 | 30
2022-11-04 22:00 | 22:00 | 6.7464 | 30
2022-11-04 22:30 | 22:30 | 6.2007 | 30
2022-11-04 23:00 | 23:00 | 6.1437 | 30
2022-11-04 23:30 | 23:30 | 5.8875 | 30
2022-11-05 | 0:00 | 5.4446 | 30
2022-11-05 00:30 | 0:30 | 5.2445 | 30
2022-11-05 01:00 | 1:00 | 5.3254 | 30
2022-11-05 01:30 | 1:30 | 5.0714 | 30
2022-11-05 02:00 | 2:00 | 4.8836 | 30
2022-11-05 02:30 | 2:30 | 4.7571 | 30
2022-11-05 03:00 | 3:00 | 4.725 | 30
2022-11-05 03:30 | 3:30 | 4.8301 | 30
2022-11-05 04:00 | 4:00 | 5.1662 | 30
2022-11-05 04:30 | 4:30 | 5.2407 | 30
2022-11-05 05:00 | 5:00 | 5.1125 | 30
2022-11-05 05:30 | 5:30 | 4.5918 | 30
2022-11-05 06:00 | 6:00 | 3.6463 | 30
2022-11-05 06:30 | 6:30 | 2.7663 | 30
2022-11-05 07:00 | 7:00 | 1.6355 | 30
2022-11-05 07:30 | 7:30 | 1.337 | 30
2022-11-05 08:00 | 8:00 | 1.7564 | 30
2022-11-05 08:30 | 8:30 | 1.338 | 30
2022-11-05 09:00 | 9:00 | 2.4348 | 30
2022-11-05 09:30 | 9:30 | 1.8662 | 30
2022-11-05 10:00 | 10:00 | 1.3986 | 30
2022-11-05 10:30 | 10:30 | 1.2521 | 30
2022-11-05 11:00 | 11:00 | 1.5843 | 30
2022-11-05 11:30 | 11:30 | 1.7917 | 30
2022-11-05 12:00 | 12:00 | 2.7986 | 30
2022-11-05 12:30 | 12:30 | 1.4724 | 30
2022-11-05 13:00 | 13:00 | 1.2715 | 30
2022-11-05 13:30 | 13:30 | 1.2324 | 30
2022-11-05 14:00 | 14:00 | 1.6257 | 30
2022-11-05 14:30 | 14:30 | 1.8025 | 30
2022-11-05 15:00 | 15:00 | 2.9028 | 30
2022-11-05 15:30 | 15:30 | 4.6866 | 30
2022-11-05 16:00 | 16:00 | 4.9989 | 30
2022-11-05 16:30 | 16:30 | 5.9462 | 30
2022-11-05 17:00 | 17:00 | 7.0033 | 30
2022-11-05 17:30 | 17:30 | 7.9797 | 30
2022-11-05 18:00 | 18:00 | 8.5608 | 30
2022-11-05 18:30 | 18:30 | 8.9539 | 30
2022-11-05 19:00 | 19:00 | 8.7156 | 30
2022-11-05 19:30 | 19:30 | 8.4094 | 30
2022-11-05 20:00 | 20:00 | 8.2657 | 30
2022-11-05 20:30 | 20:30 | 7.7813 | 30
2022-11-05 21:00 | 21:00 | 7.4302 | 30
2022-11-05 21:30 | 21:30 | 7.1577 | 30
2022-11-05 22:00 | 22:00 | 6.7543 | 30
2022-11-05 22:30 | 22:30 | 6.2672 | 30
2022-11-05 23:00 | 23:00 | 6.1464 | 30
2022-11-05 23:30 | 23:30 | 5.9809 | 30
2022-11-06 | 0:00 | 5.6384 | 30
2022-11-06 00:30 | 0:30 | 5.3826 | 30
2022-11-06 01:00 | 1:00 | 5.3868 | 30
2022-11-06 01:30 | 1:30 | 5.1823 | 30
2022-11-06 02:00 | 2:00 | 4.9958 | 30
2022-11-06 02:30 | 2:30 | 4.801 | 30
2022-11-06 03:00 | 3:00 | 4.7883 | 30
2022-11-06 03:30 | 3:30 | 4.8012 | 30
2022-11-06 04:00 | 4:00 | 4.6994 | 30
2022-11-06 04:30 | 4:30 | 4.5702 | 30
2022-11-06 05:00 | 5:00 | 4.4759 | 30
2022-11-06 05:30 | 5:30 | 3.7415 | 30
2022-11-06 06:00 | 6:00 | 2.9621 | 30
2022-11-06 06:30 | 6:30 | 2.2222 | 30
2022-11-06 07:00 | 7:00 | 1.6786 | 30
2022-11-06 07:30 | 7:30 | 1.763 | 30
2022-11-06 08:00 | 8:00 | 1.7538 | 30
2022-11-06 08:30 | 8:30 | 1.3623 | 30
2022-11-06 09:00 | 9:00 | 2.044 | 30
2022-11-06 09:30 | 9:30 | 2.8732 | 30
2022-11-06 10:00 | 10:00 | 3.195 | 30
2022-11-06 10:30 | 10:30 | 2.5346 | 30
2022-11-06 11:00 | 11:00 | 1.3408 | 30
2022-11-06 11:30 | 11:30 | 3.6763 | 30
2022-11-06 12:00 | 12:00 | 4.4641 | 30
2022-11-06 12:30 | 12:30 | 4.7997 | 30
2022-11-06 13:00 | 13:00 | 4.3845 | 30
2022-11-06 13:30 | 13:30 | 3.6744 | 30
2022-11-06 14:00 | 14:00 | 2.8565 | 30
2022-11-06 14:30 | 14:30 | 1.8687 | 30
2022-11-06 15:00 | 15:00 | 1.1783 | 30
2022-11-06 15:30 | 15:30 | 2.4375 | 30
2022-11-06 16:00 | 16:00 | 4.4468 | 30
2022-11-06 16:30 | 16:30 | 6.1825 | 30
2022-11-06 17:00 | 17:00 | 7.8399 | 30
2022-11-06 17:30 | 17:30 | 9.5928 | 30
2022-11-06 18:00 | 18:00 | 10.1722 | 30
2022-11-06 18:30 | 18:30 | 10.4269 | 30
2022-11-06 19:00 | 19:00 | 10.0875 | 30
2022-11-06 19:30 | 19:30 | 9.3187 | 30
2022-11-06 20:00 | 20:00 | 8.6508 | 30
2022-11-06 20:30 | 20:30 | 8.1029 | 30
2022-11-06 21:00 | 21:00 | 7.6701 | 30
2022-11-06 21:30 | 21:30 | 7.0424 | 30
2022-11-06 22:00 | 22:00 | 6.8151 | 30
2022-11-06 22:30 | 22:30 | 6.5188 | 30
2022-11-06 23:00 | 23:00 | 6.1446 | 30
2022-11-06 23:30 | 23:30 | 5.7385 | 30
2022-11-07 | 0:00 | 5.278 | 30
2022-11-07 00:30 | 0:30 | 4.9584 | 30
2022-11-07 01:00 | 1:00 | 4.7387 | 30
2022-11-07 01:30 | 1:30 | 4.6141 | 30
2022-11-07 02:00 | 2:00 | 4.6905 | 30
2022-11-07 02:30 | 2:30 | 4.5664 | 30
2022-11-07 03:00 | 3:00 | 4.5974 | 30
2022-11-07 03:30 | 3:30 | 4.5955 | 30
2022-11-07 04:00 | 4:00 | 4.6659 | 30
2022-11-07 04:30 | 4:30 | 4.7866 | 30
2022-11-07 05:00 | 5:00 | 4.8847 | 30
2022-11-07 05:30 | 5:30 | 4.5351 | 30
2022-11-07 06:00 | 6:00 | 4.5483 | 30
2022-11-07 06:30 | 6:30 | 2.4714 | 30
2022-11-07 07:00 | 7:00 | 1.7187 | 30
2022-11-07 07:30 | 7:30 | 1.2552 | 30
2022-11-07 08:00 | 8:00 | 1.6324 | 30
2022-11-07 08:30 | 8:30 | 2.09 | 30
2022-11-07 09:00 | 9:00 | 2.9153 | 30
2022-11-07 09:30 | 9:30 | 3.6767 | 30
2022-11-07 10:00 | 10:00 | 4.523 | 30
2022-11-07 10:30 | 10:30 | 4.8934 | 30
2022-11-07 11:00 | 11:00 | 4.6456 | 30
2022-11-07 11:30 | 11:30 | 4.6971 | 30
2022-11-07 12:00 | 12:00 | 4.1752 | 30
2022-11-07 12:30 | 12:30 | 4.2041 | 30
2022-11-07 13:00 | 13:00 | 4.1267 | 30
2022-11-07 13:30 | 13:30 | 4.0399 | 30
2022-11-07 14:00 | 14:00 | 3.2264 | 30
2022-11-07 14:30 | 14:30 | 2.2341 | 30
2022-11-07 15:00 | 15:00 | 1.1672 | 30
2022-11-07 15:30 | 15:30 | 2.0549 | 30
2022-11-07 16:00 | 16:00 | 3.9595 | 30
2022-11-07 16:30 | 16:30 | 5.9545 | 30
2022-11-07 17:00 | 17:00 | 7.4836 | 30
2022-11-07 17:30 | 17:30 | 9.0686 | 30
2022-11-07 18:00 | 18:00 | 10.0007 | 30
2022-11-07 18:30 | 18:30 | 10.3145 | 30
2022-11-07 19:00 | 19:00 | 9.7881 | 30
2022-11-07 19:30 | 19:30 | 9.3449 | 30
2022-11-07 20:00 | 20:00 | 9.0796 | 30
2022-11-07 20:30 | 20:30 | 8.6024 | 30
2022-11-07 21:00 | 21:00 | 7.9419 | 30
2022-11-07 21:30 | 21:30 | 7.6166 | 30
2022-11-07 22:00 | 22:00 | 6.8802 | 30
2022-11-07 22:30 | 22:30 | 6.3195 | 30
2022-11-07 23:00 | 23:00 | 5.8356 | 30
2022-11-07 23:30 | 23:30 | 5.4854 | 30
2022-11-08 | 0:00 | 5.1457 | 30
2022-11-08 00:30 | 0:30 | 5.0656 | 30
2022-11-08 01:00 | 1:00 | 5.0483 | 30
2022-11-08 01:30 | 1:30 | 4.8371 | 30
2022-11-08 02:00 | 2:00 | 4.6764 | 30
2022-11-08 02:30 | 2:30 | 4.6633 | 30
2022-11-08 03:00 | 3:00 | 4.5853 | 30
2022-11-08 03:30 | 3:30 | 4.5337 | 30
2022-11-08 04:00 | 4:00 | 4.7051 | 30
2022-11-08 04:30 | 4:30 | 4.8149 | 30
2022-11-08 05:00 | 5:00 | 4.7571 | 30
2022-11-08 05:30 | 5:30 | 4.1017 | 30
2022-11-08 06:00 | 6:00 | 3.8735 | 30
2022-11-08 06:30 | 6:30 | 3.9975 | 30
2022-11-08 07:00 | 7:00 | 2.4705 | 30
2022-11-08 07:30 | 7:30 | 1.56 | 30
2022-11-08 08:00 | 8:00 | 1.699 | 30
2022-11-08 08:30 | 8:30 | 1.5936 | 30
2022-11-08 09:00 | 9:00 | 1.923 | 30
2022-11-08 09:30 | 9:30 | 2.0121 | 30
2022-11-08 10:00 | 10:00 | 3.9422 | 30
2022-11-08 10:30 | 10:30 | 2.5614 | 30
2022-11-08 11:00 | 11:00 | 2.4103 | 30
2022-11-08 11:30 | 11:30 | 2.4185 | 30
2022-11-08 12:00 | 12:00 | 2.5336 | 30
2022-11-08 12:30 | 12:30 | 3.6385 | 30
2022-11-08 13:00 | 13:00 | 3.3902 | 30
2022-11-08 13:30 | 13:30 | 2.9697 | 30
2022-11-08 14:00 | 14:00 | 4.1146 | 30
2022-11-08 14:30 | 14:30 | 3.5766 | 30
2022-11-08 15:00 | 15:00 | 3.089 | 30
2022-11-08 15:30 | 15:30 | 4.4859 | 30
2022-11-08 16:00 | 16:00 | 5.3553 | 30
2022-11-08 16:30 | 16:30 | 5.7683 | 30
2022-11-08 17:00 | 17:00 | 7.4541 | 30
2022-11-08 17:30 | 17:30 | 9.157 | 30
2022-11-08 18:00 | 18:00 | 10.4579 | 30
2022-11-08 18:30 | 18:30 | 11.0529 | 30
2022-11-08 19:00 | 19:00 | 10.6772 | 30
2022-11-08 19:30 | 19:30 | 10.0555 | 30
2022-11-08 20:00 | 20:00 | 9.8728 | 30
2022-11-08 20:30 | 20:30 | 9.3493 | 30
2022-11-08 21:00 | 21:00 | 8.7208 | 30
2022-11-08 21:30 | 21:30 | 8.3007 | 30
2022-11-08 22:00 | 22:00 | 7.7458 | 30
2022-11-08 22:30 | 22:30 | 6.8455 | 30
2022-11-08 23:00 | 23:00 | 6.6053 | 30
2022-11-08 23:30 | 23:30 | 6.2389 | 30
2022-11-09 | 0:00 | 5.8763 | 30
2022-11-09 00:30 | 0:30 | 5.8205 | 30
2022-11-09 01:00 | 1:00 | 5.6658 | 30
2022-11-09 01:30 | 1:30 | 5.5007 | 30
2022-11-09 02:00 | 2:00 | 5.307 | 30
2022-11-09 02:30 | 2:30 | 5.1521 | 30
2022-11-09 03:00 | 3:00 | 5.1074 | 30
2022-11-09 03:30 | 3:30 | 5.1141 | 30
2022-11-09 04:00 | 4:00 | 5.2822 | 30
2022-11-09 04:30 | 4:30 | 5.4311 | 30
2022-11-09 05:00 | 5:00 | 5.5501 | 30
2022-11-09 05:30 | 5:30 | 4.8568 | 30
2022-11-09 06:00 | 6:00 | 4.0545 | 30
2022-11-09 06:30 | 6:30 | 3.4093 | 30
2022-11-09 07:00 | 7:00 | 2.0234 | 30
2022-11-09 07:30 | 7:30 | 1.6794 | 30
2022-11-09 08:00 | 8:00 | 2.5559 | 30
2022-11-09 08:30 | 8:30 | 2.7798 | 30
2022-11-09 09:00 | 9:00 | 2.8487 | 30
2022-11-09 09:30 | 9:30 | 3.051 | 30
2022-11-09 10:00 | 10:00 | 3.5672 | 30
2022-11-09 10:30 | 10:30 | 3.2682 | 30
2022-11-09 11:00 | 11:00 | 2.187 | 30
2022-11-09 11:30 | 11:30 | 1.5253 | 30
2022-11-09 12:00 | 12:00 | 1.6415 | 30
2022-11-09 12:30 | 12:30 | 1.6038 | 30
2022-11-09 13:00 | 13:00 | 2.8456 | 30
2022-11-09 13:30 | 13:30 | 2.65 | 30
2022-11-09 14:00 | 14:00 | 3.0089 | 30
2022-11-09 14:30 | 14:30 | 2.8481 | 30
2022-11-09 15:00 | 15:00 | 1.6762 | 30
2022-11-09 15:30 | 15:30 | 2.0507 | 30
2022-11-09 16:00 | 16:00 | 3.9149 | 30
2022-11-09 16:30 | 16:30 | 5.8263 | 30
2022-11-09 17:00 | 17:00 | 7.8403 | 30
2022-11-09 17:30 | 17:30 | 9.5205 | 30
2022-11-09 18:00 | 18:00 | 10.4621 | 30
2022-11-09 18:30 | 18:30 | 11.0388 | 30
2022-11-09 19:00 | 19:00 | 10.6661 | 30
2022-11-09 19:30 | 19:30 | 10.2695 | 30
2022-11-09 20:00 | 20:00 | 10.0163 | 30
2022-11-09 20:30 | 20:30 | 9.3213 | 30
2022-11-09 21:00 | 21:00 | 8.7732 | 30
2022-11-09 21:30 | 21:30 | 8.3082 | 30
2022-11-09 22:00 | 22:00 | 7.632 | 30
2022-11-09 22:30 | 22:30 | 6.866 | 30
2022-11-09 23:00 | 23:00 | 6.6226 | 30
2022-11-09 23:30 | 23:30 | 6.3327 | 30
2022-11-10 | 0:00 | 5.9283 | 30
2022-11-10 00:30 | 0:30 | 5.7197 | 30
2022-11-10 01:00 | 1:00 | 5.6191 | 30
2022-11-10 01:30 | 1:30 | 5.4555 | 30
2022-11-10 02:00 | 2:00 | 5.3245 | 30
2022-11-10 02:30 | 2:30 | 5.1409 | 30
2022-11-10 03:00 | 3:00 | 5.0391 | 30
2022-11-10 03:30 | 3:30 | 5.1502 | 30
2022-11-10 04:00 | 4:00 | 5.2499 | 30
2022-11-10 04:30 | 4:30 | 5.4052 | 30
2022-11-10 05:00 | 5:00 | 5.6165 | 30
2022-11-10 05:30 | 5:30 | 5.4311 | 30
2022-11-10 06:00 | 6:00 | 5.2374 | 30
2022-11-10 06:30 | 6:30 | 3.4427 | 30
2022-11-10 07:00 | 7:00 | 2.2137 | 30
2022-11-10 07:30 | 7:30 | 1.7046 | 30
2022-11-10 08:00 | 8:00 | 2.8363 | 30
2022-11-10 08:30 | 8:30 | 3.8565 | 30
2022-11-10 09:00 | 9:00 | 4.302 | 30
2022-11-10 09:30 | 9:30 | 4.6269 | 30
2022-11-10 10:00 | 10:00 | 3.7963 | 30
2022-11-10 10:30 | 10:30 | 3.4459 | 30
2022-11-10 11:00 | 11:00 | 3.3229 | 30
2022-11-10 11:30 | 11:30 | 3.3297 | 30
2022-11-10 12:00 | 12:00 | 1.3614 | 30
2022-11-10 12:30 | 12:30 | 1.7059 | 30
2022-11-10 13:00 | 13:00 | 3.1122 | 30
2022-11-10 13:30 | 13:30 | 3.6691 | 30
2022-11-10 14:00 | 14:00 | 3.8306 | 30
2022-11-10 14:30 | 14:30 | 2.853 | 30
2022-11-10 15:00 | 15:00 | 1.5852 | 30
2022-11-10 15:30 | 15:30 | 1.9703 | 30
2022-11-10 16:00 | 16:00 | 3.8957 | 30
2022-11-10 16:30 | 16:30 | 5.8945 | 30
2022-11-10 17:00 | 17:00 | 7.5819 | 30
2022-11-10 17:30 | 17:30 | 9.2364 | 30
2022-11-10 18:00 | 18:00 | 10.1837 | 30
2022-11-10 18:30 | 18:30 | 10.7492 | 30
2022-11-10 19:00 | 19:00 | 10.5903 | 30
2022-11-10 19:30 | 19:30 | 10.0576 | 30
2022-11-10 20:00 | 20:00 | 9.9829 | 30
2022-11-10 20:30 | 20:30 | 9.4886 | 30
2022-11-10 21:00 | 21:00 | 8.8303 | 30
2022-11-10 21:30 | 21:30 | 8.3126 | 30
2022-11-10 22:00 | 22:00 | 7.6665 | 30
2022-11-10 22:30 | 22:30 | 6.9586 | 30
2022-11-10 23:00 | 23:00 | 6.713 | 30
2022-11-10 23:30 | 23:30 | 6.3819 | 30
2022-11-11 | 0:00 | 5.9851 | 30
2022-11-11 00:30 | 0:30 | 5.8035 | 30
2022-11-11 01:00 | 1:00 | 5.8179 | 30
2022-11-11 01:30 | 1:30 | 5.6205 | 30
2022-11-11 02:00 | 2:00 | 5.3062 | 30
2022-11-11 02:30 | 2:30 | 5.2491 | 30
2022-11-11 03:00 | 3:00 | 5.2095 | 30
2022-11-11 03:30 | 3:30 | 5.2255 | 30
2022-11-11 04:00 | 4:00 | 5.4335 | 30
2022-11-11 04:30 | 4:30 | 5.4927 | 30
2022-11-11 05:00 | 5:00 | 5.4797 | 30
2022-11-11 05:30 | 5:30 | 4.8689 | 30
2022-11-11 06:00 | 6:00 | 4.1639 | 30
2022-11-11 06:30 | 6:30 | 3.2638 | 30
2022-11-11 07:00 | 7:00 | 2.0358 | 30
2022-11-11 07:30 | 7:30 | 1.6463 | 30
2022-11-11 08:00 | 8:00 | 2.0307 | 30
2022-11-11 08:30 | 8:30 | 2.2501 | 30
2022-11-11 09:00 | 9:00 | 2.9958 | 30
2022-11-11 09:30 | 9:30 | 3.9142 | 30
2022-11-11 10:00 | 10:00 | 3.1444 | 30
2022-11-11 10:30 | 10:30 | 3.1308 | 30
2022-11-11 11:00 | 11:00 | 3.1167 | 30
2022-11-11 11:30 | 11:30 | 3.08 | 30
2022-11-11 12:00 | 12:00 | 2.7944 | 30
2022-11-11 12:30 | 12:30 | 2.8766 | 30
2022-11-11 13:00 | 13:00 | 2.9063 | 30
2022-11-11 13:30 | 13:30 | 1.4335 | 30
2022-11-11 14:00 | 14:00 | 1.3191 | 30
2022-11-11 14:30 | 14:30 | 1.0798 | 30
2022-11-11 15:00 | 15:00 | 1.5628 | 30
2022-11-11 15:30 | 15:30 | 3.2976 | 30
2022-11-11 16:00 | 16:00 | 6.7051 | 30
2022-11-11 16:30 | 16:30 | 7.3852 | 30
2022-11-11 17:00 | 17:00 | 6.7431 | 30
2022-11-11 17:30 | 17:30 | 7.8143 | 30
2022-11-11 18:00 | 18:00 | 8.7546 | 30
2022-11-11 18:30 | 18:30 | 9.0099 | 30
2022-11-11 19:00 | 19:00 | 9.0603 | 30
2022-11-11 19:30 | 19:30 | 8.5636 | 30
2022-11-11 20:00 | 20:00 | 8.2528 | 30
2022-11-11 20:30 | 20:30 | 8.0708 | 30
2022-11-11 21:00 | 21:00 | 7.6889 | 30
2022-11-11 21:30 | 21:30 | 7.3446 | 30
2022-11-11 22:00 | 22:00 | 6.8082 | 30
2022-11-11 22:30 | 22:30 | 6.242 | 30
2022-11-11 23:00 | 23:00 | 6.1507 | 30
2022-11-11 23:30 | 23:30 | 5.8667 | 30
2022-11-12 | 0:00 | 5.5004 | 30
2022-11-12 00:30 | 0:30 | 5.296 | 30
2022-11-12 01:00 | 1:00 | 5.302 | 30
2022-11-12 01:30 | 1:30 | 5.0815 | 30
2022-11-12 02:00 | 2:00 | 4.9055 | 30
2022-11-12 02:30 | 2:30 | 4.7407 | 30
2022-11-12 03:00 | 3:00 | 4.6207 | 30
2022-11-12 03:30 | 3:30 | 4.6204 | 30
2022-11-12 04:00 | 4:00 | 4.6273 | 30
2022-11-12 04:30 | 4:30 | 4.6222 | 30
2022-11-12 05:00 | 5:00 | 4.5673 | 30
2022-11-12 05:30 | 5:30 | 3.9565 | 30
2022-11-12 06:00 | 6:00 | 3.1974 | 30
2022-11-12 06:30 | 6:30 | 2.4284 | 30
2022-11-12 07:00 | 7:00 | 1.7318 | 30
2022-11-12 07:30 | 7:30 | 1.964 | 30
2022-11-12 08:00 | 8:00 | 1.7174 | 30
2022-11-12 08:30 | 8:30 | 2.535 | 30
2022-11-12 09:00 | 9:00 | 3.0548 | 30
2022-11-12 09:30 | 9:30 | 3.6006 | 30
2022-11-12 10:00 | 10:00 | 4.0369 | 30
2022-11-12 10:30 | 10:30 | 4.1045 | 30
2022-11-12 11:00 | 11:00 | 4.0105 | 30
2022-11-12 11:30 | 11:30 | 3.4226 | 30
2022-11-12 12:00 | 12:00 | 2.3949 | 30
2022-11-12 12:30 | 12:30 | 2.0193 | 30
2022-11-12 13:00 | 13:00 | 1.1157 | 30
2022-11-12 13:30 | 13:30 | 1.3087 | 30
2022-11-12 14:00 | 14:00 | 2.6301 | 30
2022-11-12 14:30 | 14:30 | 3.518 | 30
2022-11-12 15:00 | 15:00 | 4.7285 | 30
2022-11-12 15:30 | 15:30 | 6.0792 | 30
2022-11-12 16:00 | 16:00 | 6.323 | 30
2022-11-12 16:30 | 16:30 | 8.546 | 30
2022-11-12 17:00 | 17:00 | 8.6236 | 30
2022-11-12 17:30 | 17:30 | 9.2638 | 30
2022-11-12 18:00 | 18:00 | 9.4235 | 30
2022-11-12 18:30 | 18:30 | 9.7426 | 30
2022-11-12 19:00 | 19:00 | 9.3442 | 30
2022-11-12 19:30 | 19:30 | 8.9734 | 30
2022-11-12 20:00 | 20:00 | 8.8515 | 30
2022-11-12 20:30 | 20:30 | 8.4708 | 30
2022-11-12 21:00 | 21:00 | 7.9947 | 30
2022-11-12 21:30 | 21:30 | 7.6524 | 30
2022-11-12 22:00 | 22:00 | 7.1691 | 30
2022-11-12 22:30 | 22:30 | 6.6222 | 30
2022-11-12 23:00 | 23:00 | 6.4431 | 30
2022-11-12 23:30 | 23:30 | 6.2471 | 30
2022-11-13 | 0:00 | 5.7426 | 30
2022-11-13 00:30 | 0:30 | 5.5955 | 30
2022-11-13 01:00 | 1:00 | 5.5394 | 30
2022-11-13 01:30 | 1:30 | 5.2568 | 30
2022-11-13 02:00 | 2:00 | 5.1438 | 30
2022-11-13 02:30 | 2:30 | 4.8943 | 30
2022-11-13 03:00 | 3:00 | 4.8079 | 30
2022-11-13 03:30 | 3:30 | 4.7745 | 30
2022-11-13 04:00 | 4:00 | 4.7073 | 30
2022-11-13 04:30 | 4:30 | 4.6673 | 30
2022-11-13 05:00 | 5:00 | 4.4281 | 30
2022-11-13 05:30 | 5:30 | 3.9563 | 30
2022-11-13 06:00 | 6:00 | 3.2295 | 30
2022-11-13 06:30 | 6:30 | 2.5123 | 30
2022-11-13 07:00 | 7:00 | 1.8211 | 30
2022-11-13 07:30 | 7:30 | 1.227 | 30
2022-11-13 08:00 | 8:00 | 1.3242 | 30
2022-11-13 08:30 | 8:30 | 1.678 | 30
2022-11-13 09:00 | 9:00 | 2.525 | 30
2022-11-13 09:30 | 9:30 | 2.5091 | 30
2022-11-13 10:00 | 10:00 | 2.4955 | 30
2022-11-13 10:30 | 10:30 | 2.366 | 30
2022-11-13 11:00 | 11:00 | 2.8595 | 30
2022-11-13 11:30 | 11:30 | 1.8642 | 30
2022-11-13 12:00 | 12:00 | 1.6837 | 30
2022-11-13 12:30 | 12:30 | 1.281 | 30
2022-11-13 13:00 | 13:00 | 0.87812 | 30
2022-11-13 13:30 | 13:30 | 0.46705 | 30
2022-11-13 14:00 | 14:00 | 1.1297 | 30
2022-11-13 14:30 | 14:30 | 2.3883 | 30
2022-11-13 15:00 | 15:00 | 4.0438 | 30
2022-11-13 15:30 | 15:30 | 5.9426 | 30
2022-11-13 16:00 | 16:00 | 7.7319 | 30
2022-11-13 16:30 | 16:30 | 9.2019 | 30
2022-11-13 17:00 | 17:00 | 10.2019 | 30
2022-11-13 17:30 | 17:30 | 11.0647 | 30
2022-11-13 18:00 | 18:00 | 11.3921 | 30
2022-11-13 18:30 | 18:30 | 11.4221 | 30
2022-11-13 19:00 | 19:00 | 11.1439 | 30
2022-11-13 19:30 | 19:30 | 10.2681 | 30
2022-11-13 20:00 | 20:00 | 9.8932 | 30
2022-11-13 20:30 | 20:30 | 9.5589 | 30
2022-11-13 21:00 | 21:00 | 8.8795 | 30
2022-11-13 21:30 | 21:30 | 8.29 | 30
2022-11-13 22:00 | 22:00 | 7.6379 | 30
2022-11-13 22:30 | 22:30 | 7.0035 | 30
2022-11-13 23:00 | 23:00 | 6.7395 | 30
2022-11-13 23:30 | 23:30 | 6.3957 | 30
2022-11-14 | 0:00 | 5.9474 | 30
2022-11-14 00:30 | 0:30 | 5.8187 | 30
2022-11-14 01:00 | 1:00 | 5.8208 | 30
2022-11-14 01:30 | 1:30 | 5.6088 | 30
2022-11-14 02:00 | 2:00 | 5.4175 | 30
2022-11-14 02:30 | 2:30 | 5.3187 | 30
2022-11-14 03:00 | 3:00 | 5.1874 | 30
2022-11-14 03:30 | 3:30 | 5.1519 | 30
2022-11-14 04:00 | 4:00 | 5.2485 | 30
2022-11-14 04:30 | 4:30 | 5.2336 | 30
2022-11-14 05:00 | 5:00 | 5.2675 | 30
2022-11-14 05:30 | 5:30 | 4.7799 | 30
2022-11-14 06:00 | 6:00 | 3.8925 | 30
2022-11-14 06:30 | 6:30 | 3.7267 | 30
2022-11-14 07:00 | 7:00 | 5.7602 | 30
2022-11-14 07:30 | 7:30 | 5.9294 | 30
2022-11-14 08:00 | 8:00 | 4.4022 | 30
2022-11-14 08:30 | 8:30 | 1.4836 | 30
2022-11-14 09:00 | 9:00 | 1.3867 | 30
2022-11-14 09:30 | 9:30 | 2.1407 | 30
2022-11-14 10:00 | 10:00 | 1.1045 | 30
2022-11-14 10:30 | 10:30 | 1.575 | 30
2022-11-14 11:00 | 11:00 | 0.87394 | 30
2022-11-14 11:30 | 11:30 | 1.7059 | 30
2022-11-14 12:00 | 12:00 | 1.6934 | 30
2022-11-14 12:30 | 12:30 | 1.3547 | 30
2022-11-14 13:00 | 13:00 | 2.0118 | 30
2022-11-14 13:30 | 13:30 | 5.786 | 30
2022-11-14 14:00 | 14:00 | 5.8083 | 30
2022-11-14 14:30 | 14:30 | 5.3542 | 30
2022-11-14 15:00 | 15:00 | 5.3391 | 30
2022-11-14 15:30 | 15:30 | 5.0827 | 30
2022-11-14 16:00 | 16:00 | 7.394 | 30
2022-11-14 16:30 | 16:30 | 9.8772 | 30
2022-11-14 17:00 | 17:00 | 10.9238 | 30
2022-11-14 17:30 | 17:30 | 11.6042 | 30
2022-11-14 18:00 | 18:00 | 11.9033 | 30
2022-11-14 18:30 | 18:30 | 12.1856 | 30
2022-11-14 19:00 | 19:00 | 11.6621 | 30
2022-11-14 19:30 | 19:30 | 11.0687 | 30
2022-11-14 20:00 | 20:00 | 10.7975 | 30
2022-11-14 20:30 | 20:30 | 10.2451 | 30
2022-11-14 21:00 | 21:00 | 9.384 | 30
2022-11-14 21:30 | 21:30 | 8.7247 | 30
2022-11-14 22:00 | 22:00 | 8.1071 | 30
2022-11-14 22:30 | 22:30 | 7.2669 | 30
2022-11-14 23:00 | 23:00 | 7.0709 | 30
2022-11-14 23:30 | 23:30 | 6.6677 | 30
2022-11-15 | 0:00 | 6.0688 | 30
2022-11-15 00:30 | 0:30 | 6.0112 | 30
2022-11-15 01:00 | 1:00 | 5.874 | 30
2022-11-15 01:30 | 1:30 | 5.6361 | 30
2022-11-15 02:00 | 2:00 | 5.4226 | 30
2022-11-15 02:30 | 2:30 | 5.3031 | 30
2022-11-15 03:00 | 3:00 | 5.2172 | 30
2022-11-15 03:30 | 3:30 | 5.187 | 30
2022-11-15 04:00 | 4:00 | 5.2583 | 30
2022-11-15 04:30 | 4:30 | 5.3045 | 30
2022-11-15 05:00 | 5:00 | 5.2234 | 30
2022-11-15 05:30 | 5:30 | 4.6297 | 30
2022-11-15 06:00 | 6:00 | 4.0887 | 30
2022-11-15 06:30 | 6:30 | 3.2273 | 30
2022-11-15 07:00 | 7:00 | 2.2153 | 30
2022-11-15 07:30 | 7:30 | 1.2045 | 30
2022-11-15 08:00 | 8:00 | 1.1181 | 30
2022-11-15 08:30 | 8:30 | 1.8561 | 30
2022-11-15 09:00 | 9:00 | 2.4395 | 30
2022-11-15 09:30 | 9:30 | 2.8203 | 30
2022-11-15 10:00 | 10:00 | 2.8332 | 30
2022-11-15 10:30 | 10:30 | 2.5704 | 30
2022-11-15 11:00 | 11:00 | 1.6257 | 30
2022-11-15 11:30 | 11:30 | 1.6173 | 30
2022-11-15 12:00 | 12:00 | 1.6131 | 30
2022-11-15 12:30 | 12:30 | 0.99863 | 30
2022-11-15 13:00 | 13:00 | 0.45508 | 30
2022-11-15 13:30 | 13:30 | 0.61661 | 30
2022-11-15 14:00 | 14:00 | 1.3098 | 30
2022-11-15 14:30 | 14:30 | 2.606 | 30
2022-11-15 15:00 | 15:00 | 4.3616 | 30
2022-11-15 15:30 | 15:30 | 6.5599 | 30
2022-11-15 16:00 | 16:00 | 8.7569 | 30
2022-11-15 16:30 | 16:30 | 10.3445 | 30
2022-11-15 17:00 | 17:00 | 11.437 | 30
2022-11-15 17:30 | 17:30 | 12.3198 | 30
2022-11-15 18:00 | 18:00 | 12.3777 | 30
2022-11-15 18:30 | 18:30 | 12.4084 | 30
2022-11-15 19:00 | 19:00 | 12.0657 | 30
2022-11-15 19:30 | 19:30 | 11.2351 | 30
2022-11-15 20:00 | 20:00 | 10.6322 | 30
2022-11-15 20:30 | 20:30 | 10.0187 | 30
2022-11-15 21:00 | 21:00 | 9.1025 | 30
2022-11-15 21:30 | 21:30 | 8.6107 | 30
2022-11-15 22:00 | 22:00 | 7.7004 | 30
2022-11-15 22:30 | 22:30 | 6.9586 | 30
2022-11-15 23:00 | 23:00 | 6.6931 | 30
2022-11-15 23:30 | 23:30 | 6.2463 | 30
2022-11-16 | 0:00 | 5.8288 | 30
2022-11-16 00:30 | 0:30 | 5.6024 | 30
2022-11-16 01:00 | 1:00 | 5.6709 | 30
2022-11-16 01:30 | 1:30 | 5.377 | 30
2022-11-16 02:00 | 2:00 | 5.1226 | 30
2022-11-16 02:30 | 2:30 | 4.9409 | 30
2022-11-16 03:00 | 3:00 | 4.8576 | 30
2022-11-16 03:30 | 3:30 | 4.9213 | 30
2022-11-16 04:00 | 4:00 | 5.1018 | 30
2022-11-16 04:30 | 4:30 | 5.1488 | 30
2022-11-16 05:00 | 5:00 | 5.1077 | 30
2022-11-16 05:30 | 5:30 | 4.4527 | 30
2022-11-16 06:00 | 6:00 | 3.8553 | 30
2022-11-16 06:30 | 6:30 | 3.103 | 30
2022-11-16 07:00 | 7:00 | 2.6309 | 30
2022-11-16 07:30 | 7:30 | 1.5037 | 30
2022-11-16 08:00 | 8:00 | 1.5617 | 30
2022-11-16 08:30 | 8:30 | 1.4676 | 30
2022-11-16 09:00 | 9:00 | 2.2769 | 30
2022-11-16 09:30 | 9:30 | 3.2797 | 30
2022-11-16 10:00 | 10:00 | 4.03 | 30
2022-11-16 10:30 | 10:30 | 3.8385 | 30
2022-11-16 11:00 | 11:00 | 2.9918 | 30
2022-11-16 11:30 | 11:30 | 2.9561 | 30
2022-11-16 12:00 | 12:00 | 2.1772 | 30
2022-11-16 12:30 | 12:30 | 2.0004 | 30
2022-11-16 13:00 | 13:00 | 1.9986 | 30
2022-11-16 13:30 | 13:30 | 2.1355 | 30
2022-11-16 14:00 | 14:00 | 1.2934 | 30
2022-11-16 14:30 | 14:30 | 0.7624 | 30
2022-11-16 15:00 | 15:00 | 1.6291 | 30
2022-11-16 15:30 | 15:30 | 3.5877 | 30
2022-11-16 16:00 | 16:00 | 5.7948 | 30
2022-11-16 16:30 | 16:30 | 7.7701 | 30
2022-11-16 17:00 | 17:00 | 9.2857 | 30
2022-11-16 17:30 | 17:30 | 10.0858 | 30
2022-11-16 18:00 | 18:00 | 10.6617 | 30
2022-11-16 18:30 | 18:30 | 10.8656 | 30
2022-11-16 19:00 | 19:00 | 10.664 | 30
2022-11-16 19:30 | 19:30 | 9.9761 | 30
2022-11-16 20:00 | 20:00 | 9.6251 | 30
2022-11-16 20:30 | 20:30 | 9.1534 | 30
2022-11-16 21:00 | 21:00 | 8.5308 | 30
2022-11-16 21:30 | 21:30 | 8.0301 | 30
2022-11-16 22:00 | 22:00 | 7.3431 | 30
2022-11-16 22:30 | 22:30 | 6.5083 | 30
2022-11-16 23:00 | 23:00 | 6.367 | 30
2022-11-16 23:30 | 23:30 | 6.122 | 30
2022-11-17 | 0:00 | 5.7174 | 30
2022-11-17 00:30 | 0:30 | 5.369 | 30
2022-11-17 01:00 | 1:00 | 5.3225 | 30
2022-11-17 01:30 | 1:30 | 5.1867 | 30
2022-11-17 02:00 | 2:00 | 4.9426 | 30
2022-11-17 02:30 | 2:30 | 4.8283 | 30
2022-11-17 03:00 | 3:00 | 4.7122 | 30
2022-11-17 03:30 | 3:30 | 4.7572 | 30
2022-11-17 04:00 | 4:00 | 4.8964 | 30
2022-11-17 04:30 | 4:30 | 5.0376 | 30
2022-11-17 05:00 | 5:00 | 4.9966 | 30
2022-11-17 05:30 | 5:30 | 4.0492 | 30
2022-11-17 06:00 | 6:00 | 3.9034 | 30
2022-11-17 06:30 | 6:30 | 3.6034 | 30
2022-11-17 07:00 | 7:00 | 2.5709 | 30
2022-11-17 07:30 | 7:30 | 2.7561 | 30
2022-11-17 08:00 | 8:00 | 2.1372 | 30
2022-11-17 08:30 | 8:30 | 3.1795 | 30
2022-11-17 09:00 | 9:00 | 2.8856 | 30
2022-11-17 09:30 | 9:30 | 2.7233 | 30
2022-11-17 10:00 | 10:00 | 2.2637 | 30
2022-11-17 10:30 | 10:30 | 2.5608 | 30
2022-11-17 11:00 | 11:00 | 2.0295 | 30
2022-11-17 11:30 | 11:30 | 2.1398 | 30
2022-11-17 12:00 | 12:00 | 2.2273 | 30
2022-11-17 12:30 | 12:30 | 4.1444 | 30
2022-11-17 13:00 | 13:00 | 4.5817 | 30
2022-11-17 13:30 | 13:30 | 4.4923 | 30
2022-11-17 14:00 | 14:00 | 3.5421 | 30
2022-11-17 14:30 | 14:30 | 2.5141 | 30
2022-11-17 15:00 | 15:00 | 1.3825 | 30
2022-11-17 15:30 | 15:30 | 1.6634 | 30
2022-11-17 16:00 | 16:00 | 3.4086 | 30
2022-11-17 16:30 | 16:30 | 5.2383 | 30
2022-11-17 17:00 | 17:00 | 6.7836 | 30
2022-11-17 17:30 | 17:30 | 8.2619 | 30
2022-11-17 18:00 | 18:00 | 9.1513 | 30
2022-11-17 18:30 | 18:30 | 9.5434 | 30
2022-11-17 19:00 | 19:00 | 9.5955 | 30
2022-11-17 19:30 | 19:30 | 9.1961 | 30
2022-11-17 20:00 | 20:00 | 9.0378 | 30
2022-11-17 20:30 | 20:30 | 8.6068 | 30
2022-11-17 21:00 | 21:00 | 8.2291 | 30
2022-11-17 21:30 | 21:30 | 7.807 | 30
2022-11-17 22:00 | 22:00 | 6.9075 | 30
2022-11-17 22:30 | 22:30 | 6.2055 | 30
2022-11-17 23:00 | 23:00 | 5.9771 | 30
2022-11-17 23:30 | 23:30 | 5.7347 | 30
2022-11-18 | 0:00 | 5.3629 | 30
2022-11-18 00:30 | 0:30 | 5.3044 | 30
2022-11-18 01:00 | 1:00 | 5.2672 | 30
2022-11-18 01:30 | 1:30 | 5.0135 | 30
2022-11-18 02:00 | 2:00 | 4.8173 | 30
2022-11-18 02:30 | 2:30 | 4.8075 | 30
2022-11-18 03:00 | 3:00 | 4.7666 | 30
2022-11-18 03:30 | 3:30 | 4.7579 | 30
2022-11-18 04:00 | 4:00 | 4.8888 | 30
2022-11-18 04:30 | 4:30 | 5.0415 | 30
2022-11-18 05:00 | 5:00 | 4.963 | 30
2022-11-18 05:30 | 5:30 | 4.4627 | 30
2022-11-18 06:00 | 6:00 | 3.7665 | 30
2022-11-18 06:30 | 6:30 | 2.8264 | 30
2022-11-18 07:00 | 7:00 | 1.8502 | 30
2022-11-18 07:30 | 7:30 | 1.277 | 30
2022-11-18 08:00 | 8:00 | 2.1933 | 30
2022-11-18 08:30 | 8:30 | 3.2992 | 30
2022-11-18 09:00 | 9:00 | 4.1936 | 30
2022-11-18 09:30 | 9:30 | 4.7349 | 30
2022-11-18 10:00 | 10:00 | 4.4074 | 30
2022-11-18 10:30 | 10:30 | 2.1481 | 30
2022-11-18 11:00 | 11:00 | 4.0493 | 30
2022-11-18 11:30 | 11:30 | 3.987 | 30
2022-11-18 12:00 | 12:00 | 3.7627 | 30
2022-11-18 12:30 | 12:30 | 4.1109 | 30
2022-11-18 13:00 | 13:00 | 3.2886 | 30
2022-11-18 13:30 | 13:30 | 2.4931 | 30
2022-11-18 14:00 | 14:00 | 1.1227 | 30
2022-11-18 14:30 | 14:30 | 1.1451 | 30
2022-11-18 15:00 | 15:00 | 1.2794 | 30
2022-11-18 15:30 | 15:30 | 2.0901 | 30
2022-11-18 16:00 | 16:00 | 4.0661 | 30
2022-11-18 16:30 | 16:30 | 5.8131 | 30
2022-11-18 17:00 | 17:00 | 7.2273 | 30
2022-11-18 17:30 | 17:30 | 8.2879 | 30
2022-11-18 18:00 | 18:00 | 8.8883 | 30
2022-11-18 18:30 | 18:30 | 9.2004 | 30
2022-11-18 19:00 | 19:00 | 9.2189 | 30
2022-11-18 19:30 | 19:30 | 8.8107 | 30
2022-11-18 20:00 | 20:00 | 8.5534 | 30
2022-11-18 20:30 | 20:30 | 8.3389 | 30
2022-11-18 21:00 | 21:00 | 7.8396 | 30
2022-11-18 21:30 | 21:30 | 7.4412 | 30
2022-11-18 22:00 | 22:00 | 6.8487 | 30
2022-11-18 22:30 | 22:30 | 6.4576 | 30
2022-11-18 23:00 | 23:00 | 6.2452 | 30
2022-11-18 23:30 | 23:30 | 5.8974 | 30
2022-11-19 | 0:00 | 5.5004 | 30
2022-11-19 00:30 | 0:30 | 5.3565 | 30
2022-11-19 01:00 | 1:00 | 5.312 | 30
2022-11-19 01:30 | 1:30 | 5.1059 | 30
2022-11-19 02:00 | 2:00 | 4.8652 | 30
2022-11-19 02:30 | 2:30 | 4.7403 | 30
2022-11-19 03:00 | 3:00 | 4.6999 | 30
2022-11-19 03:30 | 3:30 | 4.6178 | 30
2022-11-19 04:00 | 4:00 | 4.7141 | 30
2022-11-19 04:30 | 4:30 | 4.5657 | 30
2022-11-19 05:00 | 5:00 | 4.5021 | 30
2022-11-19 05:30 | 5:30 | 3.9337 | 30
2022-11-19 06:00 | 6:00 | 3.0744 | 30
2022-11-19 06:30 | 6:30 | 2.3577 | 30
2022-11-19 07:00 | 7:00 | 1.6155 | 30
2022-11-19 07:30 | 7:30 | 1.3904 | 30
2022-11-19 08:00 | 8:00 | 1.8416 | 30
2022-11-19 08:30 | 8:30 | 1.9648 | 30
2022-11-19 09:00 | 9:00 | 1.0929 | 30
2022-11-19 09:30 | 9:30 | 1.1128 | 30
2022-11-19 10:00 | 10:00 | 2.3618 | 30
2022-11-19 10:30 | 10:30 | 1.649 | 30
2022-11-19 11:00 | 11:00 | 1.1708 | 30
2022-11-19 11:30 | 11:30 | 0.93564 | 30
2022-11-19 12:00 | 12:00 | 0.99536 | 30
2022-11-19 12:30 | 12:30 | 0.883 | 30
2022-11-19 13:00 | 13:00 | 1.8918 | 30
2022-11-19 13:30 | 13:30 | 1.699 | 30
2022-11-19 14:00 | 14:00 | 0.75638 | 30
2022-11-19 14:30 | 14:30 | 0.99095 | 30
2022-11-19 15:00 | 15:00 | 2.4213 | 30
2022-11-19 15:30 | 15:30 | 4.492 | 30
2022-11-19 16:00 | 16:00 | 6.6455 | 30
2022-11-19 16:30 | 16:30 | 7.0882 | 30
2022-11-19 17:00 | 17:00 | 8.399 | 30
2022-11-19 17:30 | 17:30 | 9.3295 | 30
2022-11-19 18:00 | 18:00 | 9.5556 | 30
2022-11-19 18:30 | 18:30 | 9.708 | 30
2022-11-19 19:00 | 19:00 | 9.7339 | 30
2022-11-19 19:30 | 19:30 | 9.1589 | 30
2022-11-19 20:00 | 20:00 | 9.0535 | 30
2022-11-19 20:30 | 20:30 | 8.8235 | 30
2022-11-19 21:00 | 21:00 | 8.4067 | 30
2022-11-19 21:30 | 21:30 | 8.0687 | 30
2022-11-19 22:00 | 22:00 | 7.4742 | 30
2022-11-19 22:30 | 22:30 | 6.8679 | 30
2022-11-19 23:00 | 23:00 | 6.8188 | 30
2022-11-19 23:30 | 23:30 | 6.4721 | 30
2022-11-20 | 0:00 | 5.9693 | 30
2022-11-20 00:30 | 0:30 | 5.8006 | 30
2022-11-20 01:00 | 1:00 | 5.6916 | 30
2022-11-20 01:30 | 1:30 | 5.4827 | 30
2022-11-20 02:00 | 2:00 | 5.3732 | 30
2022-11-20 02:30 | 2:30 | 5.1509 | 30
2022-11-20 03:00 | 3:00 | 5.0235 | 30
2022-11-20 03:30 | 3:30 | 4.9995 | 30
2022-11-20 04:00 | 4:00 | 4.9239 | 30
2022-11-20 04:30 | 4:30 | 4.9453 | 30
2022-11-20 05:00 | 5:00 | 4.5726 | 30
2022-11-20 05:30 | 5:30 | 4.615 | 30
2022-11-20 06:00 | 6:00 | 4.7121 | 30
2022-11-20 06:30 | 6:30 | 4.8825 | 30
2022-11-20 07:00 | 7:00 | 4.7399 | 30
2022-11-20 07:30 | 7:30 | 4.789 | 30
2022-11-20 08:00 | 8:00 | 3.2789 | 30
2022-11-20 08:30 | 8:30 | 3.4331 | 30
2022-11-20 09:00 | 9:00 | 6.9549 | 30
2022-11-20 09:30 | 9:30 | 7.7671 | 30
2022-11-20 10:00 | 10:00 | 7.489 | 30
2022-11-20 10:30 | 10:30 | 3.6017 | 30
2022-11-20 11:00 | 11:00 | 1.4964 | 30
2022-11-20 11:30 | 11:30 | 2.1586 | 30
2022-11-20 12:00 | 12:00 | 3.189 | 30
2022-11-20 12:30 | 12:30 | 0.71648 | 30
2022-11-20 13:00 | 13:00 | 4.2618 | 30
2022-11-20 13:30 | 13:30 | 7.8642 | 30
2022-11-20 14:00 | 14:00 | 3.6964 | 30
2022-11-20 14:30 | 14:30 | 4.3876 | 30
2022-11-20 15:00 | 15:00 | 7.4033 | 30
2022-11-20 15:30 | 15:30 | 9.6189 | 30
2022-11-20 16:00 | 16:00 | 11.7898 | 30
2022-11-20 16:30 | 16:30 | 13.1783 | 30
2022-11-20 17:00 | 17:00 | 14.3275 | 30
2022-11-20 17:30 | 17:30 | 15.0084 | 30
2022-11-20 18:00 | 18:00 | 14.7117 | 30
2022-11-20 18:30 | 18:30 | 14.6318 | 30
2022-11-20 19:00 | 19:00 | 13.9171 | 30
2022-11-20 19:30 | 19:30 | 12.9533 | 30
2022-11-20 20:00 | 20:00 | 12.3003 | 30
2022-11-20 20:30 | 20:30 | 11.3755 | 30
2022-11-20 21:00 | 21:00 | 10.4035 | 30
2022-11-20 21:30 | 21:30 | 9.3416 | 30
2022-11-20 22:00 | 22:00 | 8.391 | 30
2022-11-20 22:30 | 22:30 | 7.4942 | 30
2022-11-20 23:00 | 23:00 | 7.2339 | 30
2022-11-20 23:30 | 23:30 | 6.7838 | 30
2022-11-21 | 0:00 | 6.2917 | 30
2022-11-21 00:30 | 0:30 | 6.0762 | 30
2022-11-21 01:00 | 1:00 | 5.9852 | 30
2022-11-21 01:30 | 1:30 | 5.7377 | 30
2022-11-21 02:00 | 2:00 | 5.5007 | 30
2022-11-21 02:30 | 2:30 | 5.2336 | 30
2022-11-21 03:00 | 3:00 | 5.1768 | 30
2022-11-21 03:30 | 3:30 | 5.1558 | 30
2022-11-21 04:00 | 4:00 | 5.3268 | 30
2022-11-21 04:30 | 4:30 | 5.3433 | 30
2022-11-21 05:00 | 5:00 | 5.5388 | 30
2022-11-21 05:30 | 5:30 | 5.61 | 30
2022-11-21 06:00 | 6:00 | 5.0367 | 30
2022-11-21 06:30 | 6:30 | 4.3325 | 30
2022-11-21 07:00 | 7:00 | 4.4061 | 30
2022-11-21 07:30 | 7:30 | 5.2508 | 30
2022-11-21 08:00 | 8:00 | 4.3821 | 30
2022-11-21 08:30 | 8:30 | 2.4357 | 30
2022-11-21 09:00 | 9:00 | 1.1822 | 30
2022-11-21 09:30 | 9:30 | 1.171 | 30
2022-11-21 10:00 | 10:00 | 1.5103 | 30
2022-11-21 10:30 | 10:30 | 1.3632 | 30
2022-11-21 11:00 | 11:00 | 1.1065 | 30
2022-11-21 11:30 | 11:30 | 2.6668 | 30
2022-11-21 12:00 | 12:00 | 2.8072 | 30
2022-11-21 12:30 | 12:30 | 1.9821 | 30
2022-11-21 13:00 | 13:00 | 1.3664 | 30
2022-11-21 13:30 | 13:30 | 0.68992 | 30
2022-11-21 14:00 | 14:00 | 0.84604 | 30
2022-11-21 14:30 | 14:30 | 2.4767 | 30
2022-11-21 15:00 | 15:00 | 4.649 | 30
2022-11-21 15:30 | 15:30 | 7.2053 | 30
2022-11-21 16:00 | 16:00 | 9.5559 | 30
2022-11-21 16:30 | 16:30 | 11.4264 | 30
2022-11-21 17:00 | 17:00 | 12.765 | 30
2022-11-21 17:30 | 17:30 | 13.8046 | 30
2022-11-21 18:00 | 18:00 | 13.9651 | 30
2022-11-21 18:30 | 18:30 | 13.7245 | 30
2022-11-21 19:00 | 19:00 | 13.0489 | 30
2022-11-21 19:30 | 19:30 | 12.1591 | 30
2022-11-21 20:00 | 20:00 | 11.5679 | 30
2022-11-21 20:30 | 20:30 | 10.7377 | 30
2022-11-21 21:00 | 21:00 | 9.5949 | 30
2022-11-21 21:30 | 21:30 | 8.7999 | 30
2022-11-21 22:00 | 22:00 | 7.937 | 30
2022-11-21 22:30 | 22:30 | 7.1925 | 30
2022-11-21 23:00 | 23:00 | 6.9757 | 30
2022-11-21 23:30 | 23:30 | 6.5747 | 30
2022-11-22 | 0:00 | 6.0602 | 30
2022-11-22 00:30 | 0:30 | 5.8612 | 30
2022-11-22 01:00 | 1:00 | 5.8784 | 30
2022-11-22 01:30 | 1:30 | 5.8069 | 30
2022-11-22 02:00 | 2:00 | 5.4451 | 30
2022-11-22 02:30 | 2:30 | 5.2555 | 30
2022-11-22 03:00 | 3:00 | 5.1268 | 30
2022-11-22 03:30 | 3:30 | 5.0863 | 30
2022-11-22 04:00 | 4:00 | 5.1965 | 30
2022-11-22 04:30 | 4:30 | 5.2883 | 30
2022-11-22 05:00 | 5:00 | 5.3788 | 30
2022-11-22 05:30 | 5:30 | 4.9174 | 30
2022-11-22 06:00 | 6:00 | 4.6834 | 30
2022-11-22 06:30 | 6:30 | 4.3763 | 30
2022-11-22 07:00 | 7:00 | 3.8514 | 30
2022-11-22 07:30 | 7:30 | 3.2668 | 30
2022-11-22 08:00 | 8:00 | 1.6021 | 30
2022-11-22 08:30 | 8:30 | 2.4527 | 30
2022-11-22 09:00 | 9:00 | 3.221 | 30
2022-11-22 09:30 | 9:30 | 2.5329 | 30
2022-11-22 10:00 | 10:00 | 2.6595 | 30
2022-11-22 10:30 | 10:30 | 4.1926 | 30
2022-11-22 11:00 | 11:00 | 4.0159 | 30
2022-11-22 11:30 | 11:30 | 4.1725 | 30
2022-11-22 12:00 | 12:00 | 4.0857 | 30
2022-11-22 12:30 | 12:30 | 3.0697 | 30
2022-11-22 13:00 | 13:00 | 2.1643 | 30
2022-11-22 13:30 | 13:30 | 1.4806 | 30
2022-11-22 14:00 | 14:00 | 1.9359 | 30
2022-11-22 14:30 | 14:30 | 1.5827 | 30
2022-11-22 15:00 | 15:00 | 2.5379 | 30
2022-11-22 15:30 | 15:30 | 4.4916 | 30
2022-11-22 16:00 | 16:00 | 6.0136 | 30
2022-11-22 16:30 | 16:30 | 8.1493 | 30
2022-11-22 17:00 | 17:00 | 9.5613 | 30
2022-11-22 17:30 | 17:30 | 10.2046 | 30
2022-11-22 18:00 | 18:00 | 10.7002 | 30
2022-11-22 18:30 | 18:30 | 10.7678 | 30
2022-11-22 19:00 | 19:00 | 10.5321 | 30
2022-11-22 19:30 | 19:30 | 10.0285 | 30
2022-11-22 20:00 | 20:00 | 9.727 | 30
2022-11-22 20:30 | 20:30 | 9.1471 | 30
2022-11-22 21:00 | 21:00 | 8.5069 | 30
2022-11-22 21:30 | 21:30 | 8.0048 | 30
2022-11-22 22:00 | 22:00 | 7.3607 | 30
2022-11-22 22:30 | 22:30 | 6.5689 | 30
2022-11-22 23:00 | 23:00 | 6.4943 | 30
2022-11-22 23:30 | 23:30 | 6.221 | 30
2022-11-23 | 0:00 | 5.7652 | 30
2022-11-23 00:30 | 0:30 | 5.4373 | 30
2022-11-23 01:00 | 1:00 | 5.3853 | 30
2022-11-23 01:30 | 1:30 | 5.1497 | 30
2022-11-23 02:00 | 2:00 | 5.0081 | 30
2022-11-23 02:30 | 2:30 | 4.8286 | 30
2022-11-23 03:00 | 3:00 | 4.7867 | 30
2022-11-23 03:30 | 3:30 | 4.845 | 30
2022-11-23 04:00 | 4:00 | 4.9549 | 30
2022-11-23 04:30 | 4:30 | 5.0286 | 30
2022-11-23 05:00 | 5:00 | 5.045 | 30
2022-11-23 05:30 | 5:30 | 4.6572 | 30
2022-11-23 06:00 | 6:00 | 4.2972 | 30
2022-11-23 06:30 | 6:30 | 2.2928 | 30
2022-11-23 07:00 | 7:00 | 3.0139 | 30
2022-11-23 07:30 | 7:30 | 2.3427 | 30
2022-11-23 08:00 | 8:00 | 2.1099 | 30
2022-11-23 08:30 | 8:30 | 2.7461 | 30
2022-11-23 09:00 | 9:00 | 1.7636 | 30
2022-11-23 09:30 | 9:30 | 2.6908 | 30
2022-11-23 10:00 | 10:00 | 1.8731 | 30
2022-11-23 10:30 | 10:30 | 2.4142 | 30
2022-11-23 11:00 | 11:00 | 1.8606 | 30
2022-11-23 11:30 | 11:30 | 2.2892 | 30
2022-11-23 12:00 | 12:00 | 2.2635 | 30
2022-11-23 12:30 | 12:30 | 2.6823 | 30
2022-11-23 13:00 | 13:00 | 2.3727 | 30
2022-11-23 13:30 | 13:30 | 2.2233 | 30
2022-11-23 14:00 | 14:00 | 3.8035 | 30
2022-11-23 14:30 | 14:30 | 3.8973 | 30
2022-11-23 15:00 | 15:00 | 2.4018 | 30
2022-11-23 15:30 | 15:30 | 3.8082 | 30
2022-11-23 16:00 | 16:00 | 5.5474 | 30
2022-11-23 16:30 | 16:30 | 6.3742 | 30
2022-11-23 17:00 | 17:00 | 7.4799 | 30
2022-11-23 17:30 | 17:30 | 8.3184 | 30
2022-11-23 18:00 | 18:00 | 9.3818 | 30
2022-11-23 18:30 | 18:30 | 10.0353 | 30
2022-11-23 19:00 | 19:00 | 9.9595 | 30
2022-11-23 19:30 | 19:30 | 9.56 | 30
2022-11-23 20:00 | 20:00 | 9.4145 | 30
2022-11-23 20:30 | 20:30 | 8.7827 | 30
2022-11-23 21:00 | 21:00 | 8.2424 | 30
2022-11-23 21:30 | 21:30 | 7.8217 | 30
2022-11-23 22:00 | 22:00 | 7.1128 | 30
2022-11-23 22:30 | 22:30 | 6.3936 | 30
2022-11-23 23:00 | 23:00 | 6.2102 | 30
2022-11-23 23:30 | 23:30 | 5.8639 | 30
2022-11-24 | 0:00 | 5.4835 | 30
2022-11-24 00:30 | 0:30 | 5.298 | 30
2022-11-24 01:00 | 1:00 | 5.2868 | 30
2022-11-24 01:30 | 1:30 | 5.0595 | 30
2022-11-24 02:00 | 2:00 | 5.0101 | 30
2022-11-24 02:30 | 2:30 | 4.9892 | 30
2022-11-24 03:00 | 3:00 | 4.8192 | 30
2022-11-24 03:30 | 3:30 | 4.8762 | 30
2022-11-24 04:00 | 4:00 | 5.0207 | 30
2022-11-24 04:30 | 4:30 | 5.003 | 30
2022-11-24 05:00 | 5:00 | 5.039 | 30
2022-11-24 05:30 | 5:30 | 4.8234 | 30
2022-11-24 06:00 | 6:00 | 4.1649 | 30
2022-11-24 06:30 | 6:30 | 3.9242 | 30
2022-11-24 07:00 | 7:00 | 3.3817 | 30
2022-11-24 07:30 | 7:30 | 2.252 | 30
2022-11-24 08:00 | 8:00 | 1.7777 | 30
2022-11-24 08:30 | 8:30 | 1.7838 | 30
2022-11-24 09:00 | 9:00 | 1.9939 | 30
2022-11-24 09:30 | 9:30 | 1.7352 | 30
2022-11-24 10:00 | 10:00 | 2.1613 | 30
2022-11-24 10:30 | 10:30 | 1.6614 | 30
2022-11-24 11:00 | 11:00 | 1.2294 | 30
2022-11-24 11:30 | 11:30 | 1.9743 | 30
2022-11-24 12:00 | 12:00 | 2.5688 | 30
2022-11-24 12:30 | 12:30 | 1.9836 | 30
2022-11-24 13:00 | 13:00 | 1.4331 | 30
2022-11-24 13:30 | 13:30 | 3.1685 | 30
2022-11-24 14:00 | 14:00 | 3.6408 | 30
2022-11-24 14:30 | 14:30 | 3.9375 | 30
2022-11-24 15:00 | 15:00 | 4.1163 | 30
2022-11-24 15:30 | 15:30 | 6.3932 | 30
2022-11-24 16:00 | 16:00 | 6.6841 | 30
2022-11-24 16:30 | 16:30 | 8.352 | 30
2022-11-24 17:00 | 17:00 | 8.6519 | 30
2022-11-24 17:30 | 17:30 | 9.3526 | 30
2022-11-24 18:00 | 18:00 | 9.8336 | 30
2022-11-24 18:30 | 18:30 | 10.0309 | 30
2022-11-24 19:00 | 19:00 | 9.8125 | 30
2022-11-24 19:30 | 19:30 | 9.4014 | 30
2022-11-24 20:00 | 20:00 | 9.2656 | 30
2022-11-24 20:30 | 20:30 | 8.9316 | 30
2022-11-24 21:00 | 21:00 | 8.3631 | 30
2022-11-24 21:30 | 21:30 | 7.9852 | 30
2022-11-24 22:00 | 22:00 | 7.3177 | 30
2022-11-24 22:30 | 22:30 | 6.5982 | 30
2022-11-24 23:00 | 23:00 | 6.5338 | 30
2022-11-24 23:30 | 23:30 | 6.1241 | 30
2022-11-25 | 0:00 | 5.6846 | 30
2022-11-25 00:30 | 0:30 | 5.4987 | 30
2022-11-25 01:00 | 1:00 | 5.464 | 30
2022-11-25 01:30 | 1:30 | 5.3116 | 30
2022-11-25 02:00 | 2:00 | 5.0308 | 30
2022-11-25 02:30 | 2:30 | 4.8384 | 30
2022-11-25 03:00 | 3:00 | 4.8368 | 30
2022-11-25 03:30 | 3:30 | 4.8578 | 30
2022-11-25 04:00 | 4:00 | 4.9185 | 30
2022-11-25 04:30 | 4:30 | 4.9652 | 30
2022-11-25 05:00 | 5:00 | 4.8571 | 30
2022-11-25 05:30 | 5:30 | 4.3261 | 30
2022-11-25 06:00 | 6:00 | 3.7129 | 30
2022-11-25 06:30 | 6:30 | 2.841 | 30
2022-11-25 07:00 | 7:00 | 1.9067 | 30
2022-11-25 07:30 | 7:30 | 1.3446 | 30
2022-11-25 08:00 | 8:00 | 1.6945 | 30
2022-11-25 08:30 | 8:30 | 2.5585 | 30
2022-11-25 09:00 | 9:00 | 2.9766 | 30
2022-11-25 09:30 | 9:30 | 3.422 | 30
2022-11-25 10:00 | 10:00 | 3.2361 | 30
2022-11-25 10:30 | 10:30 | 3.0944 | 30
2022-11-25 11:00 | 11:00 | 2.8061 | 30
2022-11-25 11:30 | 11:30 | 2.3104 | 30
2022-11-25 12:00 | 12:00 | 0.7906 | 30
2022-11-25 12:30 | 12:30 | 1.5779 | 30
2022-11-25 13:00 | 13:00 | 2.3968 | 30
2022-11-25 13:30 | 13:30 | 3.1972 | 30
2022-11-25 14:00 | 14:00 | 4.1135 | 30
2022-11-25 14:30 | 14:30 | 4.0962 | 30
2022-11-25 15:00 | 15:00 | 5.1114 | 30
2022-11-25 15:30 | 15:30 | 6.5998 | 30
2022-11-25 16:00 | 16:00 | 8.1863 | 30
2022-11-25 16:30 | 16:30 | 9.379 | 30
2022-11-25 17:00 | 17:00 | 10.3395 | 30
2022-11-25 17:30 | 17:30 | 10.8363 | 30
2022-11-25 18:00 | 18:00 | 10.6794 | 30
2022-11-25 18:30 | 18:30 | 10.7787 | 30
2022-11-25 19:00 | 19:00 | 10.7243 | 30
2022-11-25 19:30 | 19:30 | 10.3069 | 30
2022-11-25 20:00 | 20:00 | 10.0349 | 30
2022-11-25 20:30 | 20:30 | 9.5361 | 30
2022-11-25 21:00 | 21:00 | 8.925 | 30
2022-11-25 21:30 | 21:30 | 8.3879 | 30
2022-11-25 22:00 | 22:00 | 7.8071 | 30
2022-11-25 22:30 | 22:30 | 7.045 | 30
2022-11-25 23:00 | 23:00 | 6.8981 | 30
2022-11-25 23:30 | 23:30 | 6.3422 | 30
2022-11-26 | 0:00 | 5.9159 | 30
2022-11-26 00:30 | 0:30 | 5.6652 | 30
2022-11-26 01:00 | 1:00 | 5.5733 | 30
2022-11-26 01:30 | 1:30 | 5.2764 | 30
2022-11-26 02:00 | 2:00 | 5.0754 | 30
2022-11-26 02:30 | 2:30 | 4.8572 | 30
2022-11-26 03:00 | 3:00 | 4.8198 | 30
2022-11-26 03:30 | 3:30 | 4.7866 | 30
2022-11-26 04:00 | 4:00 | 4.8809 | 30
2022-11-26 04:30 | 4:30 | 4.7235 | 30
2022-11-26 05:00 | 5:00 | 4.5524 | 30
2022-11-26 05:30 | 5:30 | 3.865 | 30
2022-11-26 06:00 | 6:00 | 3.2468 | 30
2022-11-26 06:30 | 6:30 | 2.4227 | 30
2022-11-26 07:00 | 7:00 | 1.6358 | 30
2022-11-26 07:30 | 7:30 | 1.3556 | 30
2022-11-26 08:00 | 8:00 | 1.6902 | 30
2022-11-26 08:30 | 8:30 | 2.1507 | 30
2022-11-26 09:00 | 9:00 | 2.4901 | 30
2022-11-26 09:30 | 9:30 | 2.6924 | 30
2022-11-26 10:00 | 10:00 | 2.5456 | 30
2022-11-26 10:30 | 10:30 | 2.0491 | 30
2022-11-26 11:00 | 11:00 | 1.8156 | 30
2022-11-26 11:30 | 11:30 | 1.4661 | 30
2022-11-26 12:00 | 12:00 | 0.68348 | 30
2022-11-26 12:30 | 12:30 | 0.53205 | 30
2022-11-26 13:00 | 13:00 | 3.0025 | 30
2022-11-26 13:30 | 13:30 | 1.0814 | 30
2022-11-26 14:00 | 14:00 | 1.6047 | 30
2022-11-26 14:30 | 14:30 | 2.6141 | 30
2022-11-26 15:00 | 15:00 | 3.9209 | 30
2022-11-26 15:30 | 15:30 | 5.4624 | 30
2022-11-26 16:00 | 16:00 | 6.8787 | 30
2022-11-26 16:30 | 16:30 | 8.13 | 30
2022-11-26 17:00 | 17:00 | 9.4149 | 30
2022-11-26 17:30 | 17:30 | 9.9249 | 30
2022-11-26 18:00 | 18:00 | 10.1447 | 30
2022-11-26 18:30 | 18:30 | 10.3696 | 30
2022-11-26 19:00 | 19:00 | 10.0645 | 30
2022-11-26 19:30 | 19:30 | 9.5659 | 30
2022-11-26 20:00 | 20:00 | 9.4749 | 30
2022-11-26 20:30 | 20:30 | 9.0114 | 30
2022-11-26 21:00 | 21:00 | 8.5682 | 30
2022-11-26 21:30 | 21:30 | 8.0687 | 30
2022-11-26 22:00 | 22:00 | 7.3505 | 30
2022-11-26 22:30 | 22:30 | 7.0359 | 30
2022-11-26 23:00 | 23:00 | 6.8248 | 30
2022-11-26 23:30 | 23:30 | 6.4195 | 30
2022-11-27 | 0:00 | 5.9146 | 30
2022-11-27 00:30 | 0:30 | 5.7876 | 30
2022-11-27 01:00 | 1:00 | 5.6483 | 30
2022-11-27 01:30 | 1:30 | 5.4729 | 30
2022-11-27 02:00 | 2:00 | 5.2104 | 30
2022-11-27 02:30 | 2:30 | 4.9212 | 30
2022-11-27 03:00 | 3:00 | 4.859 | 30
2022-11-27 03:30 | 3:30 | 4.9662 | 30
2022-11-27 04:00 | 4:00 | 4.9586 | 30
2022-11-27 04:30 | 4:30 | 4.628 | 30
2022-11-27 05:00 | 5:00 | 4.3643 | 30
2022-11-27 05:30 | 5:30 | 3.9605 | 30
2022-11-27 06:00 | 6:00 | 3.5679 | 30
2022-11-27 06:30 | 6:30 | 2.19 | 30
2022-11-27 07:00 | 7:00 | 2.375 | 30
2022-11-27 07:30 | 7:30 | 1.5239 | 30
2022-11-27 08:00 | 8:00 | 1.6083 | 30
2022-11-27 08:30 | 8:30 | 1.5984 | 30
2022-11-27 09:00 | 9:00 | 1.2914 | 30
2022-11-27 09:30 | 9:30 | 1.2325 | 30
2022-11-27 10:00 | 10:00 | 1.1576 | 30
2022-11-27 10:30 | 10:30 | 2.2802 | 30
2022-11-27 11:00 | 11:00 | 2.319 | 30
2022-11-27 11:30 | 11:30 | 3.5429 | 30
2022-11-27 12:00 | 12:00 | 5.3294 | 30
2022-11-27 12:30 | 12:30 | 6.2652 | 30
2022-11-27 13:00 | 13:00 | 7.6252 | 30
2022-11-27 13:30 | 13:30 | 7.5938 | 30
2022-11-27 14:00 | 14:00 | 6.6029 | 30
2022-11-27 14:30 | 14:30 | 7.46 | 30
2022-11-27 15:00 | 15:00 | 7.6981 | 30
2022-11-27 15:30 | 15:30 | 8.5804 | 30
2022-11-27 16:00 | 16:00 | 8.9406 | 30
2022-11-27 16:30 | 16:30 | 7.9514 | 30
2022-11-27 17:00 | 17:00 | 9.5334 | 30
2022-11-27 17:30 | 17:30 | 10.6476 | 30
2022-11-27 18:00 | 18:00 | 11.1143 | 30
2022-11-27 18:30 | 18:30 | 10.9938 | 30
2022-11-27 19:00 | 19:00 | 10.5333 | 30
2022-11-27 19:30 | 19:30 | 10.0339 | 30
2022-11-27 20:00 | 20:00 | 9.6996 | 30
2022-11-27 20:30 | 20:30 | 9.1868 | 30
2022-11-27 21:00 | 21:00 | 8.6471 | 30
2022-11-27 21:30 | 21:30 | 7.9818 | 30
2022-11-27 22:00 | 22:00 | 7.4053 | 30
2022-11-27 22:30 | 22:30 | 6.6856 | 30
2022-11-27 23:00 | 23:00 | 6.5417 | 30
2022-11-27 23:30 | 23:30 | 6.254 | 30
2022-11-28 | 0:00 | 5.8544 | 30
2022-11-28 00:30 | 0:30 | 5.7601 | 30
2022-11-28 01:00 | 1:00 | 5.7346 | 30
2022-11-28 01:30 | 1:30 | 5.4833 | 30
2022-11-28 02:00 | 2:00 | 5.3742 | 30
2022-11-28 02:30 | 2:30 | 5.1638 | 30
2022-11-28 03:00 | 3:00 | 5.1171 | 30
2022-11-28 03:30 | 3:30 | 5.1178 | 30
2022-11-28 04:00 | 4:00 | 5.1784 | 30
2022-11-28 04:30 | 4:30 | 5.2492 | 30
2022-11-28 05:00 | 5:00 | 5.1863 | 30
2022-11-28 05:30 | 5:30 | 4.8809 | 30
2022-11-28 06:00 | 6:00 | 5.4304 | 30
2022-11-28 06:30 | 6:30 | 4.8642 | 30
2022-11-28 07:00 | 7:00 | 4.4374 | 30
2022-11-28 07:30 | 7:30 | 3.005 | 30
2022-11-28 08:00 | 8:00 | 1.051 | 30
2022-11-28 08:30 | 8:30 | 1.6766 | 30
2022-11-28 09:00 | 9:00 | 1.6441 | 30
2022-11-28 09:30 | 9:30 | 1.6677 | 30
2022-11-28 10:00 | 10:00 | 2.1777 | 30
2022-11-28 10:30 | 10:30 | 1.1597 | 30
2022-11-28 11:00 | 11:00 | 2.4513 | 30
2022-11-28 11:30 | 11:30 | 4.404 | 30
2022-11-28 12:00 | 12:00 | 3.0435 | 30
2022-11-28 12:30 | 12:30 | 4.5426 | 30
2022-11-28 13:00 | 13:00 | 2.2534 | 30
2022-11-28 13:30 | 13:30 | 2.1349 | 30
2022-11-28 14:00 | 14:00 | 3.2199 | 30
2022-11-28 14:30 | 14:30 | 5.0392 | 30
2022-11-28 15:00 | 15:00 | 7.0693 | 30
2022-11-28 15:30 | 15:30 | 7.9381 | 30
2022-11-28 16:00 | 16:00 | 11.7134 | 30
2022-11-28 16:30 | 16:30 | 13.0855 | 30
2022-11-28 17:00 | 17:00 | 12.109 | 30
2022-11-28 17:30 | 17:30 | 11.801 | 30
2022-11-28 18:00 | 18:00 | 11.6849 | 30
2022-11-28 18:30 | 18:30 | 11.5384 | 30
2022-11-28 19:00 | 19:00 | 11.2933 | 30
2022-11-28 19:30 | 19:30 | 10.6717 | 30
2022-11-28 20:00 | 20:00 | 10.253 | 30
2022-11-28 20:30 | 20:30 | 9.873 | 30
2022-11-28 21:00 | 21:00 | 9.294 | 30
2022-11-28 21:30 | 21:30 | 8.8332 | 30
2022-11-28 22:00 | 22:00 | 7.8082 | 30
2022-11-28 22:30 | 22:30 | 6.9478 | 30
2022-11-28 23:00 | 23:00 | 7.0622 | 30
2022-11-28 23:30 | 23:30 | 6.6498 | 30
2022-11-29 | 0:00 | 6.0991 | 30
2022-11-29 00:30 | 0:30 | 6.0785 | 30
2022-11-29 01:00 | 1:00 | 5.9448 | 30
2022-11-29 01:30 | 1:30 | 5.6863 | 30
2022-11-29 02:00 | 2:00 | 5.5002 | 30
2022-11-29 02:30 | 2:30 | 5.3625 | 30
2022-11-29 03:00 | 3:00 | 5.4844 | 30
2022-11-29 03:30 | 3:30 | 5.6122 | 30
2022-11-29 04:00 | 4:00 | 5.7397 | 30
2022-11-29 04:30 | 4:30 | 5.7676 | 30
2022-11-29 05:00 | 5:00 | 5.7481 | 30
2022-11-29 05:30 | 5:30 | 5.8658 | 30
2022-11-29 06:00 | 6:00 | 5.5264 | 30
2022-11-29 06:30 | 6:30 | 4.6427 | 30
2022-11-29 07:00 | 7:00 | 4.5343 | 30
2022-11-29 07:30 | 7:30 | 5.2961 | 30
2022-11-29 08:00 | 8:00 | 5.3013 | 30
2022-11-29 08:30 | 8:30 | 6.3003 | 30
2022-11-29 09:00 | 9:00 | 5.3874 | 30
2022-11-29 09:30 | 9:30 | 2.373 | 30
2022-11-29 10:00 | 10:00 | 2.3146 | 30
2022-11-29 10:30 | 10:30 | 2.5062 | 30
2022-11-29 11:00 | 11:00 | 1.9094 | 30
2022-11-29 11:30 | 11:30 | 1.2739 | 30
2022-11-29 12:00 | 12:00 | 0.94317 | 30
2022-11-29 12:30 | 12:30 | 0.72806 | 30
2022-11-29 13:00 | 13:00 | 1.28 | 30
2022-11-29 13:30 | 13:30 | 1.2534 | 30
2022-11-29 14:00 | 14:00 | 1.7711 | 30
2022-11-29 14:30 | 14:30 | 1.408 | 30
2022-11-29 15:00 | 15:00 | 2.4595 | 30
2022-11-29 15:30 | 15:30 | 4.6292 | 30
2022-11-29 16:00 | 16:00 | 5.938 | 30
2022-11-29 16:30 | 16:30 | 7.772 | 30
2022-11-29 17:00 | 17:00 | 9.486 | 30
2022-11-29 17:30 | 17:30 | 10.6195 | 30
2022-11-29 18:00 | 18:00 | 11.6569 | 30
2022-11-29 18:30 | 18:30 | 12.2566 | 30
2022-11-29 19:00 | 19:00 | 11.9243 | 30
2022-11-29 19:30 | 19:30 | 11.3302 | 30
2022-11-29 20:00 | 20:00 | 10.9938 | 30
2022-11-29 20:30 | 20:30 | 10.3266 | 30
2022-11-29 21:00 | 21:00 | 9.5176 | 30
2022-11-29 21:30 | 21:30 | 8.8552 | 30
2022-11-29 22:00 | 22:00 | 8.0851 | 30
2022-11-29 22:30 | 22:30 | 7.2945 | 30
2022-11-29 23:00 | 23:00 | 7.1925 | 30
2022-11-29 23:30 | 23:30 | 6.7192 | 30
2022-11-30 | 0:00 | 6.2906 | 30
2022-11-30 00:30 | 0:30 | 6.0534 | 30
2022-11-30 01:00 | 1:00 | 5.9511 | 30
2022-11-30 01:30 | 1:30 | 5.6455 | 30
2022-11-30 02:00 | 2:00 | 5.4596 | 30
2022-11-30 02:30 | 2:30 | 5.3336 | 30
2022-11-30 03:00 | 3:00 | 5.4397 | 30
2022-11-30 03:30 | 3:30 | 5.4532 | 30
2022-11-30 04:00 | 4:00 | 5.5175 | 30
2022-11-30 04:30 | 4:30 | 5.5862 | 30
2022-11-30 05:00 | 5:00 | 5.8207 | 30
2022-11-30 05:30 | 5:30 | 5.7848 | 30
2022-11-30 06:00 | 6:00 | 6.2195 | 30
2022-11-30 06:30 | 6:30 | 6.3618 | 30
2022-11-30 07:00 | 7:00 | 6.6129 | 30
2022-11-30 07:30 | 7:30 | 6.6891 | 30
2022-11-30 08:00 | 8:00 | 5.4998 | 30
2022-11-30 08:30 | 8:30 | 4.9123 | 30
2022-11-30 09:00 | 9:00 | 3.5279 | 30
2022-11-30 09:30 | 9:30 | 3.7753 | 30
2022-11-30 10:00 | 10:00 | 3.8997 | 30
2022-11-30 10:30 | 10:30 | 2.9393 | 30
2022-11-30 11:00 | 11:00 | 3.9156 | 30
2022-11-30 11:30 | 11:30 | 5.6137 | 30
2022-11-30 12:00 | 12:00 | 4.7492 | 30
2022-11-30 12:30 | 12:30 | 4.5081 | 30
2022-11-30 13:00 | 13:00 | 4.1517 | 30
2022-11-30 13:30 | 13:30 | 5.0065 | 30
2022-11-30 14:00 | 14:00 | 5.8816 | 30
2022-11-30 14:30 | 14:30 | 5.8463 | 30
2022-11-30 15:00 | 15:00 | 6.0176 | 30
2022-11-30 15:30 | 15:30 | 6.6556 | 30
2022-11-30 16:00 | 16:00 | 7.0668 | 30
2022-11-30 16:30 | 16:30 | 7.9984 | 30
2022-11-30 17:00 | 17:00 | 8.5629 | 30
2022-11-30 17:30 | 17:30 | 9.3564 | 30
2022-11-30 18:00 | 18:00 | 9.7346 | 30
2022-11-30 18:30 | 18:30 | 10.0851 | 30
2022-11-30 19:00 | 19:00 | 10.2742 | 30
2022-11-30 19:30 | 19:30 | 9.8128 | 30
2022-11-30 20:00 | 20:00 | 9.7817 | 30
2022-11-30 20:30 | 20:30 | 9.3592 | 30
2022-11-30 21:00 | 21:00 | 8.142 | 30
2022-11-30 21:30 | 21:30 | 7.631 | 30
2022-11-30 22:00 | 22:00 | 6.9262 | 30
2022-11-30 22:30 | 22:30 | 6.2495 | 30
2022-11-30 23:00 | 23:00 | 6.1809 | 30
2022-11-30 23:30 | 23:30 | 5.9053 | 30
2022-12-01 | 0:00 | 5.5024 | 30
2022-12-01 00:30 | 0:30 | 5.4406 | 30
2022-12-01 01:00 | 1:00 | 5.3165 | 30
2022-12-01 01:30 | 1:30 | 5.0984 | 30
2022-12-01 02:00 | 2:00 | 4.9903 | 30
2022-12-01 02:30 | 2:30 | 4.8128 | 30
2022-12-01 03:00 | 3:00 | 4.7612 | 30
2022-12-01 03:30 | 3:30 | 4.7537 | 30
2022-12-01 04:00 | 4:00 | 4.8646 | 30
2022-12-01 04:30 | 4:30 | 4.9811 | 30
2022-12-01 05:00 | 5:00 | 5.2501 | 30
2022-12-01 05:30 | 5:30 | 5.4305 | 30
2022-12-01 06:00 | 6:00 | 5.5167 | 30
2022-12-01 06:30 | 6:30 | 6.0545 | 30
2022-12-01 07:00 | 7:00 | 6.0857 | 30
2022-12-01 07:30 | 7:30 | 6.2116 | 30
2022-12-01 08:00 | 8:00 | 4.9621 | 30
2022-12-01 08:30 | 8:30 | 5.6623 | 30
2022-12-01 09:00 | 9:00 | 6.3893 | 30
2022-12-01 09:30 | 9:30 | 6.0299 | 30
2022-12-01 10:00 | 10:00 | 6.0002 | 30
2022-12-01 10:30 | 10:30 | 5.8766 | 30
2022-12-01 11:00 | 11:00 | 4.8689 | 30
2022-12-01 11:30 | 11:30 | 3.0817 | 30
2022-12-01 12:00 | 12:00 | 4.5732 | 30
2022-12-01 12:30 | 12:30 | 3.5173 | 30
2022-12-01 13:00 | 13:00 | 4.4383 | 30
2022-12-01 13:30 | 13:30 | 5.3 | 30
2022-12-01 14:00 | 14:00 | 5.5499 | 30
2022-12-01 14:30 | 14:30 | 5.2865 | 30
2022-12-01 15:00 | 15:00 | 6.6097 | 30
2022-12-01 15:30 | 15:30 | 6.4249 | 30
2022-12-01 16:00 | 16:00 | 6.6781 | 30
2022-12-01 16:30 | 16:30 | 7.5353 | 30
2022-12-01 17:00 | 17:00 | 8.2912 | 30
2022-12-01 17:30 | 17:30 | 9.1844 | 30
2022-12-01 18:00 | 18:00 | 9.6185 | 30
2022-12-01 18:30 | 18:30 | 9.8212 | 30
2022-12-01 19:00 | 19:00 | 9.629 | 30
2022-12-01 19:30 | 19:30 | 9.1267 | 30
2022-12-01 20:00 | 20:00 | 9.223 | 30
2022-12-01 20:30 | 20:30 | 8.9488 | 30
2022-12-01 21:00 | 21:00 | 8.395 | 30
2022-12-01 21:30 | 21:30 | 7.8842 | 30
2022-12-01 22:00 | 22:00 | 7.3742 | 30
2022-12-01 22:30 | 22:30 | 6.6104 | 30
2022-12-01 23:00 | 23:00 | 6.4752 | 30
2022-12-01 23:30 | 23:30 | 6.2171 | 30
2022-12-02 | 0:00 | 5.7197 | 30
2022-12-02 00:30 | 0:30 | 5.5697 | 30
2022-12-02 01:00 | 1:00 | 5.5297 | 30
2022-12-02 01:30 | 1:30 | 5.3116 | 30
2022-12-02 02:00 | 2:00 | 5.1805 | 30
2022-12-02 02:30 | 2:30 | 5.1145 | 30
2022-12-02 03:00 | 3:00 | 5.0682 | 30
2022-12-02 03:30 | 3:30 | 5.0138 | 30
2022-12-02 04:00 | 4:00 | 5.093 | 30
2022-12-02 04:30 | 4:30 | 5.2152 | 30
2022-12-02 05:00 | 5:00 | 5.0831 | 30
2022-12-02 05:30 | 5:30 | 4.6887 | 30
2022-12-02 06:00 | 6:00 | 4.3453 | 30
2022-12-02 06:30 | 6:30 | 3.5112 | 30
2022-12-02 07:00 | 7:00 | 2.3765 | 30
2022-12-02 07:30 | 7:30 | 2.2587 | 30
2022-12-02 08:00 | 8:00 | 1.8376 | 30
2022-12-02 08:30 | 8:30 | 1.9835 | 30
2022-12-02 09:00 | 9:00 | 2.4576 | 30
2022-12-02 09:30 | 9:30 | 4.2716 | 30
2022-12-02 10:00 | 10:00 | 3.5753 | 30
2022-12-02 10:30 | 10:30 | 3.616 | 30
2022-12-02 11:00 | 11:00 | 3.0448 | 30
2022-12-02 11:30 | 11:30 | 2.7924 | 30
2022-12-02 12:00 | 12:00 | 2.9752 | 30
2022-12-02 12:30 | 12:30 | 1.7055 | 30
2022-12-02 13:00 | 13:00 | 1.3011 | 30
2022-12-02 13:30 | 13:30 | 1.3173 | 30
2022-12-02 14:00 | 14:00 | 2.3377 | 30
2022-12-02 14:30 | 14:30 | 2.3033 | 30
2022-12-02 15:00 | 15:00 | 1.8924 | 30
2022-12-02 15:30 | 15:30 | 1.5212 | 30
2022-12-02 16:00 | 16:00 | 3.145 | 30
2022-12-02 16:30 | 16:30 | 4.5574 | 30
2022-12-02 17:00 | 17:00 | 6.0008 | 30
2022-12-02 17:30 | 17:30 | 7.2791 | 30
2022-12-02 18:00 | 18:00 | 8.2194 | 30
2022-12-02 18:30 | 18:30 | 8.7629 | 30
2022-12-02 19:00 | 19:00 | 9.0022 | 30
2022-12-02 19:30 | 19:30 | 8.8043 | 30
2022-12-02 20:00 | 20:00 | 8.6112 | 30
2022-12-02 20:30 | 20:30 | 8.1916 | 30
2022-12-02 21:00 | 21:00 | 7.7432 | 30
2022-12-02 21:30 | 21:30 | 7.5165 | 30
2022-12-02 22:00 | 22:00 | 6.9221 | 30
2022-12-02 22:30 | 22:30 | 6.3336 | 30
2022-12-02 23:00 | 23:00 | 6.2196 | 30
2022-12-02 23:30 | 23:30 | 5.9185 | 30
2022-12-03 | 0:00 | 5.5497 | 30
2022-12-03 00:30 | 0:30 | 5.3865 | 30
2022-12-03 01:00 | 1:00 | 5.3803 | 30
2022-12-03 01:30 | 1:30 | 5.1724 | 30
2022-12-03 02:00 | 2:00 | 4.9069 | 30
2022-12-03 02:30 | 2:30 | 4.7492 | 30
2022-12-03 03:00 | 3:00 | 4.6869 | 30
2022-12-03 03:30 | 3:30 | 4.6869 | 30
2022-12-03 04:00 | 4:00 | 4.6536 | 30
2022-12-03 04:30 | 4:30 | 4.6532 | 30
2022-12-03 05:00 | 5:00 | 4.6195 | 30
2022-12-03 05:30 | 5:30 | 4.1031 | 30
2022-12-03 06:00 | 6:00 | 3.6758 | 30
2022-12-03 06:30 | 6:30 | 3.4146 | 30
2022-12-03 07:00 | 7:00 | 2.1407 | 30
2022-12-03 07:30 | 7:30 | 2.9893 | 30
2022-12-03 08:00 | 8:00 | 2.8395 | 30
2022-12-03 08:30 | 8:30 | 1.8249 | 30
2022-12-03 09:00 | 9:00 | 1.542 | 30
2022-12-03 09:30 | 9:30 | 1.2714 | 30
2022-12-03 10:00 | 10:00 | 2.4001 | 30
2022-12-03 10:30 | 10:30 | 2.6947 | 30
2022-12-03 11:00 | 11:00 | 3.4141 | 30
2022-12-03 11:30 | 11:30 | 3.0063 | 30
2022-12-03 12:00 | 12:00 | 4.4575 | 30
2022-12-03 12:30 | 12:30 | 3.041 | 30
2022-12-03 13:00 | 13:00 | 1.2813 | 30
2022-12-03 13:30 | 13:30 | 2.5201 | 30
2022-12-03 14:00 | 14:00 | 1.7396 | 30
2022-12-03 14:30 | 14:30 | 1.8253 | 30
2022-12-03 15:00 | 15:00 | 1.4569 | 30
2022-12-03 15:30 | 15:30 | 1.8655 | 30
2022-12-03 16:00 | 16:00 | 3.1828 | 30
2022-12-03 16:30 | 16:30 | 5.4515 | 30
2022-12-03 17:00 | 17:00 | 6.0655 | 30
2022-12-03 17:30 | 17:30 | 8.2921 | 30
2022-12-03 18:00 | 18:00 | 8.5451 | 30
2022-12-03 18:30 | 18:30 | 8.7563 | 30
2022-12-03 19:00 | 19:00 | 8.7007 | 30
2022-12-03 19:30 | 19:30 | 8.3451 | 30
2022-12-03 20:00 | 20:00 | 8.2047 | 30
2022-12-03 20:30 | 20:30 | 7.9158 | 30
2022-12-03 21:00 | 21:00 | 7.5928 | 30
2022-12-03 21:30 | 21:30 | 7.2536 | 30
2022-12-03 22:00 | 22:00 | 6.7196 | 30
2022-12-03 22:30 | 22:30 | 6.2825 | 30
2022-12-03 23:00 | 23:00 | 6.2378 | 30
2022-12-03 23:30 | 23:30 | 5.9239 | 30
2022-12-04 | 0:00 | 5.5286 | 30
2022-12-04 00:30 | 0:30 | 5.3217 | 30
2022-12-04 01:00 | 1:00 | 5.4266 | 30
2022-12-04 01:30 | 1:30 | 5.1947 | 30
2022-12-04 02:00 | 2:00 | 4.9808 | 30
2022-12-04 02:30 | 2:30 | 4.7857 | 30
2022-12-04 03:00 | 3:00 | 4.7184 | 30
2022-12-04 03:30 | 3:30 | 4.7675 | 30
2022-12-04 04:00 | 4:00 | 4.7019 | 30
2022-12-04 04:30 | 4:30 | 4.6154 | 30
2022-12-04 05:00 | 5:00 | 4.3468 | 30
2022-12-04 05:30 | 5:30 | 4.0742 | 30
2022-12-04 06:00 | 6:00 | 3.8412 | 30
2022-12-04 06:30 | 6:30 | 2.5036 | 30
2022-12-04 07:00 | 7:00 | 1.7262 | 30
2022-12-04 07:30 | 7:30 | 1.7906 | 30
2022-12-04 08:00 | 8:00 | 1.8345 | 30
2022-12-04 08:30 | 8:30 | 1.3151 | 30
2022-12-04 09:00 | 9:00 | 1.8285 | 30
2022-12-04 09:30 | 9:30 | 1.8342 | 30
2022-12-04 10:00 | 10:00 | 1.5419 | 30
2022-12-04 10:30 | 10:30 | 1.4291 | 30
2022-12-04 11:00 | 11:00 | 1.9987 | 30
2022-12-04 11:30 | 11:30 | 3.6933 | 30
2022-12-04 12:00 | 12:00 | 1.986 | 30
2022-12-04 12:30 | 12:30 | 2.1136 | 30
2022-12-04 13:00 | 13:00 | 2.1615 | 30
2022-12-04 13:30 | 13:30 | 1.4187 | 30
2022-12-04 14:00 | 14:00 | 2.8453 | 30
2022-12-04 14:30 | 14:30 | 5.2272 | 30
2022-12-04 15:00 | 15:00 | 5.1891 | 30
2022-12-04 15:30 | 15:30 | 5.2639 | 30
2022-12-04 16:00 | 16:00 | 5.8739 | 30
2022-12-04 16:30 | 16:30 | 7.2768 | 30
2022-12-04 17:00 | 17:00 | 7.8088 | 30
2022-12-04 17:30 | 17:30 | 8.8573 | 30
2022-12-04 18:00 | 18:00 | 9.6996 | 30
2022-12-04 18:30 | 18:30 | 9.8259 | 30
2022-12-04 19:00 | 19:00 | 9.6463 | 30
2022-12-04 19:30 | 19:30 | 9.1884 | 30
2022-12-04 20:00 | 20:00 | 8.9079 | 30
2022-12-04 20:30 | 20:30 | 8.4617 | 30
2022-12-04 21:00 | 21:00 | 7.8619 | 30
2022-12-04 21:30 | 21:30 | 7.5397 | 30
2022-12-04 22:00 | 22:00 | 6.8143 | 30
2022-12-04 22:30 | 22:30 | 6.2179 | 30
2022-12-04 23:00 | 23:00 | 6.1872 | 30
2022-12-04 23:30 | 23:30 | 5.9919 | 30
2022-12-05 | 0:00 | 5.4439 | 30
2022-12-05 00:30 | 0:30 | 5.3857 | 30
2022-12-05 01:00 | 1:00 | 5.3555 | 30
2022-12-05 01:30 | 1:30 | 5.1748 | 30
2022-12-05 02:00 | 2:00 | 5.0675 | 30
2022-12-05 02:30 | 2:30 | 4.97 | 30
2022-12-05 03:00 | 3:00 | 4.8585 | 30
2022-12-05 03:30 | 3:30 | 4.8866 | 30
2022-12-05 04:00 | 4:00 | 4.9545 | 30
2022-12-05 04:30 | 4:30 | 4.9573 | 30
2022-12-05 05:00 | 5:00 | 4.9228 | 30
2022-12-05 05:30 | 5:30 | 4.3746 | 30
2022-12-05 06:00 | 6:00 | 3.6756 | 30
2022-12-05 06:30 | 6:30 | 2.7855 | 30
2022-12-05 07:00 | 7:00 | 1.8677 | 30
2022-12-05 07:30 | 7:30 | 1.3151 | 30
2022-12-05 08:00 | 8:00 | 1.8283 | 30
2022-12-05 08:30 | 8:30 | 2.6157 | 30
2022-12-05 09:00 | 9:00 | 2.8711 | 30
2022-12-05 09:30 | 9:30 | 2.6518 | 30
2022-12-05 10:00 | 10:00 | 2.1191 | 30
2022-12-05 10:30 | 10:30 | 2.5815 | 30
2022-12-05 11:00 | 11:00 | 1.6679 | 30
2022-12-05 11:30 | 11:30 | 1.324 | 30
2022-12-05 12:00 | 12:00 | 1.654 | 30
2022-12-05 12:30 | 12:30 | 0.98038 | 30
2022-12-05 13:00 | 13:00 | 2.1114 | 30
2022-12-05 13:30 | 13:30 | 2.9171 | 30
2022-12-05 14:00 | 14:00 | 1.0217 | 30
2022-12-05 14:30 | 14:30 | 1.4668 | 30
2022-12-05 15:00 | 15:00 | 3.1236 | 30
2022-12-05 15:30 | 15:30 | 5.4329 | 30
2022-12-05 16:00 | 16:00 | 7.3197 | 30
2022-12-05 16:30 | 16:30 | 9.007 | 30
2022-12-05 17:00 | 17:00 | 10.2388 | 30
2022-12-05 17:30 | 17:30 | 11.4454 | 30
2022-12-05 18:00 | 18:00 | 12.0589 | 30
2022-12-05 18:30 | 18:30 | 12.0854 | 30
2022-12-05 19:00 | 19:00 | 11.7836 | 30
2022-12-05 19:30 | 19:30 | 11.1708 | 30
2022-12-05 20:00 | 20:00 | 10.7175 | 30
2022-12-05 20:30 | 20:30 | 9.9584 | 30
2022-12-05 21:00 | 21:00 | 9.3038 | 30
2022-12-05 21:30 | 21:30 | 8.6353 | 30
2022-12-05 22:00 | 22:00 | 7.7259 | 30
2022-12-05 22:30 | 22:30 | 7.0823 | 30
2022-12-05 23:00 | 23:00 | 6.8446 | 30
2022-12-05 23:30 | 23:30 | 6.4949 | 30
2022-12-06 | 0:00 | 5.9495 | 30
2022-12-06 00:30 | 0:30 | 5.7712 | 30
2022-12-06 01:00 | 1:00 | 5.6928 | 30
2022-12-06 01:30 | 1:30 | 5.437 | 30
2022-12-06 02:00 | 2:00 | 5.2264 | 30
2022-12-06 02:30 | 2:30 | 5.1279 | 30
2022-12-06 03:00 | 3:00 | 5.0836 | 30
2022-12-06 03:30 | 3:30 | 5.1148 | 30
2022-12-06 04:00 | 4:00 | 5.2299 | 30
2022-12-06 04:30 | 4:30 | 5.2533 | 30
2022-12-06 05:00 | 5:00 | 5.2195 | 30
2022-12-06 05:30 | 5:30 | 4.8157 | 30
2022-12-06 06:00 | 6:00 | 4.076 | 30
2022-12-06 06:30 | 6:30 | 3.2848 | 30
2022-12-06 07:00 | 7:00 | 2.4691 | 30
2022-12-06 07:30 | 7:30 | 1.4865 | 30
2022-12-06 08:00 | 8:00 | 0.89277 | 30
2022-12-06 08:30 | 8:30 | 1.2366 | 30
2022-12-06 09:00 | 9:00 | 1.4783 | 30
2022-12-06 09:30 | 9:30 | 1.5798 | 30
2022-12-06 10:00 | 10:00 | 1.3956 | 30
2022-12-06 10:30 | 10:30 | 1.0636 | 30
2022-12-06 11:00 | 11:00 | 0.52018 | 30
2022-12-06 11:30 | 11:30 | 0.35882 | 30
2022-12-06 12:00 | 12:00 | 1.2448 | 30
2022-12-06 12:30 | 12:30 | 2.1374 | 30
2022-12-06 13:00 | 13:00 | 3.5617 | 30
2022-12-06 13:30 | 13:30 | 5.1819 | 30
2022-12-06 14:00 | 14:00 | 6.1927 | 30
2022-12-06 14:30 | 14:30 | 8.4063 | 30
2022-12-06 15:00 | 15:00 | 12.0489 | 30
2022-12-06 15:30 | 15:30 | 12.3228 | 30
2022-12-06 16:00 | 16:00 | 13.025 | 30
2022-12-06 16:30 | 16:30 | 15.2042 | 30
2022-12-06 17:00 | 17:00 | 16.0284 | 30
2022-12-06 17:30 | 17:30 | 16.0665 | 30
2022-12-06 18:00 | 18:00 | 16.0821 | 30
2022-12-06 18:30 | 18:30 | 15.7999 | 30
2022-12-06 19:00 | 19:00 | 15.2153 | 30
2022-12-06 19:30 | 19:30 | 14.0175 | 30
2022-12-06 20:00 | 20:00 | 13.0268 | 30
2022-12-06 20:30 | 20:30 | 11.9588 | 30
2022-12-06 21:00 | 21:00 | 10.8621 | 30
2022-12-06 21:30 | 21:30 | 9.9525 | 30
2022-12-06 22:00 | 22:00 | 9.0309 | 30
2022-12-06 22:30 | 22:30 | 8.0743 | 30
2022-12-06 23:00 | 23:00 | 7.7931 | 30
2022-12-06 23:30 | 23:30 | 7.2076 | 30
2022-12-07 | 0:00 | 6.5938 | 30
2022-12-07 00:30 | 0:30 | 6.3325 | 30
2022-12-07 01:00 | 1:00 | 6.2431 | 30
2022-12-07 01:30 | 1:30 | 5.8517 | 30
2022-12-07 02:00 | 2:00 | 5.6159 | 30
2022-12-07 02:30 | 2:30 | 5.355 | 30
2022-12-07 03:00 | 3:00 | 5.2428 | 30
2022-12-07 03:30 | 3:30 | 5.2388 | 30
2022-12-07 04:00 | 4:00 | 5.3752 | 30
2022-12-07 04:30 | 4:30 | 5.3518 | 30
2022-12-07 05:00 | 5:00 | 5.0941 | 30
2022-12-07 05:30 | 5:30 | 4.8011 | 30
2022-12-07 06:00 | 6:00 | 4.0296 | 30
2022-12-07 06:30 | 6:30 | 3.2568 | 30
2022-12-07 07:00 | 7:00 | 2.206 | 30
2022-12-07 07:30 | 7:30 | 1.3178 | 30
2022-12-07 08:00 | 8:00 | 0.8603 | 30
2022-12-07 08:30 | 8:30 | 1.2195 | 30
2022-12-07 09:00 | 9:00 | 1.603 | 30
2022-12-07 09:30 | 9:30 | 1.7384 | 30
2022-12-07 10:00 | 10:00 | 1.7689 | 30
2022-12-07 10:30 | 10:30 | 1.1431 | 30
2022-12-07 11:00 | 11:00 | 0.95188 | 30
2022-12-07 11:30 | 11:30 | 2.191 | 30
2022-12-07 12:00 | 12:00 | 1.4256 | 30
2022-12-07 12:30 | 12:30 | 0.4552 | 30
2022-12-07 13:00 | 13:00 | 1.3869 | 30
2022-12-07 13:30 | 13:30 | 2.6837 | 30
2022-12-07 14:00 | 14:00 | 3.6994 | 30
2022-12-07 14:30 | 14:30 | 4.9685 | 30
2022-12-07 15:00 | 15:00 | 6.7551 | 30
2022-12-07 15:30 | 15:30 | 8.7487 | 30
2022-12-07 16:00 | 16:00 | 10.4872 | 30
2022-12-07 16:30 | 16:30 | 12.0546 | 30
2022-12-07 17:00 | 17:00 | 13.2062 | 30
2022-12-07 17:30 | 17:30 | 13.9933 | 30
2022-12-07 18:00 | 18:00 | 14.0289 | 30
2022-12-07 18:30 | 18:30 | 13.9151 | 30
2022-12-07 19:00 | 19:00 | 13.4854 | 30
2022-12-07 19:30 | 19:30 | 12.6692 | 30
2022-12-07 20:00 | 20:00 | 12.0897 | 30
2022-12-07 20:30 | 20:30 | 11.256 | 30
2022-12-07 21:00 | 21:00 | 10.4553 | 30
2022-12-07 21:30 | 21:30 | 9.6915 | 30
2022-12-07 22:00 | 22:00 | 9.0511 | 30
2022-12-07 22:30 | 22:30 | 8.1276 | 30
2022-12-07 23:00 | 23:00 | 7.8899 | 30
2022-12-07 23:30 | 23:30 | 7.3552 | 30
2022-12-08 | 0:00 | 6.804 | 30
2022-12-08 00:30 | 0:30 | 6.6179 | 30
2022-12-08 01:00 | 1:00 | 6.4873 | 30
2022-12-08 01:30 | 1:30 | 6.2068 | 30
2022-12-08 02:00 | 2:00 | 6.0558 | 30
2022-12-08 02:30 | 2:30 | 5.8734 | 30
2022-12-08 03:00 | 3:00 | 5.74 | 30
2022-12-08 03:30 | 3:30 | 5.8431 | 30
2022-12-08 04:00 | 4:00 | 5.9518 | 30
2022-12-08 04:30 | 4:30 | 5.9243 | 30
2022-12-08 05:00 | 5:00 | 6.045 | 30
2022-12-08 05:30 | 5:30 | 6.2622 | 30
2022-12-08 06:00 | 6:00 | 5.7433 | 30
2022-12-08 06:30 | 6:30 | 4.8731 | 30
2022-12-08 07:00 | 7:00 | 3.2639 | 30
2022-12-08 07:30 | 7:30 | 1.8671 | 30
2022-12-08 08:00 | 8:00 | 1.2077 | 30
2022-12-08 08:30 | 8:30 | 0.69887 | 30
2022-12-08 09:00 | 9:00 | 0.28654 | 30
2022-12-08 09:30 | 9:30 | 0.37993 | 30
2022-12-08 10:00 | 10:00 | 0.4934 | 30
2022-12-08 10:30 | 10:30 | 0.36399 | 30
2022-12-08 11:00 | 11:00 | 1.0009 | 30
2022-12-08 11:30 | 11:30 | 2.9789 | 30
2022-12-08 12:00 | 12:00 | 2.1912 | 30
2022-12-08 12:30 | 12:30 | 1.7267 | 30
2022-12-08 13:00 | 13:00 | 2.2262 | 30
2022-12-08 13:30 | 13:30 | 3.1225 | 30
2022-12-08 14:00 | 14:00 | 11.8635 | 30
2022-12-08 14:30 | 14:30 | 7.64 | 30
2022-12-08 15:00 | 15:00 | 7.2339 | 30
2022-12-08 15:30 | 15:30 | 9.1145 | 30
2022-12-08 16:00 | 16:00 | 11.4803 | 30
2022-12-08 16:30 | 16:30 | 12.7641 | 30
2022-12-08 17:00 | 17:00 | 14.0929 | 30
2022-12-08 17:30 | 17:30 | 14.9827 | 30
2022-12-08 18:00 | 18:00 | 15.2645 | 30
2022-12-08 18:30 | 18:30 | 15.0623 | 30
2022-12-08 19:00 | 19:00 | 14.442 | 30
2022-12-08 19:30 | 19:30 | 13.8407 | 30
2022-12-08 20:00 | 20:00 | 13.2824 | 30
2022-12-08 20:30 | 20:30 | 12.2223 | 30
2022-12-08 21:00 | 21:00 | 10.9335 | 30
2022-12-08 21:30 | 21:30 | 10.0425 | 30
2022-12-08 22:00 | 22:00 | 8.98 | 30
2022-12-08 22:30 | 22:30 | 7.9656 | 30
2022-12-08 23:00 | 23:00 | 7.816 | 30
2022-12-08 23:30 | 23:30 | 7.3686 | 30
2022-12-09 | 0:00 | 6.8647 | 30
2022-12-09 00:30 | 0:30 | 6.6258 | 30
2022-12-09 01:00 | 1:00 | 6.4498 | 30
2022-12-09 01:30 | 1:30 | 6.0705 | 30
2022-12-09 02:00 | 2:00 | 5.727 | 30
2022-12-09 02:30 | 2:30 | 5.598 | 30
2022-12-09 03:00 | 3:00 | 5.5682 | 30
2022-12-09 03:30 | 3:30 | 5.5766 | 30
2022-12-09 04:00 | 4:00 | 5.5435 | 30
2022-12-09 04:30 | 4:30 | 5.6006 | 30
2022-12-09 05:00 | 5:00 | 5.5442 | 30
2022-12-09 05:30 | 5:30 | 5.1225 | 30
2022-12-09 06:00 | 6:00 | 4.5983 | 30
2022-12-09 06:30 | 6:30 | 3.5996 | 30
2022-12-09 07:00 | 7:00 | 2.6212 | 30
2022-12-09 07:30 | 7:30 | 1.8468 | 30
2022-12-09 08:00 | 8:00 | 2.0124 | 30
2022-12-09 08:30 | 8:30 | 2.2152 | 30
2022-12-09 09:00 | 9:00 | 1.8542 | 30
2022-12-09 09:30 | 9:30 | 2.497 | 30
2022-12-09 10:00 | 10:00 | 1.8387 | 30
2022-12-09 10:30 | 10:30 | 1.4816 | 30
2022-12-09 11:00 | 11:00 | 0.99609 | 30
2022-12-09 11:30 | 11:30 | 1.0033 | 30
2022-12-09 12:00 | 12:00 | 1.3104 | 30
2022-12-09 12:30 | 12:30 | 2.4567 | 30
2022-12-09 13:00 | 13:00 | 2.3106 | 30
2022-12-09 13:30 | 13:30 | 1.4566 | 30
2022-12-09 14:00 | 14:00 | 0.91701 | 30
2022-12-09 14:30 | 14:30 | 0.81932 | 30
2022-12-09 15:00 | 15:00 | 1.7616 | 30
2022-12-09 15:30 | 15:30 | 4.6373 | 30
2022-12-09 16:00 | 16:00 | 6.8973 | 30
2022-12-09 16:30 | 16:30 | 7.3165 | 30
2022-12-09 17:00 | 17:00 | 7.7405 | 30
2022-12-09 17:30 | 17:30 | 8.1794 | 30
2022-12-09 18:00 | 18:00 | 9.1261 | 30
2022-12-09 18:30 | 18:30 | 9.3773 | 30
2022-12-09 19:00 | 19:00 | 9.6151 | 30
2022-12-09 19:30 | 19:30 | 9.3647 | 30
2022-12-09 20:00 | 20:00 | 9.1679 | 30
2022-12-09 20:30 | 20:30 | 8.9524 | 30
2022-12-09 21:00 | 21:00 | 8.4898 | 30
2022-12-09 21:30 | 21:30 | 8.2259 | 30
2022-12-09 22:00 | 22:00 | 7.6434 | 30
2022-12-09 22:30 | 22:30 | 7.14 | 30
2022-12-09 23:00 | 23:00 | 7.0536 | 30
2022-12-09 23:30 | 23:30 | 6.6175 | 30
2022-12-10 | 0:00 | 6.0865 | 30
2022-12-10 00:30 | 0:30 | 5.9265 | 30
2022-12-10 01:00 | 1:00 | 5.8715 | 30
2022-12-10 01:30 | 1:30 | 5.5983 | 30
2022-12-10 02:00 | 2:00 | 5.3828 | 30
2022-12-10 02:30 | 2:30 | 5.2611 | 30
2022-12-10 03:00 | 3:00 | 5.1794 | 30
2022-12-10 03:30 | 3:30 | 5.1073 | 30
2022-12-10 04:00 | 4:00 | 5.1631 | 30
2022-12-10 04:30 | 4:30 | 5.1277 | 30
2022-12-10 05:00 | 5:00 | 5.0278 | 30
2022-12-10 05:30 | 5:30 | 5.0948 | 30
2022-12-10 06:00 | 6:00 | 4.7723 | 30
2022-12-10 06:30 | 6:30 | 5.1503 | 30
2022-12-10 07:00 | 7:00 | 5.2751 | 30
2022-12-10 07:30 | 7:30 | 4.6345 | 30
2022-12-10 08:00 | 8:00 | 4.2541 | 30
2022-12-10 08:30 | 8:30 | 3.0871 | 30
2022-12-10 09:00 | 9:00 | 2.9532 | 30
2022-12-10 09:30 | 9:30 | 1.9146 | 30
2022-12-10 10:00 | 10:00 | 4.0441 | 30
2022-12-10 10:30 | 10:30 | 1.1565 | 30
2022-12-10 11:00 | 11:00 | 1.8183 | 30
2022-12-10 11:30 | 11:30 | 1.8985 | 30
2022-12-10 12:00 | 12:00 | 1.543 | 30
2022-12-10 12:30 | 12:30 | 1.1832 | 30
2022-12-10 13:00 | 13:00 | 1.0782 | 30
2022-12-10 13:30 | 13:30 | 1.3128 | 30
2022-12-10 14:00 | 14:00 | 0.97851 | 30
2022-12-10 14:30 | 14:30 | 4.3798 | 30
2022-12-10 15:00 | 15:00 | 2.6917 | 30
2022-12-10 15:30 | 15:30 | 4.3336 | 30
2022-12-10 16:00 | 16:00 | 5.7518 | 30
2022-12-10 16:30 | 16:30 | 7.03 | 30
2022-12-10 17:00 | 17:00 | 7.8259 | 30
2022-12-10 17:30 | 17:30 | 8.5081 | 30
2022-12-10 18:00 | 18:00 | 8.9783 | 30
2022-12-10 18:30 | 18:30 | 9.465 | 30
2022-12-10 19:00 | 19:00 | 9.4861 | 30
2022-12-10 19:30 | 19:30 | 9.1269 | 30
2022-12-10 20:00 | 20:00 | 9.0313 | 30
2022-12-10 20:30 | 20:30 | 8.7349 | 30
2022-12-10 21:00 | 21:00 | 8.2478 | 30
2022-12-10 21:30 | 21:30 | 7.8844 | 30
2022-12-10 22:00 | 22:00 | 7.3323 | 30
2022-12-10 22:30 | 22:30 | 6.8274 | 30
2022-12-10 23:00 | 23:00 | 6.7025 | 30
2022-12-10 23:30 | 23:30 | 6.4034 | 30
2022-12-11 | 0:00 | 6.0016 | 30
2022-12-11 00:30 | 0:30 | 5.812 | 30
2022-12-11 01:00 | 1:00 | 5.5828 | 30
2022-12-11 01:30 | 1:30 | 5.3923 | 30
2022-12-11 02:00 | 2:00 | 5.202 | 30
2022-12-11 02:30 | 2:30 | 5.0522 | 30
2022-12-11 03:00 | 3:00 | 4.9051 | 30
2022-12-11 03:30 | 3:30 | 4.8862 | 30
2022-12-11 04:00 | 4:00 | 4.8319 | 30
2022-12-11 04:30 | 4:30 | 4.7683 | 30
2022-12-11 05:00 | 5:00 | 4.5837 | 30
2022-12-11 05:30 | 5:30 | 3.9756 | 30
2022-12-11 06:00 | 6:00 | 3.2433 | 30
2022-12-11 06:30 | 6:30 | 2.594 | 30
2022-12-11 07:00 | 7:00 | 1.994 | 30
2022-12-11 07:30 | 7:30 | 2.0316 | 30
2022-12-11 08:00 | 8:00 | 3.4852 | 30
2022-12-11 08:30 | 8:30 | 3.3541 | 30
2022-12-11 09:00 | 9:00 | 1.5575 | 30
2022-12-11 09:30 | 9:30 | 1.0934 | 30
2022-12-11 10:00 | 10:00 | 1.0743 | 30
2022-12-11 10:30 | 10:30 | 1.0639 | 30
2022-12-11 11:00 | 11:00 | 0.84044 | 30
2022-12-11 11:30 | 11:30 | 0.84237 | 30
2022-12-11 12:00 | 12:00 | 1.8358 | 30
2022-12-11 12:30 | 12:30 | 1.8418 | 30
2022-12-11 13:00 | 13:00 | 1.1166 | 30
2022-12-11 13:30 | 13:30 | 1.2624 | 30
2022-12-11 14:00 | 14:00 | 1.6149 | 30
2022-12-11 14:30 | 14:30 | 2.5239 | 30
2022-12-11 15:00 | 15:00 | 3.8187 | 30
2022-12-11 15:30 | 15:30 | 5.8847 | 30
2022-12-11 16:00 | 16:00 | 7.3249 | 30
2022-12-11 16:30 | 16:30 | 9.0285 | 30
2022-12-11 17:00 | 17:00 | 10.3982 | 30
2022-12-11 17:30 | 17:30 | 11.2647 | 30
2022-12-11 18:00 | 18:00 | 11.7061 | 30
2022-12-11 18:30 | 18:30 | 11.5986 | 30
2022-12-11 19:00 | 19:00 | 11.4445 | 30
2022-12-11 19:30 | 19:30 | 10.9316 | 30
2022-12-11 20:00 | 20:00 | 10.3946 | 30
2022-12-11 20:30 | 20:30 | 9.8689 | 30
2022-12-11 21:00 | 21:00 | 9.0346 | 30
2022-12-11 21:30 | 21:30 | 8.4474 | 30
2022-12-11 22:00 | 22:00 | 7.6911 | 30
2022-12-11 22:30 | 22:30 | 7.1139 | 30
2022-12-11 23:00 | 23:00 | 6.914 | 30
2022-12-11 23:30 | 23:30 | 6.467 | 30
2022-12-12 | 0:00 | 6.0669 | 30
2022-12-12 00:30 | 0:30 | 5.9372 | 30
2022-12-12 01:00 | 1:00 | 5.7736 | 30
2022-12-12 01:30 | 1:30 | 5.5941 | 30
2022-12-12 02:00 | 2:00 | 5.4354 | 30
2022-12-12 02:30 | 2:30 | 5.2964 | 30
2022-12-12 03:00 | 3:00 | 5.1255 | 30
2022-12-12 03:30 | 3:30 | 5.1555 | 30
2022-12-12 04:00 | 4:00 | 5.3306 | 30
2022-12-12 04:30 | 4:30 | 5.2761 | 30
2022-12-12 05:00 | 5:00 | 5.1911 | 30
2022-12-12 05:30 | 5:30 | 4.7701 | 30
2022-12-12 06:00 | 6:00 | 4.1282 | 30
2022-12-12 06:30 | 6:30 | 3.5999 | 30
2022-12-12 07:00 | 7:00 | 2.6527 | 30
2022-12-12 07:30 | 7:30 | 3.0931 | 30
2022-12-12 08:00 | 8:00 | 2.1114 | 30
2022-12-12 08:30 | 8:30 | 0.82052 | 30
2022-12-12 09:00 | 9:00 | 1.5299 | 30
2022-12-12 09:30 | 9:30 | 1.1593 | 30
2022-12-12 10:00 | 10:00 | 0.7157 | 30
2022-12-12 10:30 | 10:30 | 1.2635 | 30
2022-12-12 11:00 | 11:00 | 0.73225 | 30
2022-12-12 11:30 | 11:30 | 0.89947 | 30
2022-12-12 12:00 | 12:00 | 1.5652 | 30
2022-12-12 12:30 | 12:30 | 1.4637 | 30
2022-12-12 13:00 | 13:00 | 4.419 | 30
2022-12-12 13:30 | 13:30 | 4.3777 | 30
2022-12-12 14:00 | 14:00 | 6.103 | 30
2022-12-12 14:30 | 14:30 | 9.8214 | 30
2022-12-12 15:00 | 15:00 | 8.9968 | 30
2022-12-12 15:30 | 15:30 | 9.2777 | 30
2022-12-12 16:00 | 16:00 | 9.6265 | 30
2022-12-12 16:30 | 16:30 | 10.3992 | 30
2022-12-12 17:00 | 17:00 | 11.7238 | 30
2022-12-12 17:30 | 17:30 | 12.6528 | 30
2022-12-12 18:00 | 18:00 | 13.1479 | 30
2022-12-12 18:30 | 18:30 | 13.1788 | 30
2022-12-12 19:00 | 19:00 | 12.9456 | 30
2022-12-12 19:30 | 19:30 | 12.4053 | 30
2022-12-12 20:00 | 20:00 | 12.0888 | 30
2022-12-12 20:30 | 20:30 | 11.2311 | 30
2022-12-12 21:00 | 21:00 | 10.1886 | 30
2022-12-12 21:30 | 21:30 | 9.2469 | 30
2022-12-12 22:00 | 22:00 | 8.4269 | 30
2022-12-12 22:30 | 22:30 | 7.692 | 30
2022-12-12 23:00 | 23:00 | 7.4353 | 30
2022-12-12 23:30 | 23:30 | 7.1368 | 30
2022-12-13 | 0:00 | 6.5451 | 30
2022-12-13 00:30 | 0:30 | 6.4729 | 30
2022-12-13 01:00 | 1:00 | 6.387 | 30
2022-12-13 01:30 | 1:30 | 5.9669 | 30
2022-12-13 02:00 | 2:00 | 5.7343 | 30
2022-12-13 02:30 | 2:30 | 5.5967 | 30
2022-12-13 03:00 | 3:00 | 5.5211 | 30
2022-12-13 03:30 | 3:30 | 5.5537 | 30
2022-12-13 04:00 | 4:00 | 5.6038 | 30
2022-12-13 04:30 | 4:30 | 5.7148 | 30
2022-12-13 05:00 | 5:00 | 5.7365 | 30
2022-12-13 05:30 | 5:30 | 5.3254 | 30
2022-12-13 06:00 | 6:00 | 4.9209 | 30
2022-12-13 06:30 | 6:30 | 3.7385 | 30
2022-12-13 07:00 | 7:00 | 2.7911 | 30
2022-12-13 07:30 | 7:30 | 1.8134 | 30
2022-12-13 08:00 | 8:00 | 2.1773 | 30
2022-12-13 08:30 | 8:30 | 1.9812 | 30
2022-12-13 09:00 | 9:00 | 2.5361 | 30
2022-12-13 09:30 | 9:30 | 4.4005 | 30
2022-12-13 10:00 | 10:00 | 5.6122 | 30
2022-12-13 10:30 | 10:30 | 5.6685 | 30
2022-12-13 11:00 | 11:00 | 3.927 | 30
2022-12-13 11:30 | 11:30 | 2.6005 | 30
2022-12-13 12:00 | 12:00 | 1.3171 | 30
2022-12-13 12:30 | 12:30 | 1.111 | 30
2022-12-13 13:00 | 13:00 | 1.5694 | 30
2022-12-13 13:30 | 13:30 | 3.7547 | 30
2022-12-13 14:00 | 14:00 | 4.6923 | 30
2022-12-13 14:30 | 14:30 | 4.3862 | 30
2022-12-13 15:00 | 15:00 | 3.3125 | 30
2022-12-13 15:30 | 15:30 | 6.1558 | 30
2022-12-13 16:00 | 16:00 | 7.7106 | 30
2022-12-13 16:30 | 16:30 | 6.5038 | 30
2022-12-13 17:00 | 17:00 | 8.0447 | 30
2022-12-13 17:30 | 17:30 | 9.4614 | 30
2022-12-13 18:00 | 18:00 | 10.3925 | 30
2022-12-13 18:30 | 18:30 | 10.7526 | 30
2022-12-13 19:00 | 19:00 | 10.7751 | 30
2022-12-13 19:30 | 19:30 | 10.429 | 30
2022-12-13 20:00 | 20:00 | 10.1677 | 30
2022-12-13 20:30 | 20:30 | 9.8761 | 30
2022-12-13 21:00 | 21:00 | 9.2867 | 30
2022-12-13 21:30 | 21:30 | 8.9663 | 30
2022-12-13 22:00 | 22:00 | 8.1968 | 30
2022-12-13 22:30 | 22:30 | 7.5103 | 30
2022-12-13 23:00 | 23:00 | 7.2908 | 30
2022-12-13 23:30 | 23:30 | 6.9029 | 30
2022-12-14 | 0:00 | 6.2055 | 30
2022-12-14 00:30 | 0:30 | 5.9754 | 30
2022-12-14 01:00 | 1:00 | 5.9385 | 30
2022-12-14 01:30 | 1:30 | 5.6446 | 30
2022-12-14 02:00 | 2:00 | 5.511 | 30
2022-12-14 02:30 | 2:30 | 5.3654 | 30
2022-12-14 03:00 | 3:00 | 5.2375 | 30
2022-12-14 03:30 | 3:30 | 5.2182 | 30
2022-12-14 04:00 | 4:00 | 5.2628 | 30
2022-12-14 04:30 | 4:30 | 5.2986 | 30
2022-12-14 05:00 | 5:00 | 5.4373 | 30
2022-12-14 05:30 | 5:30 | 4.8304 | 30
2022-12-14 06:00 | 6:00 | 4.5192 | 30
2022-12-14 06:30 | 6:30 | 4.2343 | 30
2022-12-14 07:00 | 7:00 | 2.6109 | 30
2022-12-14 07:30 | 7:30 | 1.4591 | 30
2022-12-14 08:00 | 8:00 | 1.1148 | 30
2022-12-14 08:30 | 8:30 | 1.0168 | 30
2022-12-14 09:00 | 9:00 | 1.7593 | 30
2022-12-14 09:30 | 9:30 | 2.083 | 30
2022-12-14 10:00 | 10:00 | 2.1614 | 30
2022-12-14 10:30 | 10:30 | 2.3016 | 30
2022-12-14 11:00 | 11:00 | 2.1095 | 30
2022-12-14 11:30 | 11:30 | 1.9127 | 30
2022-12-14 12:00 | 12:00 | 1.0742 | 30
2022-12-14 12:30 | 12:30 | 0.95644 | 30
2022-12-14 13:00 | 13:00 | 0.78673 | 30
2022-12-14 13:30 | 13:30 | 0.35243 | 30
2022-12-14 14:00 | 14:00 | 1.684 | 30
2022-12-14 14:30 | 14:30 | 3.2481 | 30
2022-12-14 15:00 | 15:00 | 4.9666 | 30
2022-12-14 15:30 | 15:30 | 6.9247 | 30
2022-12-14 16:00 | 16:00 | 8.9795 | 30
2022-12-14 16:30 | 16:30 | 10.263 | 30
2022-12-14 17:00 | 17:00 | 11.2973 | 30
2022-12-14 17:30 | 17:30 | 13.0466 | 30
2022-12-14 18:00 | 18:00 | 13.4973 | 30
2022-12-14 18:30 | 18:30 | 13.4831 | 30
2022-12-14 19:00 | 19:00 | 13.5329 | 30
2022-12-14 19:30 | 19:30 | 12.8393 | 30
2022-12-14 20:00 | 20:00 | 12.4245 | 30
2022-12-14 20:30 | 20:30 | 11.4239 | 30
2022-12-14 21:00 | 21:00 | 10.3617 | 30
2022-12-14 21:30 | 21:30 | 9.6379 | 30
2022-12-14 22:00 | 22:00 | 8.6636 | 30
2022-12-14 22:30 | 22:30 | 7.8739 | 30
2022-12-14 23:00 | 23:00 | 7.5792 | 30
2022-12-14 23:30 | 23:30 | 7.0262 | 30
2022-12-15 | 0:00 | 6.7761 | 30
2022-12-15 00:30 | 0:30 | 6.4273 | 30
2022-12-15 01:00 | 1:00 | 6.2687 | 30
2022-12-15 01:30 | 1:30 | 5.9674 | 30
2022-12-15 02:00 | 2:00 | 5.7025 | 30
2022-12-15 02:30 | 2:30 | 5.5224 | 30
2022-12-15 03:00 | 3:00 | 5.4915 | 30
2022-12-15 03:30 | 3:30 | 5.3087 | 30
2022-12-15 04:00 | 4:00 | 5.3359 | 30
2022-12-15 04:30 | 4:30 | 5.291 | 30
2022-12-15 05:00 | 5:00 | 5.2978 | 30
2022-12-15 05:30 | 5:30 | 4.8692 | 30
2022-12-15 06:00 | 6:00 | 3.8564 | 30
2022-12-15 06:30 | 6:30 | 4.074 | 30
2022-12-15 07:00 | 7:00 | 3.2887 | 30
2022-12-15 07:30 | 7:30 | 2.7697 | 30
2022-12-15 08:00 | 8:00 | 2.4894 | 30
2022-12-15 08:30 | 8:30 | 2.2621 | 30
2022-12-15 09:00 | 9:00 | 2.5671 | 30
2022-12-15 09:30 | 9:30 | 3.1543 | 30
2022-12-15 10:00 | 10:00 | 2.4578 | 30
2022-12-15 10:30 | 10:30 | 2.7009 | 30
2022-12-15 11:00 | 11:00 | 1.3235 | 30
2022-12-15 11:30 | 11:30 | 1.2264 | 30
2022-12-15 12:00 | 12:00 | 1.0876 | 30
2022-12-15 12:30 | 12:30 | 1.7042 | 30
2022-12-15 13:00 | 13:00 | 0.83294 | 30
2022-12-15 13:30 | 13:30 | 0.96106 | 30
2022-12-15 14:00 | 14:00 | 2.9706 | 30
2022-12-15 14:30 | 14:30 | 2.3189 | 30
2022-12-15 15:00 | 15:00 | 2.3164 | 30
2022-12-15 15:30 | 15:30 | 3.4196 | 30
2022-12-15 16:00 | 16:00 | 5.2008 | 30
2022-12-15 16:30 | 16:30 | 6.9138 | 30
2022-12-15 17:00 | 17:00 | 8.3214 | 30
2022-12-15 17:30 | 17:30 | 9.6638 | 30
2022-12-15 18:00 | 18:00 | 10.1932 | 30
2022-12-15 18:30 | 18:30 | 10.3918 | 30
2022-12-15 19:00 | 19:00 | 10.4898 | 30
2022-12-15 19:30 | 19:30 | 10.1634 | 30
2022-12-15 20:00 | 20:00 | 9.8592 | 30
2022-12-15 20:30 | 20:30 | 9.4663 | 30
2022-12-15 21:00 | 21:00 | 8.9005 | 30
2022-12-15 21:30 | 21:30 | 8.335 | 30
2022-12-15 22:00 | 22:00 | 7.7163 | 30
2022-12-15 22:30 | 22:30 | 6.993 | 30
2022-12-15 23:00 | 23:00 | 6.9622 | 30
2022-12-15 23:30 | 23:30 | 6.4775 | 30
2022-12-16 | 0:00 | 5.9346 | 30
2022-12-16 00:30 | 0:30 | 5.8683 | 30
2022-12-16 01:00 | 1:00 | 5.808 | 30
2022-12-16 01:30 | 1:30 | 5.5153 | 30
2022-12-16 02:00 | 2:00 | 5.3116 | 30
2022-12-16 02:30 | 2:30 | 5.1521 | 30
2022-12-16 03:00 | 3:00 | 5.0598 | 30
2022-12-16 03:30 | 3:30 | 5.116 | 30
2022-12-16 04:00 | 4:00 | 5.17 | 30
2022-12-16 04:30 | 4:30 | 5.1348 | 30
2022-12-16 05:00 | 5:00 | 5.2508 | 30
2022-12-16 05:30 | 5:30 | 4.7934 | 30
2022-12-16 06:00 | 6:00 | 4.2556 | 30
2022-12-16 06:30 | 6:30 | 3.6136 | 30
2022-12-16 07:00 | 7:00 | 2.9718 | 30
2022-12-16 07:30 | 7:30 | 2.705 | 30
2022-12-16 08:00 | 8:00 | 1.48 | 30
2022-12-16 08:30 | 8:30 | 1.655 | 30
2022-12-16 09:00 | 9:00 | 1.672 | 30
2022-12-16 09:30 | 9:30 | 1.6297 | 30
2022-12-16 10:00 | 10:00 | 1.5355 | 30
2022-12-16 10:30 | 10:30 | 1.5601 | 30
2022-12-16 11:00 | 11:00 | 1.6429 | 30
2022-12-16 11:30 | 11:30 | 0.65493 | 30
2022-12-16 12:00 | 12:00 | 1.0321 | 30
2022-12-16 12:30 | 12:30 | 1.2737 | 30
2022-12-16 13:00 | 13:00 | 1.1567 | 30
2022-12-16 13:30 | 13:30 | 1.1029 | 30
2022-12-16 14:00 | 14:00 | 1.0642 | 30
2022-12-16 14:30 | 14:30 | 1.206 | 30
2022-12-16 15:00 | 15:00 | 4.0761 | 30
2022-12-16 15:30 | 15:30 | 4.3098 | 30
2022-12-16 16:00 | 16:00 | 5.0735 | 30
2022-12-16 16:30 | 16:30 | 6.6742 | 30
2022-12-16 17:00 | 17:00 | 8.0984 | 30
2022-12-16 17:30 | 17:30 | 8.8008 | 30
2022-12-16 18:00 | 18:00 | 9.5121 | 30
2022-12-16 18:30 | 18:30 | 9.8585 | 30
2022-12-16 19:00 | 19:00 | 9.8887 | 30
2022-12-16 19:30 | 19:30 | 9.6824 | 30
2022-12-16 20:00 | 20:00 | 9.5135 | 30
2022-12-16 20:30 | 20:30 | 9.0732 | 30
2022-12-16 21:00 | 21:00 | 8.7526 | 30
2022-12-16 21:30 | 21:30 | 8.2518 | 30
2022-12-16 22:00 | 22:00 | 7.5001 | 30
2022-12-16 22:30 | 22:30 | 6.977 | 30
2022-12-16 23:00 | 23:00 | 6.9341 | 30
2022-12-16 23:30 | 23:30 | 6.5751 | 30
2022-12-17 | 0:00 | 6.1151 | 30
2022-12-17 00:30 | 0:30 | 5.8303 | 30
2022-12-17 01:00 | 1:00 | 5.7123 | 30
2022-12-17 01:30 | 1:30 | 5.4573 | 30
2022-12-17 02:00 | 2:00 | 5.2401 | 30
2022-12-17 02:30 | 2:30 | 5.0985 | 30
2022-12-17 03:00 | 3:00 | 5.0659 | 30
2022-12-17 03:30 | 3:30 | 4.9885 | 30
2022-12-17 04:00 | 4:00 | 4.9898 | 30
2022-12-17 04:30 | 4:30 | 4.8289 | 30
2022-12-17 05:00 | 5:00 | 4.8055 | 30
2022-12-17 05:30 | 5:30 | 4.3052 | 30
2022-12-17 06:00 | 6:00 | 3.4793 | 30
2022-12-17 06:30 | 6:30 | 2.6675 | 30
2022-12-17 07:00 | 7:00 | 1.8602 | 30
2022-12-17 07:30 | 7:30 | 1.3746 | 30
2022-12-17 08:00 | 8:00 | 1.2746 | 30
2022-12-17 08:30 | 8:30 | 1.385 | 30
2022-12-17 09:00 | 9:00 | 1.4815 | 30
2022-12-17 09:30 | 9:30 | 2.9768 | 30
2022-12-17 10:00 | 10:00 | 1.0887 | 30
2022-12-17 10:30 | 10:30 | 1.8472 | 30
2022-12-17 11:00 | 11:00 | 1.5111 | 30
2022-12-17 11:30 | 11:30 | 1.8767 | 30
2022-12-17 12:00 | 12:00 | 1.5508 | 30
2022-12-17 12:30 | 12:30 | 1.8821 | 30
2022-12-17 13:00 | 13:00 | 1.7195 | 30
2022-12-17 13:30 | 13:30 | 1.2618 | 30
2022-12-17 14:00 | 14:00 | 2.6669 | 30
2022-12-17 14:30 | 14:30 | 1.5184 | 30
2022-12-17 15:00 | 15:00 | 3.4694 | 30
2022-12-17 15:30 | 15:30 | 4.0006 | 30
2022-12-17 16:00 | 16:00 | 4.0168 | 30
2022-12-17 16:30 | 16:30 | 6.4319 | 30
2022-12-17 17:00 | 17:00 | 6.9911 | 30
2022-12-17 17:30 | 17:30 | 8.3122 | 30
2022-12-17 18:00 | 18:00 | 8.9626 | 30
2022-12-17 18:30 | 18:30 | 9.3576 | 30
2022-12-17 19:00 | 19:00 | 9.4037 | 30
2022-12-17 19:30 | 19:30 | 9.1432 | 30
2022-12-17 20:00 | 20:00 | 8.8635 | 30
2022-12-17 20:30 | 20:30 | 8.649 | 30
2022-12-17 21:00 | 21:00 | 8.1756 | 30
2022-12-17 21:30 | 21:30 | 7.7059 | 30
2022-12-17 22:00 | 22:00 | 7.2971 | 30
2022-12-17 22:30 | 22:30 | 6.7607 | 30
2022-12-17 23:00 | 23:00 | 6.6051 | 30
2022-12-17 23:30 | 23:30 | 6.2942 | 30
2022-12-18 | 0:00 | 5.8523 | 30
2022-12-18 00:30 | 0:30 | 5.6987 | 30
2022-12-18 01:00 | 1:00 | 5.6222 | 30
2022-12-18 01:30 | 1:30 | 5.3623 | 30
2022-12-18 02:00 | 2:00 | 5.141 | 30
2022-12-18 02:30 | 2:30 | 5.0249 | 30
2022-12-18 03:00 | 3:00 | 4.9495 | 30
2022-12-18 03:30 | 3:30 | 4.9076 | 30
2022-12-18 04:00 | 4:00 | 4.91 | 30
2022-12-18 04:30 | 4:30 | 4.6819 | 30
2022-12-18 05:00 | 5:00 | 4.4353 | 30
2022-12-18 05:30 | 5:30 | 3.7651 | 30
2022-12-18 06:00 | 6:00 | 3.1437 | 30
2022-12-18 06:30 | 6:30 | 2.6344 | 30
2022-12-18 07:00 | 7:00 | 1.7889 | 30
2022-12-18 07:30 | 7:30 | 1.5926 | 30
2022-12-18 08:00 | 8:00 | 1.906 | 30
2022-12-18 08:30 | 8:30 | 2.0093 | 30
2022-12-18 09:00 | 9:00 | 2.1438 | 30
2022-12-18 09:30 | 9:30 | 1.3868 | 30
2022-12-18 10:00 | 10:00 | 1.0926 | 30
2022-12-18 10:30 | 10:30 | 1.6278 | 30
2022-12-18 11:00 | 11:00 | 1.525 | 30
2022-12-18 11:30 | 11:30 | 1.6744 | 30
2022-12-18 12:00 | 12:00 | 1.156 | 30
2022-12-18 12:30 | 12:30 | 1.4679 | 30
2022-12-18 13:00 | 13:00 | 3.2585 | 30
2022-12-18 13:30 | 13:30 | 2.9251 | 30
2022-12-18 14:00 | 14:00 | 2.7345 | 30
2022-12-18 14:30 | 14:30 | 3.0959 | 30
2022-12-18 15:00 | 15:00 | 1.5482 | 30
2022-12-18 15:30 | 15:30 | 3.2208 | 30
2022-12-18 16:00 | 16:00 | 4.1747 | 30
2022-12-18 16:30 | 16:30 | 5.9664 | 30
2022-12-18 17:00 | 17:00 | 7.3362 | 30
2022-12-18 17:30 | 17:30 | 8.4664 | 30
2022-12-18 18:00 | 18:00 | 9.3105 | 30
2022-12-18 18:30 | 18:30 | 9.4459 | 30
2022-12-18 19:00 | 19:00 | 9.487 | 30
2022-12-18 19:30 | 19:30 | 9.2157 | 30
2022-12-18 20:00 | 20:00 | 8.77 | 30
2022-12-18 20:30 | 20:30 | 8.4899 | 30
2022-12-18 21:00 | 21:00 | 8.0424 | 30
2022-12-18 21:30 | 21:30 | 7.6177 | 30
2022-12-18 22:00 | 22:00 | 7.0444 | 30
2022-12-18 22:30 | 22:30 | 6.3567 | 30
2022-12-18 23:00 | 23:00 | 6.4759 | 30
2022-12-18 23:30 | 23:30 | 6.3206 | 30
2022-12-19 | 0:00 | 5.8878 | 30
2022-12-19 00:30 | 0:30 | 5.7845 | 30
2022-12-19 01:00 | 1:00 | 6.1122 | 30
2022-12-19 01:30 | 1:30 | 5.3722 | 30
2022-12-19 02:00 | 2:00 | 5.1348 | 30
2022-12-19 02:30 | 2:30 | 5.3454 | 30
2022-12-19 03:00 | 3:00 | 5.5044 | 30
2022-12-19 03:30 | 3:30 | 5.4715 | 30
2022-12-19 04:00 | 4:00 | 4.9258 | 30
2022-12-19 04:30 | 4:30 | 4.9673 | 30
2022-12-19 05:00 | 5:00 | 4.9349 | 30
2022-12-19 05:30 | 5:30 | 4.4237 | 30
2022-12-19 06:00 | 6:00 | 3.6563 | 30
2022-12-19 06:30 | 6:30 | 3.2221 | 30
2022-12-19 07:00 | 7:00 | 1.9503 | 30
2022-12-19 07:30 | 7:30 | 1.4502 | 30
2022-12-19 08:00 | 8:00 | 2.2205 | 30
2022-12-19 08:30 | 8:30 | 2.3195 | 30
2022-12-19 09:00 | 9:00 | 2.2532 | 30
2022-12-19 09:30 | 9:30 | 3.3617 | 30
2022-12-19 10:00 | 10:00 | 3.8676 | 30
2022-12-19 10:30 | 10:30 | 2.8408 | 30
2022-12-19 11:00 | 11:00 | 1.9282 | 30
2022-12-19 11:30 | 11:30 | 1.5344 | 30
2022-12-19 12:00 | 12:00 | 1.7189 | 30
2022-12-19 12:30 | 12:30 | 2.3583 | 30
2022-12-19 13:00 | 13:00 | 2.6135 | 30
2022-12-19 13:30 | 13:30 | 1.8203 | 30
2022-12-19 14:00 | 14:00 | 1.0815 | 30
2022-12-19 14:30 | 14:30 | 2.102 | 30
2022-12-19 15:00 | 15:00 | 2.3419 | 30
2022-12-19 15:30 | 15:30 | 3.1547 | 30
2022-12-19 16:00 | 16:00 | 5.4986 | 30
2022-12-19 16:30 | 16:30 | 6.6466 | 30
2022-12-19 17:00 | 17:00 | 7.4942 | 30
2022-12-19 17:30 | 17:30 | 8.6262 | 30
2022-12-19 18:00 | 18:00 | 9.4887 | 30
2022-12-19 18:30 | 18:30 | 9.7664 | 30
2022-12-19 19:00 | 19:00 | 9.7512 | 30
2022-12-19 19:30 | 19:30 | 9.3414 | 30
2022-12-19 20:00 | 20:00 | 9.0783 | 30
2022-12-19 20:30 | 20:30 | 8.7756 | 30
2022-12-19 21:00 | 21:00 | 8.2233 | 30
2022-12-19 21:30 | 21:30 | 7.8157 | 30
2022-12-19 22:00 | 22:00 | 7.2309 | 30
2022-12-19 22:30 | 22:30 | 6.6125 | 30
2022-12-19 23:00 | 23:00 | 6.453 | 30
2022-12-19 23:30 | 23:30 | 6.2092 | 30
2022-12-20 | 0:00 | 5.7256 | 30
2022-12-20 00:30 | 0:30 | 5.5537 | 30
2022-12-20 01:00 | 1:00 | 5.4878 | 30
2022-12-20 01:30 | 1:30 | 5.2702 | 30
2022-12-20 02:00 | 2:00 | 5.0125 | 30
2022-12-20 02:30 | 2:30 | 4.8773 | 30
2022-12-20 03:00 | 3:00 | 4.8205 | 30
2022-12-20 03:30 | 3:30 | 4.8548 | 30
2022-12-20 04:00 | 4:00 | 4.9067 | 30
2022-12-20 04:30 | 4:30 | 5.0255 | 30
2022-12-20 05:00 | 5:00 | 5.0383 | 30
2022-12-20 05:30 | 5:30 | 4.4723 | 30
2022-12-20 06:00 | 6:00 | 3.7982 | 30
2022-12-20 06:30 | 6:30 | 2.7551 | 30
2022-12-20 07:00 | 7:00 | 1.7536 | 30
2022-12-20 07:30 | 7:30 | 1.3792 | 30
2022-12-20 08:00 | 8:00 | 2.1376 | 30
2022-12-20 08:30 | 8:30 | 3.1978 | 30
2022-12-20 09:00 | 9:00 | 3.9475 | 30
2022-12-20 09:30 | 9:30 | 4.4469 | 30
2022-12-20 10:00 | 10:00 | 4.5973 | 30
2022-12-20 10:30 | 10:30 | 4.68 | 30
2022-12-20 11:00 | 11:00 | 3.9209 | 30
2022-12-20 11:30 | 11:30 | 2.9354 | 30
2022-12-20 12:00 | 12:00 | 1.2866 | 30
2022-12-20 12:30 | 12:30 | 0.91388 | 30
2022-12-20 13:00 | 13:00 | 0.95606 | 30
2022-12-20 13:30 | 13:30 | 1.017 | 30
2022-12-20 14:00 | 14:00 | 1.1328 | 30
2022-12-20 14:30 | 14:30 | 1.4009 | 30
2022-12-20 15:00 | 15:00 | 0.81114 | 30
2022-12-20 15:30 | 15:30 | 1.8958 | 30
2022-12-20 16:00 | 16:00 | 3.6522 | 30
2022-12-20 16:30 | 16:30 | 5.3772 | 30
2022-12-20 17:00 | 17:00 | 7.6465 | 30
2022-12-20 17:30 | 17:30 | 9.085 | 30
2022-12-20 18:00 | 18:00 | 9.493 | 30
2022-12-20 18:30 | 18:30 | 9.5499 | 30
2022-12-20 19:00 | 19:00 | 9.6369 | 30
2022-12-20 19:30 | 19:30 | 9.4901 | 30
2022-12-20 20:00 | 20:00 | 9.1808 | 30
2022-12-20 20:30 | 20:30 | 8.7035 | 30
2022-12-20 21:00 | 21:00 | 8.2095 | 30
2022-12-20 21:30 | 21:30 | 7.7096 | 30
2022-12-20 22:00 | 22:00 | 7.0893 | 30
2022-12-20 22:30 | 22:30 | 6.4811 | 30
2022-12-20 23:00 | 23:00 | 6.3482 | 30
2022-12-20 23:30 | 23:30 | 6.0679 | 30
2022-12-21 | 0:00 | 5.6335 | 30
2022-12-21 00:30 | 0:30 | 5.5273 | 30
2022-12-21 01:00 | 1:00 | 5.4839 | 30
2022-12-21 01:30 | 1:30 | 5.1844 | 30
2022-12-21 02:00 | 2:00 | 5.02 | 30
2022-12-21 02:30 | 2:30 | 4.9391 | 30
2022-12-21 03:00 | 3:00 | 4.8224 | 30
2022-12-21 03:30 | 3:30 | 4.8308 | 30
2022-12-21 04:00 | 4:00 | 4.879 | 30
2022-12-21 04:30 | 4:30 | 4.9732 | 30
2022-12-21 05:00 | 5:00 | 4.8872 | 30
2022-12-21 05:30 | 5:30 | 4.3235 | 30
2022-12-21 06:00 | 6:00 | 3.6794 | 30
2022-12-21 06:30 | 6:30 | 2.8188 | 30
2022-12-21 07:00 | 7:00 | 1.8983 | 30
2022-12-21 07:30 | 7:30 | 1.2745 | 30
2022-12-21 08:00 | 8:00 | 1.7138 | 30
2022-12-21 08:30 | 8:30 | 2.3237 | 30
2022-12-21 09:00 | 9:00 | 2.4686 | 30
2022-12-21 09:30 | 9:30 | 2.1263 | 30
2022-12-21 10:00 | 10:00 | 1.0182 | 30
2022-12-21 10:30 | 10:30 | 1.5655 | 30
2022-12-21 11:00 | 11:00 | 1.4223 | 30
2022-12-21 11:30 | 11:30 | 1.2438 | 30
2022-12-21 12:00 | 12:00 | 2.7741 | 30
2022-12-21 12:30 | 12:30 | 3.0164 | 30
2022-12-21 13:00 | 13:00 | 0.92823 | 30
2022-12-21 13:30 | 13:30 | 1.65 | 30
2022-12-21 14:00 | 14:00 | 1.3245 | 30
2022-12-21 14:30 | 14:30 | 0.963 | 30
2022-12-21 15:00 | 15:00 | 1.0139 | 30
2022-12-21 15:30 | 15:30 | 1.5796 | 30
2022-12-21 16:00 | 16:00 | 3.2698 | 30
2022-12-21 16:30 | 16:30 | 5.0714 | 30
2022-12-21 17:00 | 17:00 | 6.6961 | 30
2022-12-21 17:30 | 17:30 | 8.2155 | 30
2022-12-21 18:00 | 18:00 | 8.8934 | 30
2022-12-21 18:30 | 18:30 | 9.4201 | 30
2022-12-21 19:00 | 19:00 | 9.6081 | 30
2022-12-21 19:30 | 19:30 | 9.1828 | 30
2022-12-21 20:00 | 20:00 | 9.1999 | 30
2022-12-21 20:30 | 20:30 | 9.0227 | 30
2022-12-21 21:00 | 21:00 | 8.5624 | 30
2022-12-21 21:30 | 21:30 | 8.0468 | 30
2022-12-21 22:00 | 22:00 | 7.3356 | 30
2022-12-21 22:30 | 22:30 | 6.7217 | 30
2022-12-21 23:00 | 23:00 | 6.6419 | 30
2022-12-21 23:30 | 23:30 | 6.2548 | 30
2022-12-22 | 0:00 | 5.8314 | 30
2022-12-22 00:30 | 0:30 | 5.638 | 30
2022-12-22 01:00 | 1:00 | 5.5311 | 30
2022-12-22 01:30 | 1:30 | 5.2453 | 30
2022-12-22 02:00 | 2:00 | 5.1232 | 30
2022-12-22 02:30 | 2:30 | 5.0138 | 30
2022-12-22 03:00 | 3:00 | 4.9262 | 30
2022-12-22 03:30 | 3:30 | 4.9947 | 30
2022-12-22 04:00 | 4:00 | 4.9668 | 30
2022-12-22 04:30 | 4:30 | 5.0103 | 30
2022-12-22 05:00 | 5:00 | 5.0271 | 30
2022-12-22 05:30 | 5:30 | 4.59 | 30
2022-12-22 06:00 | 6:00 | 4.2845 | 30
2022-12-22 06:30 | 6:30 | 3.2234 | 30
2022-12-22 07:00 | 7:00 | 1.9419 | 30
2022-12-22 07:30 | 7:30 | 1.5906 | 30
2022-12-22 08:00 | 8:00 | 1.1884 | 30
2022-12-22 08:30 | 8:30 | 2.2159 | 30
2022-12-22 09:00 | 9:00 | 2.3578 | 30
2022-12-22 09:30 | 9:30 | 2.3507 | 30
2022-12-22 10:00 | 10:00 | 1.2078 | 30
2022-12-22 10:30 | 10:30 | 1.3093 | 30
2022-12-22 11:00 | 11:00 | 1.7845 | 30
2022-12-22 11:30 | 11:30 | 1.2769 | 30
2022-12-22 12:00 | 12:00 | 1.372 | 30
2022-12-22 12:30 | 12:30 | 0.99138 | 30
2022-12-22 13:00 | 13:00 | 1.0468 | 30
2022-12-22 13:30 | 13:30 | 3.1099 | 30
2022-12-22 14:00 | 14:00 | 1.7345 | 30
2022-12-22 14:30 | 14:30 | 1.1187 | 30
2022-12-22 15:00 | 15:00 | 2.8258 | 30
2022-12-22 15:30 | 15:30 | 4.2515 | 30
2022-12-22 16:00 | 16:00 | 5.7527 | 30
2022-12-22 16:30 | 16:30 | 5.7614 | 30
2022-12-22 17:00 | 17:00 | 7.4171 | 30
2022-12-22 17:30 | 17:30 | 9.1084 | 30
2022-12-22 18:00 | 18:00 | 9.6451 | 30
2022-12-22 18:30 | 18:30 | 9.7056 | 30
2022-12-22 19:00 | 19:00 | 9.742 | 30
2022-12-22 19:30 | 19:30 | 9.5407 | 30
2022-12-22 20:00 | 20:00 | 9.3463 | 30
2022-12-22 20:30 | 20:30 | 8.9915 | 30
2022-12-22 21:00 | 21:00 | 8.6219 | 30
2022-12-22 21:30 | 21:30 | 8.2114 | 30
2022-12-22 22:00 | 22:00 | 7.5766 | 30
2022-12-22 22:30 | 22:30 | 6.9553 | 30
2022-12-22 23:00 | 23:00 | 6.9017 | 30
2022-12-22 23:30 | 23:30 | 6.5603 | 30
2022-12-23 | 0:00 | 6.0652 | 30
2022-12-23 00:30 | 0:30 | 5.898 | 30
2022-12-23 01:00 | 1:00 | 5.7958 | 30
2022-12-23 01:30 | 1:30 | 5.4839 | 30
2022-12-23 02:00 | 2:00 | 5.2643 | 30
2022-12-23 02:30 | 2:30 | 5.2161 | 30
2022-12-23 03:00 | 3:00 | 5.0568 | 30
2022-12-23 03:30 | 3:30 | 5.0304 | 30
2022-12-23 04:00 | 4:00 | 5.0861 | 30
2022-12-23 04:30 | 4:30 | 5.0986 | 30
2022-12-23 05:00 | 5:00 | 5.1924 | 30
2022-12-23 05:30 | 5:30 | 4.744 | 30
2022-12-23 06:00 | 6:00 | 4.0947 | 30
2022-12-23 06:30 | 6:30 | 3.5585 | 30
2022-12-23 07:00 | 7:00 | 2.2432 | 30
2022-12-23 07:30 | 7:30 | 1.4692 | 30
2022-12-23 08:00 | 8:00 | 1.2017 | 30
2022-12-23 08:30 | 8:30 | 1.5029 | 30
2022-12-23 09:00 | 9:00 | 1.9431 | 30
2022-12-23 09:30 | 9:30 | 2.1969 | 30
2022-12-23 10:00 | 10:00 | 1.8627 | 30
2022-12-23 10:30 | 10:30 | 1.5271 | 30
2022-12-23 11:00 | 11:00 | 1.7061 | 30
2022-12-23 11:30 | 11:30 | 1.642 | 30
2022-12-23 12:00 | 12:00 | 1.5189 | 30
2022-12-23 12:30 | 12:30 | 1.1942 | 30
2022-12-23 13:00 | 13:00 | 1.277 | 30
2022-12-23 13:30 | 13:30 | 5.0108 | 30
2022-12-23 14:00 | 14:00 | 5.9492 | 30
2022-12-23 14:30 | 14:30 | 6.7107 | 30
2022-12-23 15:00 | 15:00 | 7.0006 | 30
2022-12-23 15:30 | 15:30 | 7.5223 | 30
2022-12-23 16:00 | 16:00 | 9.8574 | 30
2022-12-23 16:30 | 16:30 | 10.5021 | 30
2022-12-23 17:00 | 17:00 | 10.8545 | 30
2022-12-23 17:30 | 17:30 | 11.1411 | 30
2022-12-23 18:00 | 18:00 | 10.9888 | 30
2022-12-23 18:30 | 18:30 | 10.973 | 30
2022-12-23 19:00 | 19:00 | 10.7648 | 30
2022-12-23 19:30 | 19:30 | 10.4072 | 30
2022-12-23 20:00 | 20:00 | 10.0395 | 30
2022-12-23 20:30 | 20:30 | 9.6671 | 30
2022-12-23 21:00 | 21:00 | 9.1398 | 30
2022-12-23 21:30 | 21:30 | 8.7907 | 30
2022-12-23 22:00 | 22:00 | 8.2058 | 30
2022-12-23 22:30 | 22:30 | 7.7601 | 30
2022-12-23 23:00 | 23:00 | 7.5512 | 30
2022-12-23 23:30 | 23:30 | 7.1186 | 30
2022-12-24 | 0:00 | 6.6058 | 30
2022-12-24 00:30 | 0:30 | 6.3568 | 30
2022-12-24 01:00 | 1:00 | 6.2775 | 30
2022-12-24 01:30 | 1:30 | 5.8686 | 30
2022-12-24 02:00 | 2:00 | 5.6846 | 30
2022-12-24 02:30 | 2:30 | 5.5106 | 30
2022-12-24 03:00 | 3:00 | 5.4019 | 30
2022-12-24 03:30 | 3:30 | 5.3995 | 30
2022-12-24 04:00 | 4:00 | 5.3785 | 30
2022-12-24 04:30 | 4:30 | 5.2976 | 30
2022-12-24 05:00 | 5:00 | 5.299 | 30
2022-12-24 05:30 | 5:30 | 5.3307 | 30
2022-12-24 06:00 | 6:00 | 5.4534 | 30
2022-12-24 06:30 | 6:30 | 4.8011 | 30
2022-12-24 07:00 | 7:00 | 5.1405 | 30
2022-12-24 07:30 | 7:30 | 5.1319 | 30
2022-12-24 08:00 | 8:00 | 5.6356 | 30
2022-12-24 08:30 | 8:30 | 5.8059 | 30
2022-12-24 09:00 | 9:00 | 4.3143 | 30
2022-12-24 09:30 | 9:30 | 6.9556 | 30
2022-12-24 10:00 | 10:00 | 6.3788 | 30
2022-12-24 10:30 | 10:30 | 4.7096 | 30
2022-12-24 11:00 | 11:00 | 5.6438 | 30
2022-12-24 11:30 | 11:30 | 7.1773 | 30
2022-12-24 12:00 | 12:00 | 7.3661 | 30
2022-12-24 12:30 | 12:30 | 6.9962 | 30
2022-12-24 13:00 | 13:00 | 6.561 | 30
2022-12-24 13:30 | 13:30 | 5.6541 | 30
2022-12-24 14:00 | 14:00 | 5.2922 | 30
2022-12-24 14:30 | 14:30 | 6.9376 | 30
2022-12-24 15:00 | 15:00 | 8.2735 | 30
2022-12-24 15:30 | 15:30 | 9.2984 | 30
2022-12-24 16:00 | 16:00 | 9.6632 | 30
2022-12-24 16:30 | 16:30 | 9.9633 | 30
2022-12-24 17:00 | 17:00 | 10.3248 | 30
2022-12-24 17:30 | 17:30 | 10.6151 | 30
2022-12-24 18:00 | 18:00 | 10.5664 | 30
2022-12-24 18:30 | 18:30 | 10.5795 | 30
2022-12-24 19:00 | 19:00 | 10.3761 | 30
2022-12-24 19:30 | 19:30 | 10.018 | 30
2022-12-24 20:00 | 20:00 | 9.6612 | 30
2022-12-24 20:30 | 20:30 | 9.5021 | 30
2022-12-24 21:00 | 21:00 | 8.9918 | 30
2022-12-24 21:30 | 21:30 | 8.5331 | 30
2022-12-24 22:00 | 22:00 | 8.0572 | 30
2022-12-24 22:30 | 22:30 | 7.3959 | 30
2022-12-24 23:00 | 23:00 | 7.3247 | 30
2022-12-24 23:30 | 23:30 | 6.976 | 30
2022-12-25 | 0:00 | 6.5141 | 30
2022-12-25 00:30 | 0:30 | 6.2157 | 30
2022-12-25 01:00 | 1:00 | 6.1204 | 30
2022-12-25 01:30 | 1:30 | 5.8661 | 30
2022-12-25 02:00 | 2:00 | 5.6087 | 30
2022-12-25 02:30 | 2:30 | 5.4288 | 30
2022-12-25 03:00 | 3:00 | 5.2894 | 30
2022-12-25 03:30 | 3:30 | 5.2844 | 30
2022-12-25 04:00 | 4:00 | 5.2642 | 30
2022-12-25 04:30 | 4:30 | 5.0656 | 30
2022-12-25 05:00 | 5:00 | 5.145 | 30
2022-12-25 05:30 | 5:30 | 4.7852 | 30
2022-12-25 06:00 | 6:00 | 4.8617 | 30
2022-12-25 06:30 | 6:30 | 5.2257 | 30
2022-12-25 07:00 | 7:00 | 5.3599 | 30
2022-12-25 07:30 | 7:30 | 5.2956 | 30
2022-12-25 08:00 | 8:00 | 3.2988 | 30
2022-12-25 08:30 | 8:30 | 2.4773 | 30
2022-12-25 09:00 | 9:00 | 3.4066 | 30
2022-12-25 09:30 | 9:30 | 3.7717 | 30
2022-12-25 10:00 | 10:00 | 1.9082 | 30
2022-12-25 10:30 | 10:30 | 0.94153 | 30
2022-12-25 11:00 | 11:00 | 3.6911 | 30
2022-12-25 11:30 | 11:30 | 7.7501 | 30
2022-12-25 12:00 | 12:00 | 5.09 | 30
2022-12-25 12:30 | 12:30 | 3.2421 | 30
2022-12-25 13:00 | 13:00 | 3.3376 | 30
2022-12-25 13:30 | 13:30 | 0.87148 | 30
2022-12-25 14:00 | 14:00 | 2.4473 | 30
2022-12-25 14:30 | 14:30 | 3.5008 | 30
2022-12-25 15:00 | 15:00 | 6.5911 | 30
2022-12-25 15:30 | 15:30 | 6.8071 | 30
2022-12-25 16:00 | 16:00 | 7.1464 | 30
2022-12-25 16:30 | 16:30 | 9.2087 | 30
2022-12-25 17:00 | 17:00 | 8.8864 | 30
2022-12-25 17:30 | 17:30 | 8.7378 | 30
2022-12-25 18:00 | 18:00 | 9.5819 | 30
2022-12-25 18:30 | 18:30 | 9.7536 | 30
2022-12-25 19:00 | 19:00 | 9.7821 | 30
2022-12-25 19:30 | 19:30 | 9.7015 | 30
2022-12-25 20:00 | 20:00 | 9.6062 | 30
2022-12-25 20:30 | 20:30 | 9.3968 | 30
2022-12-25 21:00 | 21:00 | 8.9443 | 30
2022-12-25 21:30 | 21:30 | 8.5566 | 30
2022-12-25 22:00 | 22:00 | 8.0929 | 30
2022-12-25 22:30 | 22:30 | 7.4891 | 30
2022-12-25 23:00 | 23:00 | 7.4681 | 30
2022-12-25 23:30 | 23:30 | 7.1026 | 30
2022-12-26 | 0:00 | 6.5685 | 30
2022-12-26 00:30 | 0:30 | 6.1697 | 30
2022-12-26 01:00 | 1:00 | 6.0219 | 30
2022-12-26 01:30 | 1:30 | 5.7842 | 30
2022-12-26 02:00 | 2:00 | 5.5724 | 30
2022-12-26 02:30 | 2:30 | 5.4071 | 30
2022-12-26 03:00 | 3:00 | 5.3019 | 30
2022-12-26 03:30 | 3:30 | 5.2704 | 30
2022-12-26 04:00 | 4:00 | 5.2204 | 30
2022-12-26 04:30 | 4:30 | 5.1216 | 30
2022-12-26 05:00 | 5:00 | 4.9587 | 30
2022-12-26 05:30 | 5:30 | 4.3909 | 30
2022-12-26 06:00 | 6:00 | 3.9703 | 30
2022-12-26 06:30 | 6:30 | 3.0134 | 30
2022-12-26 07:00 | 7:00 | 3.162 | 30
2022-12-26 07:30 | 7:30 | 2.5729 | 30
2022-12-26 08:00 | 8:00 | 1.969 | 30
2022-12-26 08:30 | 8:30 | 2.3088 | 30
2022-12-26 09:00 | 9:00 | 2.102 | 30
2022-12-26 09:30 | 9:30 | 1.6749 | 30
2022-12-26 10:00 | 10:00 | 0.95674 | 30
2022-12-26 10:30 | 10:30 | 1.1049 | 30
2022-12-26 11:00 | 11:00 | 0.99311 | 30
2022-12-26 11:30 | 11:30 | 2.0341 | 30
2022-12-26 12:00 | 12:00 | 2.0647 | 30
2022-12-26 12:30 | 12:30 | 1.5725 | 30
2022-12-26 13:00 | 13:00 | 1.7044 | 30
2022-12-26 13:30 | 13:30 | 1.5517 | 30
2022-12-26 14:00 | 14:00 | 1.2096 | 30
2022-12-26 14:30 | 14:30 | 0.93343 | 30
2022-12-26 15:00 | 15:00 | 1.6152 | 30
2022-12-26 15:30 | 15:30 | 3.6213 | 30
2022-12-26 16:00 | 16:00 | 4.5999 | 30
2022-12-26 16:30 | 16:30 | 6.9296 | 30
2022-12-26 17:00 | 17:00 | 8.1911 | 30
2022-12-26 17:30 | 17:30 | 8.8488 | 30
2022-12-26 18:00 | 18:00 | 9.7159 | 30
2022-12-26 18:30 | 18:30 | 10.2532 | 30
2022-12-26 19:00 | 19:00 | 10.3064 | 30
2022-12-26 19:30 | 19:30 | 10.0511 | 30
2022-12-26 20:00 | 20:00 | 9.7786 | 30
2022-12-26 20:30 | 20:30 | 9.4758 | 30
2022-12-26 21:00 | 21:00 | 9.154 | 30
2022-12-26 21:30 | 21:30 | 8.6809 | 30
2022-12-26 22:00 | 22:00 | 8.0468 | 30
2022-12-26 22:30 | 22:30 | 7.4802 | 30
2022-12-26 23:00 | 23:00 | 7.3902 | 30
2022-12-26 23:30 | 23:30 | 7.0086 | 30
2022-12-27 | 0:00 | 6.4465 | 30
2022-12-27 00:30 | 0:30 | 6.3023 | 30
2022-12-27 01:00 | 1:00 | 6.1773 | 30
2022-12-27 01:30 | 1:30 | 5.783 | 30
2022-12-27 02:00 | 2:00 | 5.491 | 30
2022-12-27 02:30 | 2:30 | 5.3067 | 30
2022-12-27 03:00 | 3:00 | 5.2612 | 30
2022-12-27 03:30 | 3:30 | 5.1743 | 30
2022-12-27 04:00 | 4:00 | 5.126 | 30
2022-12-27 04:30 | 4:30 | 5.0323 | 30
2022-12-27 05:00 | 5:00 | 4.8529 | 30
2022-12-27 05:30 | 5:30 | 4.6566 | 30
2022-12-27 06:00 | 6:00 | 3.8928 | 30
2022-12-27 06:30 | 6:30 | 3.0379 | 30
2022-12-27 07:00 | 7:00 | 2.3323 | 30
2022-12-27 07:30 | 7:30 | 1.5976 | 30
2022-12-27 08:00 | 8:00 | 1.1732 | 30
2022-12-27 08:30 | 8:30 | 1.1803 | 30
2022-12-27 09:00 | 9:00 | 1.0659 | 30
2022-12-27 09:30 | 9:30 | 1.2367 | 30
2022-12-27 10:00 | 10:00 | 1.7277 | 30
2022-12-27 10:30 | 10:30 | 2.4128 | 30
2022-12-27 11:00 | 11:00 | 2.8175 | 30
2022-12-27 11:30 | 11:30 | 2.1185 | 30
2022-12-27 12:00 | 12:00 | 1.9356 | 30
2022-12-27 12:30 | 12:30 | 1.8105 | 30
2022-12-27 13:00 | 13:00 | 1.5871 | 30
2022-12-27 13:30 | 13:30 | 1.7573 | 30
2022-12-27 14:00 | 14:00 | 0.88688 | 30
2022-12-27 14:30 | 14:30 | 0.65091 | 30
2022-12-27 15:00 | 15:00 | 2.5336 | 30
2022-12-27 15:30 | 15:30 | 3.693 | 30
2022-12-27 16:00 | 16:00 | 5.3567 | 30
2022-12-27 16:30 | 16:30 | 7.0242 | 30
2022-12-27 17:00 | 17:00 | 8.2314 | 30
2022-12-27 17:30 | 17:30 | 9.4687 | 30
2022-12-27 18:00 | 18:00 | 10.0596 | 30
2022-12-27 18:30 | 18:30 | 10.3166 | 30
2022-12-27 19:00 | 19:00 | 10.2743 | 30
2022-12-27 19:30 | 19:30 | 9.9923 | 30
2022-12-27 20:00 | 20:00 | 9.6476 | 30
2022-12-27 20:30 | 20:30 | 9.2498 | 30
2022-12-27 21:00 | 21:00 | 8.8942 | 30
2022-12-27 21:30 | 21:30 | 8.406 | 30
2022-12-27 22:00 | 22:00 | 7.5862 | 30
2022-12-27 22:30 | 22:30 | 7.0039 | 30
2022-12-27 23:00 | 23:00 | 6.9054 | 30
2022-12-27 23:30 | 23:30 | 6.4666 | 30
2022-12-28 | 0:00 | 5.9832 | 30
2022-12-28 00:30 | 0:30 | 5.8316 | 30
2022-12-28 01:00 | 1:00 | 5.7142 | 30
2022-12-28 01:30 | 1:30 | 5.5119 | 30
2022-12-28 02:00 | 2:00 | 5.2554 | 30
2022-12-28 02:30 | 2:30 | 5.1053 | 30
2022-12-28 03:00 | 3:00 | 4.9963 | 30
2022-12-28 03:30 | 3:30 | 5.0595 | 30
2022-12-28 04:00 | 4:00 | 4.9893 | 30
2022-12-28 04:30 | 4:30 | 4.9247 | 30
2022-12-28 05:00 | 5:00 | 4.9423 | 30
2022-12-28 05:30 | 5:30 | 4.7675 | 30
2022-12-28 06:00 | 6:00 | 3.5844 | 30
2022-12-28 06:30 | 6:30 | 2.8679 | 30
2022-12-28 07:00 | 7:00 | 1.9321 | 30
2022-12-28 07:30 | 7:30 | 1.4999 | 30
2022-12-28 08:00 | 8:00 | 1.5923 | 30
2022-12-28 08:30 | 8:30 | 1.5171 | 30
2022-12-28 09:00 | 9:00 | 2.6208 | 30
2022-12-28 09:30 | 9:30 | 1.7569 | 30
2022-12-28 10:00 | 10:00 | 1.4665 | 30
2022-12-28 10:30 | 10:30 | 3.2629 | 30
2022-12-28 11:00 | 11:00 | 0.99367 | 30
2022-12-28 11:30 | 11:30 | 2.1747 | 30
2022-12-28 12:00 | 12:00 | 1.1601 | 30
2022-12-28 12:30 | 12:30 | 1.617 | 30
2022-12-28 13:00 | 13:00 | 1.8457 | 30
2022-12-28 13:30 | 13:30 | 1.397 | 30
2022-12-28 14:00 | 14:00 | 1.2971 | 30
2022-12-28 14:30 | 14:30 | 1.1126 | 30
2022-12-28 15:00 | 15:00 | 1.8943 | 30
2022-12-28 15:30 | 15:30 | 3.07 | 30
2022-12-28 16:00 | 16:00 | 4.4057 | 30
2022-12-28 16:30 | 16:30 | 6.3827 | 30
2022-12-28 17:00 | 17:00 | 7.8105 | 30
2022-12-28 17:30 | 17:30 | 8.9174 | 30
2022-12-28 18:00 | 18:00 | 9.7876 | 30
2022-12-28 18:30 | 18:30 | 9.8978 | 30
2022-12-28 19:00 | 19:00 | 10.0075 | 30
2022-12-28 19:30 | 19:30 | 9.6729 | 30
2022-12-28 20:00 | 20:00 | 9.5067 | 30
2022-12-28 20:30 | 20:30 | 9.0455 | 30
2022-12-28 21:00 | 21:00 | 8.6426 | 30
2022-12-28 21:30 | 21:30 | 8.089 | 30
2022-12-28 22:00 | 22:00 | 7.4037 | 30
2022-12-28 22:30 | 22:30 | 6.8165 | 30
2022-12-28 23:00 | 23:00 | 6.7813 | 30
2022-12-28 23:30 | 23:30 | 6.3495 | 30
2022-12-29 | 0:00 | 5.9085 | 30
2022-12-29 00:30 | 0:30 | 5.7515 | 30
2022-12-29 01:00 | 1:00 | 5.7407 | 30
2022-12-29 01:30 | 1:30 | 5.6682 | 30
2022-12-29 02:00 | 2:00 | 5.4457 | 30
2022-12-29 02:30 | 2:30 | 5.3508 | 30
2022-12-29 03:00 | 3:00 | 5.2601 | 30
2022-12-29 03:30 | 3:30 | 5.235 | 30
2022-12-29 04:00 | 4:00 | 5.2746 | 30
2022-12-29 04:30 | 4:30 | 5.0625 | 30
2022-12-29 05:00 | 5:00 | 4.7771 | 30
2022-12-29 05:30 | 5:30 | 4.2889 | 30
2022-12-29 06:00 | 6:00 | 3.5433 | 30
2022-12-29 06:30 | 6:30 | 2.7494 | 30
2022-12-29 07:00 | 7:00 | 1.973 | 30
2022-12-29 07:30 | 7:30 | 1.626 | 30
2022-12-29 08:00 | 8:00 | 1.679 | 30
2022-12-29 08:30 | 8:30 | 2.9682 | 30
2022-12-29 09:00 | 9:00 | 3.8254 | 30
2022-12-29 09:30 | 9:30 | 1.3893 | 30
2022-12-29 10:00 | 10:00 | 1.9539 | 30
2022-12-29 10:30 | 10:30 | 0.96569 | 30
2022-12-29 11:00 | 11:00 | 1.2307 | 30
2022-12-29 11:30 | 11:30 | 3.256 | 30
2022-12-29 12:00 | 12:00 | 5.8895 | 30
2022-12-29 12:30 | 12:30 | 5.7103 | 30
2022-12-29 13:00 | 13:00 | 3.1945 | 30
2022-12-29 13:30 | 13:30 | 1.1241 | 30
2022-12-29 14:00 | 14:00 | 1.801 | 30
2022-12-29 14:30 | 14:30 | 4.7447 | 30
2022-12-29 15:00 | 15:00 | 6.4595 | 30
2022-12-29 15:30 | 15:30 | 7.4932 | 30
2022-12-29 16:00 | 16:00 | 8.2952 | 30
2022-12-29 16:30 | 16:30 | 8.6385 | 30
2022-12-29 17:00 | 17:00 | 8.6641 | 30
2022-12-29 17:30 | 17:30 | 9.0758 | 30
2022-12-29 18:00 | 18:00 | 9.5747 | 30
2022-12-29 18:30 | 18:30 | 9.6901 | 30
2022-12-29 19:00 | 19:00 | 9.8564 | 30
2022-12-29 19:30 | 19:30 | 9.5375 | 30
2022-12-29 20:00 | 20:00 | 9.4411 | 30
2022-12-29 20:30 | 20:30 | 9.0653 | 30
2022-12-29 21:00 | 21:00 | 8.7379 | 30
2022-12-29 21:30 | 21:30 | 8.3379 | 30
2022-12-29 22:00 | 22:00 | 7.9418 | 30
2022-12-29 22:30 | 22:30 | 7.3702 | 30
2022-12-29 23:00 | 23:00 | 7.1797 | 30
2022-12-29 23:30 | 23:30 | 6.8215 | 30
2022-12-30 | 0:00 | 6.3957 | 30
2022-12-30 00:30 | 0:30 | 6.1241 | 30
2022-12-30 01:00 | 1:00 | 5.929 | 30
2022-12-30 01:30 | 1:30 | 5.7559 | 30
2022-12-30 02:00 | 2:00 | 5.5901 | 30
2022-12-30 02:30 | 2:30 | 5.3859 | 30
2022-12-30 03:00 | 3:00 | 5.2997 | 30
2022-12-30 03:30 | 3:30 | 5.2629 | 30
2022-12-30 04:00 | 4:00 | 5.2648 | 30
2022-12-30 04:30 | 4:30 | 5.1904 | 30
2022-12-30 05:00 | 5:00 | 5.2198 | 30
2022-12-30 05:30 | 5:30 | 4.9419 | 30
2022-12-30 06:00 | 6:00 | 5.1152 | 30
2022-12-30 06:30 | 6:30 | 4.5454 | 30
2022-12-30 07:00 | 7:00 | 3.8342 | 30
2022-12-30 07:30 | 7:30 | 3.6738 | 30
2022-12-30 08:00 | 8:00 | 3.2867 | 30
2022-12-30 08:30 | 8:30 | 1.4351 | 30
2022-12-30 09:00 | 9:00 | 2.24 | 30
2022-12-30 09:30 | 9:30 | 2.3144 | 30
2022-12-30 10:00 | 10:00 | 4.8366 | 30
2022-12-30 10:30 | 10:30 | 1.8227 | 30
2022-12-30 11:00 | 11:00 | 4.0291 | 30
2022-12-30 11:30 | 11:30 | 1.2871 | 30
2022-12-30 12:00 | 12:00 | 2.1223 | 30
2022-12-30 12:30 | 12:30 | 1.7443 | 30
2022-12-30 13:00 | 13:00 | 2.3874 | 30
2022-12-30 13:30 | 13:30 | 2.9449 | 30
2022-12-30 14:00 | 14:00 | 4.3623 | 30
2022-12-30 14:30 | 14:30 | 4.2833 | 30
2022-12-30 15:00 | 15:00 | 5.4809 | 30
2022-12-30 15:30 | 15:30 | 6.1923 | 30
2022-12-30 16:00 | 16:00 | 6.4181 | 30
2022-12-30 16:30 | 16:30 | 7.8106 | 30
2022-12-30 17:00 | 17:00 | 8.3565 | 30
2022-12-30 17:30 | 17:30 | 9.5298 | 30
2022-12-30 18:00 | 18:00 | 9.259 | 30
2022-12-30 18:30 | 18:30 | 9.365 | 30
2022-12-30 19:00 | 19:00 | 9.5628 | 30
2022-12-30 19:30 | 19:30 | 9.3892 | 30
2022-12-30 20:00 | 20:00 | 9.3437 | 30
2022-12-30 20:30 | 20:30 | 9.0457 | 30
2022-12-30 21:00 | 21:00 | 8.5529 | 30
2022-12-30 21:30 | 21:30 | 8.3644 | 30
2022-12-30 22:00 | 22:00 | 7.9093 | 30
2022-12-30 22:30 | 22:30 | 7.3907 | 30
2022-12-30 23:00 | 23:00 | 7.2002 | 30
2022-12-30 23:30 | 23:30 | 6.84 | 30
2022-12-31 | 0:00 | 6.2729 | 30
2022-12-31 00:30 | 0:30 | 6.1225 | 30
2022-12-31 01:00 | 1:00 | 5.9872 | 30
2022-12-31 01:30 | 1:30 | 5.7796 | 30
2022-12-31 02:00 | 2:00 | 5.5122 | 30
2022-12-31 02:30 | 2:30 | 5.3621 | 30
2022-12-31 03:00 | 3:00 | 5.2104 | 30
2022-12-31 03:30 | 3:30 | 5.1937 | 30
2022-12-31 04:00 | 4:00 | 5.2438 | 30
2022-12-31 04:30 | 4:30 | 5.1685 | 30
2022-12-31 05:00 | 5:00 | 5.1353 | 30
2022-12-31 05:30 | 5:30 | 4.78 | 30
2022-12-31 06:00 | 6:00 | 3.6242 | 30
2022-12-31 06:30 | 6:30 | 3.6369 | 30
2022-12-31 07:00 | 7:00 | 3.4529 | 30
2022-12-31 07:30 | 7:30 | 4.7825 | 30
2022-12-31 08:00 | 8:00 | 2.0383 | 30
2022-12-31 08:30 | 8:30 | 1.2885 | 30
2022-12-31 09:00 | 9:00 | 1.1252 | 30
2022-12-31 09:30 | 9:30 | 1.2218 | 30
2022-12-31 10:00 | 10:00 | 1.2045 | 30
2022-12-31 10:30 | 10:30 | 1.283 | 30
2022-12-31 11:00 | 11:00 | 1.602 | 30
2022-12-31 11:30 | 11:30 | 2.3387 | 30
2022-12-31 12:00 | 12:00 | 1.7079 | 30
2022-12-31 12:30 | 12:30 | 0.78679 | 30
2022-12-31 13:00 | 13:00 | 0.94056 | 30
2022-12-31 13:30 | 13:30 | 0.91481 | 30
2022-12-31 14:00 | 14:00 | 0.62262 | 30
2022-12-31 14:30 | 14:30 | 1.618 | 30
2022-12-31 15:00 | 15:00 | 2.6311 | 30
2022-12-31 15:30 | 15:30 | 3.9092 | 30
2022-12-31 16:00 | 16:00 | 5.5735 | 30
2022-12-31 16:30 | 16:30 | 7.2115 | 30
2022-12-31 17:00 | 17:00 | 8.6141 | 30
2022-12-31 17:30 | 17:30 | 9.7521 | 30
2022-12-31 18:00 | 18:00 | 10.0046 | 30
2022-12-31 18:30 | 18:30 | 9.8811 | 30
2022-12-31 19:00 | 19:00 | 9.7289 | 30
2022-12-31 19:30 | 19:30 | 9.4523 | 30
2022-12-31 20:00 | 20:00 | 9.15 | 30
2022-12-31 20:30 | 20:30 | 8.8295 | 30
2022-12-31 21:00 | 21:00 | 8.3453 | 30
2022-12-31 21:30 | 21:30 | 8.0295 | 30
2022-12-31 22:00 | 22:00 | 7.6002 | 30
2022-12-31 22:30 | 22:30 | 7.1721 | 30
2022-12-31 23:00 | 23:00 | 7.2748 | 30
2022-12-31 23:30 | 23:30 | 7.1114 | 30
2023-01-01 | 0:00 | 6.5891 | 30
2023-01-01 00:30 | 0:30 | 6.4313 | 30
2023-01-01 01:00 | 1:00 | 6.3027 | 30
2023-01-01 01:30 | 1:30 | 6.0303 | 30
2023-01-01 02:00 | 2:00 | 5.7154 | 30
2023-01-01 02:30 | 2:30 | 5.5199 | 30
2023-01-01 03:00 | 3:00 | 5.4401 | 30
2023-01-01 03:30 | 3:30 | 5.3725 | 30
2023-01-01 04:00 | 4:00 | 5.3449 | 30
2023-01-01 04:30 | 4:30 | 5.1816 | 30
2023-01-01 05:00 | 5:00 | 5.0848 | 30
2023-01-01 05:30 | 5:30 | 4.5501 | 30
2023-01-01 06:00 | 6:00 | 4.2905 | 30
2023-01-01 06:30 | 6:30 | 4.0526 | 30
2023-01-01 07:00 | 7:00 | 2.4742 | 30
2023-01-01 07:30 | 7:30 | 1.957 | 30
2023-01-01 08:00 | 8:00 | 1.7881 | 30
2023-01-01 08:30 | 8:30 | 2.4588 | 30
2023-01-01 09:00 | 9:00 | 1.8045 | 30
2023-01-01 09:30 | 9:30 | 0.9598 | 30
2023-01-01 10:00 | 10:00 | 0.91688 | 30
2023-01-01 10:30 | 10:30 | 0.88531 | 30
2023-01-01 11:00 | 11:00 | 1.6588 | 30
2023-01-01 11:30 | 11:30 | 2.4878 | 30
2023-01-01 12:00 | 12:00 | 1.1632 | 30
2023-01-01 12:30 | 12:30 | 0.99355 | 30
2023-01-01 13:00 | 13:00 | 1.4431 | 30
2023-01-01 13:30 | 13:30 | 2.1981 | 30
2023-01-01 14:00 | 14:00 | 1.0054 | 30
2023-01-01 14:30 | 14:30 | 1.9118 | 30
2023-01-01 15:00 | 15:00 | 4.2239 | 30
2023-01-01 15:30 | 15:30 | 6.0429 | 30
2023-01-01 16:00 | 16:00 | 6.1545 | 30
2023-01-01 16:30 | 16:30 | 7.6538 | 30
2023-01-01 17:00 | 17:00 | 8.5455 | 30
2023-01-01 17:30 | 17:30 | 9.8113 | 30
2023-01-01 18:00 | 18:00 | 10.5736 | 30
2023-01-01 18:30 | 18:30 | 10.5186 | 30
2023-01-01 19:00 | 19:00 | 10.4995 | 30
2023-01-01 19:30 | 19:30 | 9.9526 | 30
2023-01-01 20:00 | 20:00 | 9.7081 | 30
2023-01-01 20:30 | 20:30 | 9.287 | 30
2023-01-01 21:00 | 21:00 | 8.7594 | 30
2023-01-01 21:30 | 21:30 | 8.3271 | 30
2023-01-01 22:00 | 22:00 | 7.7149 | 30
2023-01-01 22:30 | 22:30 | 7.3528 | 30
2023-01-01 23:00 | 23:00 | 7.2972 | 30
2023-01-01 23:30 | 23:30 | 6.9203 | 30
2023-01-02 | 0:00 | 6.3771 | 30
2023-01-02 00:30 | 0:30 | 5.884 | 30
2023-01-02 01:00 | 1:00 | 5.7925 | 30
2023-01-02 01:30 | 1:30 | 5.4677 | 30
2023-01-02 02:00 | 2:00 | 5.2751 | 30
2023-01-02 02:30 | 2:30 | 5.1507 | 30
2023-01-02 03:00 | 3:00 | 5.0834 | 30
2023-01-02 03:30 | 3:30 | 5.0939 | 30
2023-01-02 04:00 | 4:00 | 5.0704 | 30
2023-01-02 04:30 | 4:30 | 4.9267 | 30
2023-01-02 05:00 | 5:00 | 4.7236 | 30
2023-01-02 05:30 | 5:30 | 4.2671 | 30
2023-01-02 06:00 | 6:00 | 3.5768 | 30
2023-01-02 06:30 | 6:30 | 2.9993 | 30
2023-01-02 07:00 | 7:00 | 2.1349 | 30
2023-01-02 07:30 | 7:30 | 1.5622 | 30
2023-01-02 08:00 | 8:00 | 1.7748 | 30
2023-01-02 08:30 | 8:30 | 1.5794 | 30
2023-01-02 09:00 | 9:00 | 0.9433 | 30
2023-01-02 09:30 | 9:30 | 1.8751 | 30
2023-01-02 10:00 | 10:00 | 2.0514 | 30
2023-01-02 10:30 | 10:30 | 1.6753 | 30
2023-01-02 11:00 | 11:00 | 1.0908 | 30
2023-01-02 11:30 | 11:30 | 1.7917 | 30
2023-01-02 12:00 | 12:00 | 3.9715 | 30
2023-01-02 12:30 | 12:30 | 3.1933 | 30
2023-01-02 13:00 | 13:00 | 2.3254 | 30
2023-01-02 13:30 | 13:30 | 2.4586 | 30
2023-01-02 14:00 | 14:00 | 2.4356 | 30
2023-01-02 14:30 | 14:30 | 3.0192 | 30
2023-01-02 15:00 | 15:00 | 3.8031 | 30
2023-01-02 15:30 | 15:30 | 3.6856 | 30
2023-01-02 16:00 | 16:00 | 5.6578 | 30
2023-01-02 16:30 | 16:30 | 7.8873 | 30
2023-01-02 17:00 | 17:00 | 9.2789 | 30
2023-01-02 17:30 | 17:30 | 10.342 | 30
2023-01-02 18:00 | 18:00 | 10.9983 | 30
2023-01-02 18:30 | 18:30 | 11.0578 | 30
2023-01-02 19:00 | 19:00 | 11.0372 | 30
2023-01-02 19:30 | 19:30 | 10.6115 | 30
2023-01-02 20:00 | 20:00 | 10.2304 | 30
2023-01-02 20:30 | 20:30 | 9.6625 | 30
2023-01-02 21:00 | 21:00 | 9.0458 | 30
2023-01-02 21:30 | 21:30 | 8.5039 | 30
2023-01-02 22:00 | 22:00 | 7.7192 | 30
2023-01-02 22:30 | 22:30 | 7.0946 | 30
2023-01-02 23:00 | 23:00 | 6.9331 | 30
2023-01-02 23:30 | 23:30 | 6.4621 | 30
2023-01-03 | 0:00 | 6.0289 | 30
2023-01-03 00:30 | 0:30 | 5.8357 | 30
2023-01-03 01:00 | 1:00 | 5.8122 | 30
2023-01-03 01:30 | 1:30 | 5.5528 | 30
2023-01-03 02:00 | 2:00 | 5.3339 | 30
2023-01-03 02:30 | 2:30 | 5.0992 | 30
2023-01-03 03:00 | 3:00 | 5.0579 | 30
2023-01-03 03:30 | 3:30 | 5.0389 | 30
2023-01-03 04:00 | 4:00 | 5.0825 | 30
2023-01-03 04:30 | 4:30 | 5.0068 | 30
2023-01-03 05:00 | 5:00 | 4.9319 | 30
2023-01-03 05:30 | 5:30 | 4.5132 | 30
2023-01-03 06:00 | 6:00 | 3.8732 | 30
2023-01-03 06:30 | 6:30 | 3.1084 | 30
2023-01-03 07:00 | 7:00 | 2.2114 | 30
2023-01-03 07:30 | 7:30 | 1.4226 | 30
2023-01-03 08:00 | 8:00 | 1.1826 | 30
2023-01-03 08:30 | 8:30 | 1.616 | 30
2023-01-03 09:00 | 9:00 | 1.8013 | 30
2023-01-03 09:30 | 9:30 | 2.4048 | 30
2023-01-03 10:00 | 10:00 | 2.9023 | 30
2023-01-03 10:30 | 10:30 | 2.6134 | 30
2023-01-03 11:00 | 11:00 | 1.521 | 30
2023-01-03 11:30 | 11:30 | 1.3112 | 30
2023-01-03 12:00 | 12:00 | 0.97644 | 30
2023-01-03 12:30 | 12:30 | 3.824 | 30
2023-01-03 13:00 | 13:00 | 4.2585 | 30
2023-01-03 13:30 | 13:30 | 3.8957 | 30
2023-01-03 14:00 | 14:00 | 3.3083 | 30
2023-01-03 14:30 | 14:30 | 3.9024 | 30
2023-01-03 15:00 | 15:00 | 4.4226 | 30
2023-01-03 15:30 | 15:30 | 6.205 | 30
2023-01-03 16:00 | 16:00 | 8.16 | 30
2023-01-03 16:30 | 16:30 | 9.9556 | 30
2023-01-03 17:00 | 17:00 | 11.3191 | 30
2023-01-03 17:30 | 17:30 | 12.1869 | 30
2023-01-03 18:00 | 18:00 | 12.6876 | 30
2023-01-03 18:30 | 18:30 | 12.6317 | 30
2023-01-03 19:00 | 19:00 | 12.425 | 30
2023-01-03 19:30 | 19:30 | 11.6668 | 30
2023-01-03 20:00 | 20:00 | 11.3554 | 30
2023-01-03 20:30 | 20:30 | 10.6685 | 30
2023-01-03 21:00 | 21:00 | 9.8214 | 30
2023-01-03 21:30 | 21:30 | 9.1755 | 30
2023-01-03 22:00 | 22:00 | 8.6101 | 30
2023-01-03 22:30 | 22:30 | 7.7777 | 30
2023-01-03 23:00 | 23:00 | 7.5238 | 30
2023-01-03 23:30 | 23:30 | 7.0818 | 30
2023-01-04 | 0:00 | 6.5967 | 30
2023-01-04 00:30 | 0:30 | 6.2833 | 30
2023-01-04 01:00 | 1:00 | 6.1692 | 30
2023-01-04 01:30 | 1:30 | 5.8561 | 30
2023-01-04 02:00 | 2:00 | 5.6957 | 30
2023-01-04 02:30 | 2:30 | 5.5631 | 30
2023-01-04 03:00 | 3:00 | 5.4317 | 30
2023-01-04 03:30 | 3:30 | 5.4174 | 30
2023-01-04 04:00 | 4:00 | 5.3891 | 30
2023-01-04 04:30 | 4:30 | 5.3359 | 30
2023-01-04 05:00 | 5:00 | 5.1979 | 30
2023-01-04 05:30 | 5:30 | 4.8698 | 30
2023-01-04 06:00 | 6:00 | 4.2963 | 30
2023-01-04 06:30 | 6:30 | 3.4954 | 30
2023-01-04 07:00 | 7:00 | 2.7396 | 30
2023-01-04 07:30 | 7:30 | 1.8354 | 30
2023-01-04 08:00 | 8:00 | 1.149 | 30
2023-01-04 08:30 | 8:30 | 0.83847 | 30
2023-01-04 09:00 | 9:00 | 1.0355 | 30
2023-01-04 09:30 | 9:30 | 1.0471 | 30
2023-01-04 10:00 | 10:00 | 0.8351 | 30
2023-01-04 10:30 | 10:30 | 0.52626 | 30
2023-01-04 11:00 | 11:00 | 0.20515 | 30
2023-01-04 11:30 | 11:30 | 0.89828 | 30
2023-01-04 12:00 | 12:00 | 2.0719 | 30
2023-01-04 12:30 | 12:30 | 2.8986 | 30
2023-01-04 13:00 | 13:00 | 3.606 | 30
2023-01-04 13:30 | 13:30 | 4.383 | 30
2023-01-04 14:00 | 14:00 | 5.1712 | 30
2023-01-04 14:30 | 14:30 | 8.0943 | 30
2023-01-04 15:00 | 15:00 | 15.2047 | 30
2023-01-04 15:30 | 15:30 | 12.4423 | 30
2023-01-04 16:00 | 16:00 | 10.6409 | 30
2023-01-04 16:30 | 16:30 | 11.4052 | 30
2023-01-04 17:00 | 17:00 | 13.0782 | 30
2023-01-04 17:30 | 17:30 | 14.0326 | 30
2023-01-04 18:00 | 18:00 | 14.3454 | 30
2023-01-04 18:30 | 18:30 | 14.086 | 30
2023-01-04 19:00 | 19:00 | 13.9568 | 30
2023-01-04 19:30 | 19:30 | 13.3734 | 30
2023-01-04 20:00 | 20:00 | 13.0033 | 30
2023-01-04 20:30 | 20:30 | 12.184 | 30
2023-01-04 21:00 | 21:00 | 11.4621 | 30
2023-01-04 21:30 | 21:30 | 10.6372 | 30
2023-01-04 22:00 | 22:00 | 9.6425 | 30
2023-01-04 22:30 | 22:30 | 8.707 | 30
2023-01-04 23:00 | 23:00 | 8.4764 | 30
2023-01-04 23:30 | 23:30 | 8.0328 | 30
2023-01-05 | 0:00 | 7.3004 | 30
2023-01-05 00:30 | 0:30 | 6.9936 | 30
2023-01-05 01:00 | 1:00 | 6.7866 | 30
2023-01-05 01:30 | 1:30 | 6.4274 | 30
2023-01-05 02:00 | 2:00 | 6.0471 | 30
2023-01-05 02:30 | 2:30 | 5.8947 | 30
2023-01-05 03:00 | 3:00 | 5.7332 | 30
2023-01-05 03:30 | 3:30 | 5.698 | 30
2023-01-05 04:00 | 4:00 | 5.702 | 30
2023-01-05 04:30 | 4:30 | 5.7298 | 30
2023-01-05 05:00 | 5:00 | 5.6854 | 30
2023-01-05 05:30 | 5:30 | 5.7536 | 30
2023-01-05 06:00 | 6:00 | 5.4277 | 30
2023-01-05 06:30 | 6:30 | 5.571 | 30
2023-01-05 07:00 | 7:00 | 5.5306 | 30
2023-01-05 07:30 | 7:30 | 5.3197 | 30
2023-01-05 08:00 | 8:00 | 6.2675 | 30
2023-01-05 08:30 | 8:30 | 5.8406 | 30
2023-01-05 09:00 | 9:00 | 4.7881 | 30
2023-01-05 09:30 | 9:30 | 4.9907 | 30
2023-01-05 10:00 | 10:00 | 4.7843 | 30
2023-01-05 10:30 | 10:30 | 4.6951 | 30
2023-01-05 11:00 | 11:00 | 3.7909 | 30
2023-01-05 11:30 | 11:30 | 5.9995 | 30
2023-01-05 12:00 | 12:00 | 4.4303 | 30
2023-01-05 12:30 | 12:30 | 4.7038 | 30
2023-01-05 13:00 | 13:00 | 4.1627 | 30
2023-01-05 13:30 | 13:30 | 5.8363 | 30
2023-01-05 14:00 | 14:00 | 3.5159 | 30
2023-01-05 14:30 | 14:30 | 4.5173 | 30
2023-01-05 15:00 | 15:00 | 7.887 | 30
2023-01-05 15:30 | 15:30 | 10.2213 | 30
2023-01-05 16:00 | 16:00 | 10.9837 | 30
2023-01-05 16:30 | 16:30 | 11.3618 | 30
2023-01-05 17:00 | 17:00 | 11.2153 | 30
2023-01-05 17:30 | 17:30 | 11.3487 | 30
2023-01-05 18:00 | 18:00 | 11.6055 | 30
2023-01-05 18:30 | 18:30 | 11.5605 | 30
2023-01-05 19:00 | 19:00 | 11.549 | 30
2023-01-05 19:30 | 19:30 | 11.2225 | 30
2023-01-05 20:00 | 20:00 | 10.9498 | 30
2023-01-05 20:30 | 20:30 | 10.2301 | 30
2023-01-05 21:00 | 21:00 | 9.5238 | 30
2023-01-05 21:30 | 21:30 | 8.9549 | 30
2023-01-05 22:00 | 22:00 | 8.2262 | 30
2023-01-05 22:30 | 22:30 | 7.5405 | 30
2023-01-05 23:00 | 23:00 | 7.3384 | 30
2023-01-05 23:30 | 23:30 | 6.9933 | 30
2023-01-06 | 0:00 | 6.4828 | 30
2023-01-06 00:30 | 0:30 | 6.2642 | 30
2023-01-06 01:00 | 1:00 | 6.085 | 30
2023-01-06 01:30 | 1:30 | 5.8738 | 30
2023-01-06 02:00 | 2:00 | 5.5892 | 30
2023-01-06 02:30 | 2:30 | 5.4008 | 30
2023-01-06 03:00 | 3:00 | 5.3256 | 30
2023-01-06 03:30 | 3:30 | 5.2785 | 30
2023-01-06 04:00 | 4:00 | 5.3158 | 30
2023-01-06 04:30 | 4:30 | 5.313 | 30
2023-01-06 05:00 | 5:00 | 5.2752 | 30
2023-01-06 05:30 | 5:30 | 4.709 | 30
2023-01-06 06:00 | 6:00 | 4.2462 | 30
2023-01-06 06:30 | 6:30 | 3.6772 | 30
2023-01-06 07:00 | 7:00 | 2.7965 | 30
2023-01-06 07:30 | 7:30 | 1.7241 | 30
2023-01-06 08:00 | 8:00 | 1.041 | 30
2023-01-06 08:30 | 8:30 | 1.0648 | 30
2023-01-06 09:00 | 9:00 | 1.7675 | 30
2023-01-06 09:30 | 9:30 | 1.3905 | 30
2023-01-06 10:00 | 10:00 | 1.1083 | 30
2023-01-06 10:30 | 10:30 | 2.1495 | 30
2023-01-06 11:00 | 11:00 | 3.1754 | 30
2023-01-06 11:30 | 11:30 | 4.5336 | 30
2023-01-06 12:00 | 12:00 | 4.1843 | 30
2023-01-06 12:30 | 12:30 | 4.9342 | 30
2023-01-06 13:00 | 13:00 | 5.4206 | 30
2023-01-06 13:30 | 13:30 | 6.8279 | 30
2023-01-06 14:00 | 14:00 | 7.5245 | 30
2023-01-06 14:30 | 14:30 | 8.5655 | 30
2023-01-06 15:00 | 15:00 | 9.1086 | 30
2023-01-06 15:30 | 15:30 | 8.498 | 30
2023-01-06 16:00 | 16:00 | 7.3837 | 30
2023-01-06 16:30 | 16:30 | 8.8193 | 30
2023-01-06 17:00 | 17:00 | 9.1604 | 30
2023-01-06 17:30 | 17:30 | 9.7451 | 30
2023-01-06 18:00 | 18:00 | 9.9327 | 30
2023-01-06 18:30 | 18:30 | 10.2118 | 30
2023-01-06 19:00 | 19:00 | 10.1103 | 30
2023-01-06 19:30 | 19:30 | 9.8389 | 30
2023-01-06 20:00 | 20:00 | 9.5522 | 30
2023-01-06 20:30 | 20:30 | 9.2684 | 30
2023-01-06 21:00 | 21:00 | 8.8014 | 30
2023-01-06 21:30 | 21:30 | 8.2398 | 30
2023-01-06 22:00 | 22:00 | 7.6349 | 30
2023-01-06 22:30 | 22:30 | 7.1778 | 30
2023-01-06 23:00 | 23:00 | 6.9897 | 30
2023-01-06 23:30 | 23:30 | 6.6072 | 30
2023-01-07 | 0:00 | 6.099 | 30
2023-01-07 00:30 | 0:30 | 5.8947 | 30
2023-01-07 01:00 | 1:00 | 5.8318 | 30
2023-01-07 01:30 | 1:30 | 5.5444 | 30
2023-01-07 02:00 | 2:00 | 5.2767 | 30
2023-01-07 02:30 | 2:30 | 5.1391 | 30
2023-01-07 03:00 | 3:00 | 5.1319 | 30
2023-01-07 03:30 | 3:30 | 5.0177 | 30
2023-01-07 04:00 | 4:00 | 4.998 | 30
2023-01-07 04:30 | 4:30 | 4.9736 | 30
2023-01-07 05:00 | 5:00 | 4.8259 | 30
2023-01-07 05:30 | 5:30 | 4.4833 | 30
2023-01-07 06:00 | 6:00 | 4.0628 | 30
2023-01-07 06:30 | 6:30 | 3.2398 | 30
2023-01-07 07:00 | 7:00 | 2.2572 | 30
2023-01-07 07:30 | 7:30 | 1.5284 | 30
2023-01-07 08:00 | 8:00 | 1.2372 | 30
2023-01-07 08:30 | 8:30 | 1.5512 | 30
2023-01-07 09:00 | 9:00 | 1.5095 | 30
2023-01-07 09:30 | 9:30 | 1.0081 | 30
2023-01-07 10:00 | 10:00 | 1.4059 | 30
2023-01-07 10:30 | 10:30 | 1.0624 | 30
2023-01-07 11:00 | 11:00 | 0.80792 | 30
2023-01-07 11:30 | 11:30 | 2.3148 | 30
2023-01-07 12:00 | 12:00 | 3.9264 | 30
2023-01-07 12:30 | 12:30 | 3.5717 | 30
2023-01-07 13:00 | 13:00 | 3.5163 | 30
2023-01-07 13:30 | 13:30 | 4.1909 | 30
2023-01-07 14:00 | 14:00 | 3.4781 | 30
2023-01-07 14:30 | 14:30 | 4.7846 | 30
2023-01-07 15:00 | 15:00 | 4.4642 | 30
2023-01-07 15:30 | 15:30 | 6.9547 | 30
2023-01-07 16:00 | 16:00 | 8.3247 | 30
2023-01-07 16:30 | 16:30 | 9.3779 | 30
2023-01-07 17:00 | 17:00 | 9.3165 | 30
2023-01-07 17:30 | 17:30 | 10.3465 | 30
2023-01-07 18:00 | 18:00 | 10.7669 | 30
2023-01-07 18:30 | 18:30 | 10.975 | 30
2023-01-07 19:00 | 19:00 | 10.9906 | 30
2023-01-07 19:30 | 19:30 | 10.4916 | 30
2023-01-07 20:00 | 20:00 | 10.028 | 30
2023-01-07 20:30 | 20:30 | 9.7083 | 30
2023-01-07 21:00 | 21:00 | 9.0048 | 30
2023-01-07 21:30 | 21:30 | 8.6497 | 30
2023-01-07 22:00 | 22:00 | 7.9303 | 30
2023-01-07 22:30 | 22:30 | 7.3682 | 30
2023-01-07 23:00 | 23:00 | 7.0771 | 30
2023-01-07 23:30 | 23:30 | 6.7556 | 30
2023-01-08 | 0:00 | 6.2299 | 30
2023-01-08 00:30 | 0:30 | 6.1126 | 30
2023-01-08 01:00 | 1:00 | 6.0187 | 30
2023-01-08 01:30 | 1:30 | 5.729 | 30
2023-01-08 02:00 | 2:00 | 5.5013 | 30
2023-01-08 02:30 | 2:30 | 5.3862 | 30
2023-01-08 03:00 | 3:00 | 5.2405 | 30
2023-01-08 03:30 | 3:30 | 5.1836 | 30
2023-01-08 04:00 | 4:00 | 5.1583 | 30
2023-01-08 04:30 | 4:30 | 4.9725 | 30
2023-01-08 05:00 | 5:00 | 4.876 | 30
2023-01-08 05:30 | 5:30 | 4.4832 | 30
2023-01-08 06:00 | 6:00 | 3.8457 | 30
2023-01-08 06:30 | 6:30 | 3.0582 | 30
2023-01-08 07:00 | 7:00 | 2.3193 | 30
2023-01-08 07:30 | 7:30 | 1.6256 | 30
2023-01-08 08:00 | 8:00 | 1.3296 | 30
2023-01-08 08:30 | 8:30 | 1.1993 | 30
2023-01-08 09:00 | 9:00 | 1.1078 | 30
2023-01-08 09:30 | 9:30 | 0.97948 | 30
2023-01-08 10:00 | 10:00 | 1.5499 | 30
2023-01-08 10:30 | 10:30 | 1.1961 | 30
2023-01-08 11:00 | 11:00 | 1.7963 | 30
2023-01-08 11:30 | 11:30 | 2.7589 | 30
2023-01-08 12:00 | 12:00 | 4.1037 | 30
2023-01-08 12:30 | 12:30 | 4.8987 | 30
2023-01-08 13:00 | 13:00 | 5.4785 | 30
2023-01-08 13:30 | 13:30 | 3.391 | 30
2023-01-08 14:00 | 14:00 | 1.8048 | 30
2023-01-08 14:30 | 14:30 | 4.8088 | 30
2023-01-08 15:00 | 15:00 | 6.1489 | 30
2023-01-08 15:30 | 15:30 | 6.5197 | 30
2023-01-08 16:00 | 16:00 | 7.904 | 30
2023-01-08 16:30 | 16:30 | 8.9448 | 30
2023-01-08 17:00 | 17:00 | 10.4087 | 30
2023-01-08 17:30 | 17:30 | 11.4561 | 30
2023-01-08 18:00 | 18:00 | 11.9077 | 30
2023-01-08 18:30 | 18:30 | 12.0283 | 30
2023-01-08 19:00 | 19:00 | 11.7005 | 30
2023-01-08 19:30 | 19:30 | 11.1882 | 30
2023-01-08 20:00 | 20:00 | 10.6647 | 30
2023-01-08 20:30 | 20:30 | 10.1066 | 30
2023-01-08 21:00 | 21:00 | 9.4454 | 30
2023-01-08 21:30 | 21:30 | 8.8956 | 30
2023-01-08 22:00 | 22:00 | 8.1949 | 30
2023-01-08 22:30 | 22:30 | 7.4779 | 30
2023-01-08 23:00 | 23:00 | 7.3407 | 30
2023-01-08 23:30 | 23:30 | 6.9719 | 30
2023-01-09 | 0:00 | 6.4992 | 30
2023-01-09 00:30 | 0:30 | 6.3269 | 30
2023-01-09 01:00 | 1:00 | 6.2062 | 30
2023-01-09 01:30 | 1:30 | 6.0777 | 30
2023-01-09 02:00 | 2:00 | 5.8533 | 30
2023-01-09 02:30 | 2:30 | 5.6832 | 30
2023-01-09 03:00 | 3:00 | 5.5921 | 30
2023-01-09 03:30 | 3:30 | 5.579 | 30
2023-01-09 04:00 | 4:00 | 5.5644 | 30
2023-01-09 04:30 | 4:30 | 5.5031 | 30
2023-01-09 05:00 | 5:00 | 5.5721 | 30
2023-01-09 05:30 | 5:30 | 5.2823 | 30
2023-01-09 06:00 | 6:00 | 4.8152 | 30
2023-01-09 06:30 | 6:30 | 3.5418 | 30
2023-01-09 07:00 | 7:00 | 2.8814 | 30
2023-01-09 07:30 | 7:30 | 2.0286 | 30
2023-01-09 08:00 | 8:00 | 1.0403 | 30
2023-01-09 08:30 | 8:30 | 0.83258 | 30
2023-01-09 09:00 | 9:00 | 1.0391 | 30
2023-01-09 09:30 | 9:30 | 1.4323 | 30
2023-01-09 10:00 | 10:00 | 0.77822 | 30
2023-01-09 10:30 | 10:30 | 0.69661 | 30
2023-01-09 11:00 | 11:00 | 0.52893 | 30
2023-01-09 11:30 | 11:30 | 1.0932 | 30
2023-01-09 12:00 | 12:00 | 0.96575 | 30
2023-01-09 12:30 | 12:30 | 2.2587 | 30
2023-01-09 13:00 | 13:00 | 3.9536 | 30
2023-01-09 13:30 | 13:30 | 4.296 | 30
2023-01-09 14:00 | 14:00 | 2.9173 | 30
2023-01-09 14:30 | 14:30 | 3.981 | 30
2023-01-09 15:00 | 15:00 | 5.0644 | 30
2023-01-09 15:30 | 15:30 | 6.7212 | 30
2023-01-09 16:00 | 16:00 | 8.4575 | 30
2023-01-09 16:30 | 16:30 | 10.0292 | 30
2023-01-09 17:00 | 17:00 | 11.3603 | 30
2023-01-09 17:30 | 17:30 | 12.4197 | 30
2023-01-09 18:00 | 18:00 | 12.8769 | 30
2023-01-09 18:30 | 18:30 | 12.9658 | 30
2023-01-09 19:00 | 19:00 | 12.6016 | 30
2023-01-09 19:30 | 19:30 | 11.9316 | 30
2023-01-09 20:00 | 20:00 | 11.3318 | 30
2023-01-09 20:30 | 20:30 | 10.499 | 30
2023-01-09 21:00 | 21:00 | 9.7443 | 30
2023-01-09 21:30 | 21:30 | 9.1308 | 30
2023-01-09 22:00 | 22:00 | 8.2898 | 30
2023-01-09 22:30 | 22:30 | 7.6047 | 30
2023-01-09 23:00 | 23:00 | 7.3357 | 30
2023-01-09 23:30 | 23:30 | 6.9791 | 30
2023-01-10 | 0:00 | 6.4647 | 30
2023-01-10 00:30 | 0:30 | 6.2324 | 30
2023-01-10 01:00 | 1:00 | 6.1182 | 30
2023-01-10 01:30 | 1:30 | 5.8007 | 30
2023-01-10 02:00 | 2:00 | 5.5718 | 30
2023-01-10 02:30 | 2:30 | 5.4292 | 30
2023-01-10 03:00 | 3:00 | 5.3612 | 30
2023-01-10 03:30 | 3:30 | 5.371 | 30
2023-01-10 04:00 | 4:00 | 5.3876 | 30
2023-01-10 04:30 | 4:30 | 5.3476 | 30
2023-01-10 05:00 | 5:00 | 5.3181 | 30
2023-01-10 05:30 | 5:30 | 4.811 | 30
2023-01-10 06:00 | 6:00 | 4.1432 | 30
2023-01-10 06:30 | 6:30 | 4.412 | 30
2023-01-10 07:00 | 7:00 | 3.2049 | 30
2023-01-10 07:30 | 7:30 | 1.8091 | 30
2023-01-10 08:00 | 8:00 | 1.7859 | 30
2023-01-10 08:30 | 8:30 | 2.1528 | 30
2023-01-10 09:00 | 9:00 | 1.1702 | 30
2023-01-10 09:30 | 9:30 | 1.6142 | 30
2023-01-10 10:00 | 10:00 | 1.2876 | 30
2023-01-10 10:30 | 10:30 | 1.4562 | 30
2023-01-10 11:00 | 11:00 | 0.78714 | 30
2023-01-10 11:30 | 11:30 | 0.63684 | 30
2023-01-10 12:00 | 12:00 | 0.68313 | 30
2023-01-10 12:30 | 12:30 | 0.42027 | 30
2023-01-10 13:00 | 13:00 | 1.7175 | 30
2023-01-10 13:30 | 13:30 | 4.0452 | 30
2023-01-10 14:00 | 14:00 | 2.665 | 30
2023-01-10 14:30 | 14:30 | 2.3079 | 30
2023-01-10 15:00 | 15:00 | 3.4975 | 30
2023-01-10 15:30 | 15:30 | 5.1851 | 30
2023-01-10 16:00 | 16:00 | 7.1461 | 30
2023-01-10 16:30 | 16:30 | 9.1231 | 30
2023-01-10 17:00 | 17:00 | 10.5102 | 30
2023-01-10 17:30 | 17:30 | 11.8583 | 30
2023-01-10 18:00 | 18:00 | 12.388 | 30
2023-01-10 18:30 | 18:30 | 12.4746 | 30
2023-01-10 19:00 | 19:00 | 12.357 | 30
2023-01-10 19:30 | 19:30 | 11.944 | 30
2023-01-10 20:00 | 20:00 | 11.4959 | 30
2023-01-10 20:30 | 20:30 | 10.8511 | 30
2023-01-10 21:00 | 21:00 | 10.1939 | 30
2023-01-10 21:30 | 21:30 | 9.429 | 30
2023-01-10 22:00 | 22:00 | 8.4998 | 30
2023-01-10 22:30 | 22:30 | 7.7584 | 30
2023-01-10 23:00 | 23:00 | 7.287 | 30
2023-01-10 23:30 | 23:30 | 6.8061 | 30
2023-01-11 | 0:00 | 6.2524 | 30
2023-01-11 00:30 | 0:30 | 5.9976 | 30
2023-01-11 01:00 | 1:00 | 5.956 | 30
2023-01-11 01:30 | 1:30 | 5.6923 | 30
2023-01-11 02:00 | 2:00 | 5.445 | 30
2023-01-11 02:30 | 2:30 | 5.3643 | 30
2023-01-11 03:00 | 3:00 | 5.2203 | 30
2023-01-11 03:30 | 3:30 | 5.1948 | 30
2023-01-11 04:00 | 4:00 | 5.2026 | 30
2023-01-11 04:30 | 4:30 | 5.2369 | 30
2023-01-11 05:00 | 5:00 | 5.2635 | 30
2023-01-11 05:30 | 5:30 | 4.8598 | 30
2023-01-11 06:00 | 6:00 | 4.2577 | 30
2023-01-11 06:30 | 6:30 | 3.6247 | 30
2023-01-11 07:00 | 7:00 | 2.6717 | 30
2023-01-11 07:30 | 7:30 | 2.5453 | 30
2023-01-11 08:00 | 8:00 | 2.9369 | 30
2023-01-11 08:30 | 8:30 | 1.5049 | 30
2023-01-11 09:00 | 9:00 | 1.5966 | 30
2023-01-11 09:30 | 9:30 | 0.97526 | 30
2023-01-11 10:00 | 10:00 | 1.5037 | 30
2023-01-11 10:30 | 10:30 | 0.93229 | 30
2023-01-11 11:00 | 11:00 | 1.8557 | 30
2023-01-11 11:30 | 11:30 | 1.4707 | 30
2023-01-11 12:00 | 12:00 | 1.9424 | 30
2023-01-11 12:30 | 12:30 | 1.98 | 30
2023-01-11 13:00 | 13:00 | 2.5613 | 30
2023-01-11 13:30 | 13:30 | 3.0093 | 30
2023-01-11 14:00 | 14:00 | 3.8053 | 30
2023-01-11 14:30 | 14:30 | 3.1596 | 30
2023-01-11 15:00 | 15:00 | 4.7041 | 30
2023-01-11 15:30 | 15:30 | 5.0228 | 30
2023-01-11 16:00 | 16:00 | 5.4778 | 30
2023-01-11 16:30 | 16:30 | 7.6215 | 30
2023-01-11 17:00 | 17:00 | 9.7773 | 30
2023-01-11 17:30 | 17:30 | 11.2354 | 30
2023-01-11 18:00 | 18:00 | 11.4168 | 30
2023-01-11 18:30 | 18:30 | 11.7103 | 30
2023-01-11 19:00 | 19:00 | 11.6883 | 30
2023-01-11 19:30 | 19:30 | 11.4653 | 30
2023-01-11 20:00 | 20:00 | 11.1761 | 30
2023-01-11 20:30 | 20:30 | 10.3588 | 30
2023-01-11 21:00 | 21:00 | 9.7246 | 30
2023-01-11 21:30 | 21:30 | 9.1072 | 30
2023-01-11 22:00 | 22:00 | 8.1876 | 30
2023-01-11 22:30 | 22:30 | 7.519 | 30
2023-01-11 23:00 | 23:00 | 7.1466 | 30
2023-01-11 23:30 | 23:30 | 6.8083 | 30
2023-01-12 | 0:00 | 6.3458 | 30
2023-01-12 00:30 | 0:30 | 6.1261 | 30
2023-01-12 01:00 | 1:00 | 5.9414 | 30
2023-01-12 01:30 | 1:30 | 5.842 | 30
2023-01-12 02:00 | 2:00 | 5.7025 | 30
2023-01-12 02:30 | 2:30 | 5.567 | 30
2023-01-12 03:00 | 3:00 | 5.4852 | 30
2023-01-12 03:30 | 3:30 | 5.4663 | 30
2023-01-12 04:00 | 4:00 | 5.4814 | 30
2023-01-12 04:30 | 4:30 | 5.4824 | 30
2023-01-12 05:00 | 5:00 | 5.495 | 30
2023-01-12 05:30 | 5:30 | 5.0999 | 30
2023-01-12 06:00 | 6:00 | 4.7789 | 30
2023-01-12 06:30 | 6:30 | 4.2765 | 30
2023-01-12 07:00 | 7:00 | 3.6127 | 30
2023-01-12 07:30 | 7:30 | 2.8315 | 30
2023-01-12 08:00 | 8:00 | 1.966 | 30
2023-01-12 08:30 | 8:30 | 2.3773 | 30
2023-01-12 09:00 | 9:00 | 1.4257 | 30
2023-01-12 09:30 | 9:30 | 2.0214 | 30
2023-01-12 10:00 | 10:00 | 1.2055 | 30
2023-01-12 10:30 | 10:30 | 1.7886 | 30
2023-01-12 11:00 | 11:00 | 1.8443 | 30
2023-01-12 11:30 | 11:30 | 1.8924 | 30
2023-01-12 12:00 | 12:00 | 0.85758 | 30
2023-01-12 12:30 | 12:30 | 1.646 | 30
2023-01-12 13:00 | 13:00 | 1.4804 | 30
2023-01-12 13:30 | 13:30 | 2.4964 | 30
2023-01-12 14:00 | 14:00 | 3.8244 | 30
2023-01-12 14:30 | 14:30 | 3.2784 | 30
2023-01-12 15:00 | 15:00 | 4.3019 | 30
2023-01-12 15:30 | 15:30 | 7.0232 | 30
2023-01-12 16:00 | 16:00 | 7.3236 | 30
2023-01-12 16:30 | 16:30 | 8.7303 | 30
2023-01-12 17:00 | 17:00 | 8.272 | 30
2023-01-12 17:30 | 17:30 | 10.0884 | 30
2023-01-12 18:00 | 18:00 | 10.7289 | 30
2023-01-12 18:30 | 18:30 | 10.6053 | 30
2023-01-12 19:00 | 19:00 | 10.8598 | 30
2023-01-12 19:30 | 19:30 | 10.6254 | 30
2023-01-12 20:00 | 20:00 | 10.3205 | 30
2023-01-12 20:30 | 20:30 | 9.8292 | 30
2023-01-12 21:00 | 21:00 | 9.3397 | 30
2023-01-12 21:30 | 21:30 | 8.8628 | 30
2023-01-12 22:00 | 22:00 | 8.146 | 30
2023-01-12 22:30 | 22:30 | 7.4723 | 30
2023-01-12 23:00 | 23:00 | 7.2321 | 30
2023-01-12 23:30 | 23:30 | 6.8056 | 30
2023-01-13 | 0:00 | 6.2365 | 30
2023-01-13 00:30 | 0:30 | 6.1091 | 30
2023-01-13 01:00 | 1:00 | 5.9711 | 30
2023-01-13 01:30 | 1:30 | 5.9225 | 30
2023-01-13 02:00 | 2:00 | 5.9264 | 30
2023-01-13 02:30 | 2:30 | 5.7246 | 30
2023-01-13 03:00 | 3:00 | 5.7484 | 30
2023-01-13 03:30 | 3:30 | 5.5373 | 30
2023-01-13 04:00 | 4:00 | 5.677 | 30
2023-01-13 04:30 | 4:30 | 5.7131 | 30
2023-01-13 05:00 | 5:00 | 5.7797 | 30
2023-01-13 05:30 | 5:30 | 5.5146 | 30
2023-01-13 06:00 | 6:00 | 5.4592 | 30
2023-01-13 06:30 | 6:30 | 4.5916 | 30
2023-01-13 07:00 | 7:00 | 3.4061 | 30
2023-01-13 07:30 | 7:30 | 2.5821 | 30
2023-01-13 08:00 | 8:00 | 2.5891 | 30
2023-01-13 08:30 | 8:30 | 1.1 | 30
2023-01-13 09:00 | 9:00 | 0.9598 | 30
2023-01-13 09:30 | 9:30 | 0.78681 | 30
2023-01-13 10:00 | 10:00 | 0.99614 | 30
2023-01-13 10:30 | 10:30 | 0.67561 | 30
2023-01-13 11:00 | 11:00 | 0.89944 | 30
2023-01-13 11:30 | 11:30 | 0.69292 | 30
2023-01-13 12:00 | 12:00 | 1.1363 | 30
2023-01-13 12:30 | 12:30 | 0.57606 | 30
2023-01-13 13:00 | 13:00 | 0.76569 | 30
2023-01-13 13:30 | 13:30 | 1.4799 | 30
2023-01-13 14:00 | 14:00 | 1.3969 | 30
2023-01-13 14:30 | 14:30 | 2.7948 | 30
2023-01-13 15:00 | 15:00 | 4.0777 | 30
2023-01-13 15:30 | 15:30 | 5.8589 | 30
2023-01-13 16:00 | 16:00 | 7.5759 | 30
2023-01-13 16:30 | 16:30 | 8.1528 | 30
2023-01-13 17:00 | 17:00 | 9.0225 | 30
2023-01-13 17:30 | 17:30 | 9.3228 | 30
2023-01-13 18:00 | 18:00 | 9.9142 | 30
2023-01-13 18:30 | 18:30 | 10.4383 | 30
2023-01-13 19:00 | 19:00 | 10.3902 | 30
2023-01-13 19:30 | 19:30 | 10.3007 | 30
2023-01-13 20:00 | 20:00 | 10.1681 | 30
2023-01-13 20:30 | 20:30 | 9.9314 | 30
2023-01-13 21:00 | 21:00 | 9.4271 | 30
2023-01-13 21:30 | 21:30 | 8.9859 | 30
2023-01-13 22:00 | 22:00 | 8.4202 | 30
2023-01-13 22:30 | 22:30 | 7.867 | 30
2023-01-13 23:00 | 23:00 | 7.7185 | 30
2023-01-13 23:30 | 23:30 | 7.1313 | 30
2023-01-14 | 0:00 | 6.5515 | 30
2023-01-14 00:30 | 0:30 | 6.3183 | 30
2023-01-14 01:00 | 1:00 | 6.3272 | 30
2023-01-14 01:30 | 1:30 | 6.0107 | 30
2023-01-14 02:00 | 2:00 | 5.7886 | 30
2023-01-14 02:30 | 2:30 | 5.7146 | 30
2023-01-14 03:00 | 3:00 | 5.6912 | 30
2023-01-14 03:30 | 3:30 | 5.4594 | 30
2023-01-14 04:00 | 4:00 | 5.4624 | 30
2023-01-14 04:30 | 4:30 | 5.4549 | 30
2023-01-14 05:00 | 5:00 | 5.562 | 30
2023-01-14 05:30 | 5:30 | 5.3312 | 30
2023-01-14 06:00 | 6:00 | 5.5051 | 30
2023-01-14 06:30 | 6:30 | 5.4693 | 30
2023-01-14 07:00 | 7:00 | 4.6009 | 30
2023-01-14 07:30 | 7:30 | 4.8462 | 30
2023-01-14 08:00 | 8:00 | 4.7639 | 30
2023-01-14 08:30 | 8:30 | 4.6216 | 30
2023-01-14 09:00 | 9:00 | 5.8725 | 30
2023-01-14 09:30 | 9:30 | 2.075 | 30
2023-01-14 10:00 | 10:00 | 1.0333 | 30
2023-01-14 10:30 | 10:30 | 2.0537 | 30
2023-01-14 11:00 | 11:00 | 1.8301 | 30
2023-01-14 11:30 | 11:30 | 2.5022 | 30
2023-01-14 12:00 | 12:00 | 2.2797 | 30
2023-01-14 12:30 | 12:30 | 4.179 | 30
2023-01-14 13:00 | 13:00 | 4.4328 | 30
2023-01-14 13:30 | 13:30 | 4.0094 | 30
2023-01-14 14:00 | 14:00 | 6.622 | 30
2023-01-14 14:30 | 14:30 | 6.0261 | 30
2023-01-14 15:00 | 15:00 | 6.0435 | 30
2023-01-14 15:30 | 15:30 | 6.1459 | 30
2023-01-14 16:00 | 16:00 | 6.5987 | 30
2023-01-14 16:30 | 16:30 | 7.1405 | 30
2023-01-14 17:00 | 17:00 | 8.1221 | 30
2023-01-14 17:30 | 17:30 | 8.9704 | 30
2023-01-14 18:00 | 18:00 | 9.5 | 30
2023-01-14 18:30 | 18:30 | 10.0582 | 30
2023-01-14 19:00 | 19:00 | 10.0826 | 30
2023-01-14 19:30 | 19:30 | 9.8111 | 30
2023-01-14 20:00 | 20:00 | 9.6878 | 30
2023-01-14 20:30 | 20:30 | 9.4125 | 30
2023-01-14 21:00 | 21:00 | 8.7889 | 30
2023-01-14 21:30 | 21:30 | 8.514 | 30
2023-01-14 22:00 | 22:00 | 7.9954 | 30
2023-01-14 22:30 | 22:30 | 7.5079 | 30
2023-01-14 23:00 | 23:00 | 7.4653 | 30
2023-01-14 23:30 | 23:30 | 6.7482 | 30
2023-01-15 | 0:00 | 6.2379 | 30
2023-01-15 00:30 | 0:30 | 6.0377 | 30
2023-01-15 01:00 | 1:00 | 5.7758 | 30
2023-01-15 01:30 | 1:30 | 5.5386 | 30
2023-01-15 02:00 | 2:00 | 5.2871 | 30
2023-01-15 02:30 | 2:30 | 5.2367 | 30
2023-01-15 03:00 | 3:00 | 5.1207 | 30
2023-01-15 03:30 | 3:30 | 5.1179 | 30
2023-01-15 04:00 | 4:00 | 5.063 | 30
2023-01-15 04:30 | 4:30 | 5.0968 | 30
2023-01-15 05:00 | 5:00 | 5.3214 | 30
2023-01-15 05:30 | 5:30 | 5.1467 | 30
2023-01-15 06:00 | 6:00 | 4.745 | 30
2023-01-15 06:30 | 6:30 | 3.375 | 30
2023-01-15 07:00 | 7:00 | 2.5565 | 30
2023-01-15 07:30 | 7:30 | 2.1735 | 30
2023-01-15 08:00 | 8:00 | 3.0889 | 30
2023-01-15 08:30 | 8:30 | 2.0333 | 30
2023-01-15 09:00 | 9:00 | 1.908 | 30
2023-01-15 09:30 | 9:30 | 1.3033 | 30
2023-01-15 10:00 | 10:00 | 1.1972 | 30
2023-01-15 10:30 | 10:30 | 1.1582 | 30
2023-01-15 11:00 | 11:00 | 1.6425 | 30
2023-01-15 11:30 | 11:30 | 0.9409 | 30
2023-01-15 12:00 | 12:00 | 0.99541 | 30
2023-01-15 12:30 | 12:30 | 1.1717 | 30
2023-01-15 13:00 | 13:00 | 1.1885 | 30
2023-01-15 13:30 | 13:30 | 0.91431 | 30
2023-01-15 14:00 | 14:00 | 0.55996 | 30
2023-01-15 14:30 | 14:30 | 0.81699 | 30
2023-01-15 15:00 | 15:00 | 1.79 | 30
2023-01-15 15:30 | 15:30 | 5.5352 | 30
2023-01-15 16:00 | 16:00 | 7.1587 | 30
2023-01-15 16:30 | 16:30 | 7.6165 | 30
2023-01-15 17:00 | 17:00 | 9.2399 | 30
2023-01-15 17:30 | 17:30 | 10.8124 | 30
2023-01-15 18:00 | 18:00 | 11.0603 | 30
2023-01-15 18:30 | 18:30 | 11.3816 | 30
2023-01-15 19:00 | 19:00 | 11.3291 | 30
2023-01-15 19:30 | 19:30 | 11.0988 | 30
2023-01-15 20:00 | 20:00 | 10.6704 | 30
2023-01-15 20:30 | 20:30 | 10.0563 | 30
2023-01-15 21:00 | 21:00 | 9.4173 | 30
2023-01-15 21:30 | 21:30 | 8.8055 | 30
2023-01-15 22:00 | 22:00 | 8.093 | 30
2023-01-15 22:30 | 22:30 | 7.3518 | 30
2023-01-15 23:00 | 23:00 | 7.0925 | 30
2023-01-15 23:30 | 23:30 | 6.6918 | 30
2023-01-16 | 0:00 | 6.2685 | 30
2023-01-16 00:30 | 0:30 | 6.0572 | 30
2023-01-16 01:00 | 1:00 | 5.9033 | 30
2023-01-16 01:30 | 1:30 | 5.7453 | 30
2023-01-16 02:00 | 2:00 | 5.4712 | 30
2023-01-16 02:30 | 2:30 | 5.4044 | 30
2023-01-16 03:00 | 3:00 | 5.3836 | 30
2023-01-16 03:30 | 3:30 | 5.3445 | 30
2023-01-16 04:00 | 4:00 | 5.3761 | 30
2023-01-16 04:30 | 4:30 | 5.5161 | 30
2023-01-16 05:00 | 5:00 | 5.5371 | 30
2023-01-16 05:30 | 5:30 | 5.6496 | 30
2023-01-16 06:00 | 6:00 | 5.589 | 30
2023-01-16 06:30 | 6:30 | 5.8719 | 30
2023-01-16 07:00 | 7:00 | 6.2508 | 30
2023-01-16 07:30 | 7:30 | 5.3102 | 30
2023-01-16 08:00 | 8:00 | 3.8532 | 30
2023-01-16 08:30 | 8:30 | 1.884 | 30
2023-01-16 09:00 | 9:00 | 5.0027 | 30
2023-01-16 09:30 | 9:30 | 5.6548 | 30
2023-01-16 10:00 | 10:00 | 4.6887 | 30
2023-01-16 10:30 | 10:30 | 4.477 | 30
2023-01-16 11:00 | 11:00 | 2.0585 | 30
2023-01-16 11:30 | 11:30 | 2.6982 | 30
2023-01-16 12:00 | 12:00 | 2.2907 | 30
2023-01-16 12:30 | 12:30 | 3.2394 | 30
2023-01-16 13:00 | 13:00 | 2.1761 | 30
2023-01-16 13:30 | 13:30 | 1.5397 | 30
2023-01-16 14:00 | 14:00 | 2.7805 | 30
2023-01-16 14:30 | 14:30 | 4.8645 | 30
2023-01-16 15:00 | 15:00 | 7.0644 | 30
2023-01-16 15:30 | 15:30 | 7.8033 | 30
2023-01-16 16:00 | 16:00 | 8.4497 | 30
2023-01-16 16:30 | 16:30 | 9.131 | 30
2023-01-16 17:00 | 17:00 | 9.6866 | 30
2023-01-16 17:30 | 17:30 | 9.7733 | 30
2023-01-16 18:00 | 18:00 | 10.679 | 30
2023-01-16 18:30 | 18:30 | 10.9741 | 30
2023-01-16 19:00 | 19:00 | 10.991 | 30
2023-01-16 19:30 | 19:30 | 10.8663 | 30
2023-01-16 20:00 | 20:00 | 10.7459 | 30
2023-01-16 20:30 | 20:30 | 10.1981 | 30
2023-01-16 21:00 | 21:00 | 9.6439 | 30
2023-01-16 21:30 | 21:30 | 9.1987 | 30
2023-01-16 22:00 | 22:00 | 8.384 | 30
2023-01-16 22:30 | 22:30 | 7.5547 | 30
2023-01-16 23:00 | 23:00 | 7.4224 | 30
2023-01-16 23:30 | 23:30 | 6.9696 | 30
2023-01-17 | 0:00 | 6.444 | 30
2023-01-17 00:30 | 0:30 | 6.2296 | 30
2023-01-17 01:00 | 1:00 | 6.1524 | 30
2023-01-17 01:30 | 1:30 | 5.9213 | 30
2023-01-17 02:00 | 2:00 | 5.6747 | 30
2023-01-17 02:30 | 2:30 | 5.5283 | 30
2023-01-17 03:00 | 3:00 | 5.5316 | 30
2023-01-17 03:30 | 3:30 | 5.5661 | 30
2023-01-17 04:00 | 4:00 | 5.5469 | 30
2023-01-17 04:30 | 4:30 | 5.7611 | 30
2023-01-17 05:00 | 5:00 | 5.8946 | 30
2023-01-17 05:30 | 5:30 | 6.0063 | 30
2023-01-17 06:00 | 6:00 | 5.5115 | 30
2023-01-17 06:30 | 6:30 | 4.2465 | 30
2023-01-17 07:00 | 7:00 | 4.3357 | 30
2023-01-17 07:30 | 7:30 | 2.5303 | 30
2023-01-17 08:00 | 8:00 | 2.8838 | 30
2023-01-17 08:30 | 8:30 | 2.666 | 30
2023-01-17 09:00 | 9:00 | 1.4942 | 30
2023-01-17 09:30 | 9:30 | 1.2079 | 30
2023-01-17 10:00 | 10:00 | 1.2205 | 30
2023-01-17 10:30 | 10:30 | 1.673 | 30
2023-01-17 11:00 | 11:00 | 0.89259 | 30
2023-01-17 11:30 | 11:30 | 1.0219 | 30
2023-01-17 12:00 | 12:00 | 2.1604 | 30
2023-01-17 12:30 | 12:30 | 0.77026 | 30
2023-01-17 13:00 | 13:00 | 1.2739 | 30
2023-01-17 13:30 | 13:30 | 0.94871 | 30
2023-01-17 14:00 | 14:00 | 2.0733 | 30
2023-01-17 14:30 | 14:30 | 3.7794 | 30
2023-01-17 15:00 | 15:00 | 3.367 | 30
2023-01-17 15:30 | 15:30 | 5.1461 | 30
2023-01-17 16:00 | 16:00 | 6.2829 | 30
2023-01-17 16:30 | 16:30 | 7.7561 | 30
2023-01-17 17:00 | 17:00 | 8.4558 | 30
2023-01-17 17:30 | 17:30 | 10.1471 | 30
2023-01-17 18:00 | 18:00 | 10.9558 | 30
2023-01-17 18:30 | 18:30 | 11.6591 | 30
2023-01-17 19:00 | 19:00 | 11.6573 | 30
2023-01-17 19:30 | 19:30 | 11.2317 | 30
2023-01-17 20:00 | 20:00 | 10.9776 | 30
2023-01-17 20:30 | 20:30 | 10.3724 | 30
2023-01-17 21:00 | 21:00 | 9.6336 | 30
2023-01-17 21:30 | 21:30 | 8.9716 | 30
2023-01-17 22:00 | 22:00 | 8.2201 | 30
2023-01-17 22:30 | 22:30 | 7.4383 | 30
2023-01-17 23:00 | 23:00 | 7.1412 | 30
2023-01-17 23:30 | 23:30 | 6.7325 | 30
2023-01-18 | 0:00 | 6.1652 | 30
2023-01-18 00:30 | 0:30 | 5.9651 | 30
2023-01-18 01:00 | 1:00 | 5.7997 | 30
2023-01-18 01:30 | 1:30 | 5.5577 | 30
2023-01-18 02:00 | 2:00 | 5.3616 | 30
2023-01-18 02:30 | 2:30 | 5.285 | 30
2023-01-18 03:00 | 3:00 | 5.3343 | 30
2023-01-18 03:30 | 3:30 | 5.4318 | 30
2023-01-18 04:00 | 4:00 | 5.542 | 30
2023-01-18 04:30 | 4:30 | 5.5479 | 30
2023-01-18 05:00 | 5:00 | 5.6691 | 30
2023-01-18 05:30 | 5:30 | 5.4835 | 30
2023-01-18 06:00 | 6:00 | 4.5555 | 30
2023-01-18 06:30 | 6:30 | 4.5701 | 30
2023-01-18 07:00 | 7:00 | 4.4405 | 30
2023-01-18 07:30 | 7:30 | 3.6339 | 30
2023-01-18 08:00 | 8:00 | 1.4758 | 30
2023-01-18 08:30 | 8:30 | 0.9341 | 30
2023-01-18 09:00 | 9:00 | 1.1303 | 30
2023-01-18 09:30 | 9:30 | 1.6039 | 30
2023-01-18 10:00 | 10:00 | 1.0684 | 30
2023-01-18 10:30 | 10:30 | 2.4439 | 30
2023-01-18 11:00 | 11:00 | 2.6457 | 30
2023-01-18 11:30 | 11:30 | 0.95078 | 30
2023-01-18 12:00 | 12:00 | 0.92879 | 30
2023-01-18 12:30 | 12:30 | 0.48644 | 30
2023-01-18 13:00 | 13:00 | 0.68765 | 30
2023-01-18 13:30 | 13:30 | 0.84492 | 30
2023-01-18 14:00 | 14:00 | 0.58129 | 30
2023-01-18 14:30 | 14:30 | 0.98364 | 30
2023-01-18 15:00 | 15:00 | 2.3599 | 30
2023-01-18 15:30 | 15:30 | 3.8618 | 30
2023-01-18 16:00 | 16:00 | 5.7273 | 30
2023-01-18 16:30 | 16:30 | 7.3313 | 30
2023-01-18 17:00 | 17:00 | 9.0256 | 30
2023-01-18 17:30 | 17:30 | 10.5664 | 30
2023-01-18 18:00 | 18:00 | 11.5317 | 30
2023-01-18 18:30 | 18:30 | 11.7615 | 30
2023-01-18 19:00 | 19:00 | 11.5864 | 30
2023-01-18 19:30 | 19:30 | 11.0928 | 30
2023-01-18 20:00 | 20:00 | 10.6986 | 30
2023-01-18 20:30 | 20:30 | 10.0544 | 30
2023-01-18 21:00 | 21:00 | 9.3684 | 30
2023-01-18 21:30 | 21:30 | 8.8877 | 30
2023-01-18 22:00 | 22:00 | 8.0391 | 30
2023-01-18 22:30 | 22:30 | 7.3358 | 30
2023-01-18 23:00 | 23:00 | 6.9198 | 30
2023-01-18 23:30 | 23:30 | 6.5473 | 30
2023-01-19 | 0:00 | 6.0432 | 30
2023-01-19 00:30 | 0:30 | 5.7721 | 30
2023-01-19 01:00 | 1:00 | 5.7392 | 30
2023-01-19 01:30 | 1:30 | 5.5131 | 30
2023-01-19 02:00 | 2:00 | 5.3446 | 30
2023-01-19 02:30 | 2:30 | 5.2481 | 30
2023-01-19 03:00 | 3:00 | 5.2392 | 30
2023-01-19 03:30 | 3:30 | 5.1739 | 30
2023-01-19 04:00 | 4:00 | 5.3443 | 30
2023-01-19 04:30 | 4:30 | 5.3898 | 30
2023-01-19 05:00 | 5:00 | 5.5298 | 30
2023-01-19 05:30 | 5:30 | 5.2075 | 30
2023-01-19 06:00 | 6:00 | 4.7666 | 30
2023-01-19 06:30 | 6:30 | 3.9891 | 30
2023-01-19 07:00 | 7:00 | 2.9713 | 30
2023-01-19 07:30 | 7:30 | 1.9478 | 30
2023-01-19 08:00 | 8:00 | 1.0569 | 30
2023-01-19 08:30 | 8:30 | 0.89509 | 30
2023-01-19 09:00 | 9:00 | 1.2323 | 30
2023-01-19 09:30 | 9:30 | 1.9918 | 30
2023-01-19 10:00 | 10:00 | 2.2706 | 30
2023-01-19 10:30 | 10:30 | 2.4978 | 30
2023-01-19 11:00 | 11:00 | 2.4783 | 30
2023-01-19 11:30 | 11:30 | 1.7501 | 30
2023-01-19 12:00 | 12:00 | 0.96158 | 30
2023-01-19 12:30 | 12:30 | 0.60762 | 30
2023-01-19 13:00 | 13:00 | 1.6936 | 30
2023-01-19 13:30 | 13:30 | 0.96727 | 30
2023-01-19 14:00 | 14:00 | 1.5998 | 30
2023-01-19 14:30 | 14:30 | 2.7725 | 30
2023-01-19 15:00 | 15:00 | 4.1311 | 30
2023-01-19 15:30 | 15:30 | 5.868 | 30
2023-01-19 16:00 | 16:00 | 7.7659 | 30
2023-01-19 16:30 | 16:30 | 9.6285 | 30
2023-01-19 17:00 | 17:00 | 11.2974 | 30
2023-01-19 17:30 | 17:30 | 12.8666 | 30
2023-01-19 18:00 | 18:00 | 13.1914 | 30
2023-01-19 18:30 | 18:30 | 13.129 | 30
2023-01-19 19:00 | 19:00 | 13.027 | 30
2023-01-19 19:30 | 19:30 | 12.4591 | 30
2023-01-19 20:00 | 20:00 | 11.918 | 30
2023-01-19 20:30 | 20:30 | 11.369 | 30
2023-01-19 21:00 | 21:00 | 10.631 | 30
2023-01-19 21:30 | 21:30 | 9.8637 | 30
2023-01-19 22:00 | 22:00 | 9.1166 | 30
2023-01-19 22:30 | 22:30 | 8.3255 | 30
2023-01-19 23:00 | 23:00 | 7.969 | 30
2023-01-19 23:30 | 23:30 | 7.3777 | 30
2023-01-20 | 0:00 | 6.7228 | 30
2023-01-20 00:30 | 0:30 | 6.4509 | 30
2023-01-20 01:00 | 1:00 | 6.3475 | 30
2023-01-20 01:30 | 1:30 | 6.0726 | 30
2023-01-20 02:00 | 2:00 | 5.9275 | 30
2023-01-20 02:30 | 2:30 | 5.7383 | 30
2023-01-20 03:00 | 3:00 | 5.6988 | 30
2023-01-20 03:30 | 3:30 | 5.7887 | 30
2023-01-20 04:00 | 4:00 | 5.9297 | 30
2023-01-20 04:30 | 4:30 | 5.932 | 30
2023-01-20 05:00 | 5:00 | 5.9112 | 30
2023-01-20 05:30 | 5:30 | 5.9373 | 30
2023-01-20 06:00 | 6:00 | 6.2161 | 30
2023-01-20 06:30 | 6:30 | 5.7295 | 30
2023-01-20 07:00 | 7:00 | 5.4262 | 30
2023-01-20 07:30 | 7:30 | 4.8618 | 30
2023-01-20 08:00 | 8:00 | 6.1963 | 30
2023-01-20 08:30 | 8:30 | 4.698 | 30
2023-01-20 09:00 | 9:00 | 1.9939 | 30
2023-01-20 09:30 | 9:30 | 0.83769 | 30
2023-01-20 10:00 | 10:00 | 1.1872 | 30
2023-01-20 10:30 | 10:30 | 1.2552 | 30
2023-01-20 11:00 | 11:00 | 1.1194 | 30
2023-01-20 11:30 | 11:30 | 0.60973 | 30
2023-01-20 12:00 | 12:00 | 1.0204 | 30
2023-01-20 12:30 | 12:30 | 0.84094 | 30
2023-01-20 13:00 | 13:00 | 3.1799 | 30
2023-01-20 13:30 | 13:30 | 1.9773 | 30
2023-01-20 14:00 | 14:00 | 3.638 | 30
2023-01-20 14:30 | 14:30 | 6.059 | 30
2023-01-20 15:00 | 15:00 | 4.477 | 30
2023-01-20 15:30 | 15:30 | 5.5399 | 30
2023-01-20 16:00 | 16:00 | 7.2093 | 30
2023-01-20 16:30 | 16:30 | 7.9283 | 30
2023-01-20 17:00 | 17:00 | 8.5999 | 30
2023-01-20 17:30 | 17:30 | 9.2402 | 30
2023-01-20 18:00 | 18:00 | 9.7449 | 30
2023-01-20 18:30 | 18:30 | 10.0512 | 30
2023-01-20 19:00 | 19:00 | 10.1537 | 30
2023-01-20 19:30 | 19:30 | 9.9831 | 30
2023-01-20 20:00 | 20:00 | 9.8033 | 30
2023-01-20 20:30 | 20:30 | 9.6725 | 30
2023-01-20 21:00 | 21:00 | 9.15 | 30
2023-01-20 21:30 | 21:30 | 8.6898 | 30
2023-01-20 22:00 | 22:00 | 7.9927 | 30
2023-01-20 22:30 | 22:30 | 7.4041 | 30
2023-01-20 23:00 | 23:00 | 7.2374 | 30
2023-01-20 23:30 | 23:30 | 6.8213 | 30
2023-01-21 | 0:00 | 6.3908 | 30
2023-01-21 00:30 | 0:30 | 6.161 | 30
2023-01-21 01:00 | 1:00 | 6.0387 | 30
2023-01-21 01:30 | 1:30 | 5.7551 | 30
2023-01-21 02:00 | 2:00 | 5.5567 | 30
2023-01-21 02:30 | 2:30 | 5.488 | 30
2023-01-21 03:00 | 3:00 | 5.4591 | 30
2023-01-21 03:30 | 3:30 | 5.3453 | 30
2023-01-21 04:00 | 4:00 | 5.3262 | 30
2023-01-21 04:30 | 4:30 | 5.2175 | 30
2023-01-21 05:00 | 5:00 | 5.2465 | 30
2023-01-21 05:30 | 5:30 | 4.9913 | 30
2023-01-21 06:00 | 6:00 | 4.2907 | 30
2023-01-21 06:30 | 6:30 | 3.6593 | 30
2023-01-21 07:00 | 7:00 | 2.8728 | 30
2023-01-21 07:30 | 7:30 | 1.9665 | 30
2023-01-21 08:00 | 8:00 | 1.1359 | 30
2023-01-21 08:30 | 8:30 | 1.2006 | 30
2023-01-21 09:00 | 9:00 | 1.7052 | 30
2023-01-21 09:30 | 9:30 | 2.3839 | 30
2023-01-21 10:00 | 10:00 | 2.7645 | 30
2023-01-21 10:30 | 10:30 | 1.9788 | 30
2023-01-21 11:00 | 11:00 | 0.7585 | 30
2023-01-21 11:30 | 11:30 | 1.408 | 30
2023-01-21 12:00 | 12:00 | 0.96542 | 30
2023-01-21 12:30 | 12:30 | 0.72235 | 30
2023-01-21 13:00 | 13:00 | 3.0889 | 30
2023-01-21 13:30 | 13:30 | 2.9587 | 30
2023-01-21 14:00 | 14:00 | 3.3878 | 30
2023-01-21 14:30 | 14:30 | 2.9686 | 30
2023-01-21 15:00 | 15:00 | 2.379 | 30
2023-01-21 15:30 | 15:30 | 3.8126 | 30
2023-01-21 16:00 | 16:00 | 5.6091 | 30
2023-01-21 16:30 | 16:30 | 6.9687 | 30
2023-01-21 17:00 | 17:00 | 8.5606 | 30
2023-01-21 17:30 | 17:30 | 10.1 | 30
2023-01-21 18:00 | 18:00 | 10.7638 | 30
2023-01-21 18:30 | 18:30 | 11.001 | 30
2023-01-21 19:00 | 19:00 | 10.8661 | 30
2023-01-21 19:30 | 19:30 | 10.4238 | 30
2023-01-21 20:00 | 20:00 | 10.0582 | 30
2023-01-21 20:30 | 20:30 | 9.72 | 30
2023-01-21 21:00 | 21:00 | 9.1529 | 30
2023-01-21 21:30 | 21:30 | 8.668 | 30
2023-01-21 22:00 | 22:00 | 7.9891 | 30
2023-01-21 22:30 | 22:30 | 7.1552 | 30
2023-01-21 23:00 | 23:00 | 7.1932 | 30
2023-01-21 23:30 | 23:30 | 6.9265 | 30
2023-01-22 | 0:00 | 6.3732 | 30
2023-01-22 00:30 | 0:30 | 6.0112 | 30
2023-01-22 01:00 | 1:00 | 5.8946 | 30
2023-01-22 01:30 | 1:30 | 5.8196 | 30
2023-01-22 02:00 | 2:00 | 5.5481 | 30
2023-01-22 02:30 | 2:30 | 5.4494 | 30
2023-01-22 03:00 | 3:00 | 5.2863 | 30
2023-01-22 03:30 | 3:30 | 5.2095 | 30
2023-01-22 04:00 | 4:00 | 5.1411 | 30
2023-01-22 04:30 | 4:30 | 5.1806 | 30
2023-01-22 05:00 | 5:00 | 5.13 | 30
2023-01-22 05:30 | 5:30 | 5.0282 | 30
2023-01-22 06:00 | 6:00 | 4.2287 | 30
2023-01-22 06:30 | 6:30 | 3.0336 | 30
2023-01-22 07:00 | 7:00 | 2.3 | 30
2023-01-22 07:30 | 7:30 | 1.6996 | 30
2023-01-22 08:00 | 8:00 | 1.2062 | 30
2023-01-22 08:30 | 8:30 | 1.1851 | 30
2023-01-22 09:00 | 9:00 | 1.0903 | 30
2023-01-22 09:30 | 9:30 | 0.93851 | 30
2023-01-22 10:00 | 10:00 | 0.89989 | 30
2023-01-22 10:30 | 10:30 | 1.0174 | 30
2023-01-22 11:00 | 11:00 | 1.0518 | 30
2023-01-22 11:30 | 11:30 | 0.75162 | 30
2023-01-22 12:00 | 12:00 | 0.78004 | 30
2023-01-22 12:30 | 12:30 | 0.61828 | 30
2023-01-22 13:00 | 13:00 | 1.2758 | 30
2023-01-22 13:30 | 13:30 | 1.2853 | 30
2023-01-22 14:00 | 14:00 | 3.2344 | 30
2023-01-22 14:30 | 14:30 | 6.8487 | 30
2023-01-22 15:00 | 15:00 | 5.9749 | 30
2023-01-22 15:30 | 15:30 | 5.8879 | 30
2023-01-22 16:00 | 16:00 | 6.6657 | 30
2023-01-22 16:30 | 16:30 | 9.1288 | 30
2023-01-22 17:00 | 17:00 | 10.1532 | 30
2023-01-22 17:30 | 17:30 | 11.6772 | 30
2023-01-22 18:00 | 18:00 | 12.4739 | 30
2023-01-22 18:30 | 18:30 | 12.4573 | 30
2023-01-22 19:00 | 19:00 | 12.1664 | 30
2023-01-22 19:30 | 19:30 | 11.5139 | 30
2023-01-22 20:00 | 20:00 | 11.2531 | 30
2023-01-22 20:30 | 20:30 | 10.628 | 30
2023-01-22 21:00 | 21:00 | 9.7925 | 30
2023-01-22 21:30 | 21:30 | 8.9972 | 30
2023-01-22 22:00 | 22:00 | 8.1878 | 30
2023-01-22 22:30 | 22:30 | 7.4203 | 30
2023-01-22 23:00 | 23:00 | 7.156 | 30
2023-01-22 23:30 | 23:30 | 6.808 | 30
2023-01-23 | 0:00 | 6.243 | 30
2023-01-23 00:30 | 0:30 | 5.9712 | 30
2023-01-23 01:00 | 1:00 | 5.8542 | 30
2023-01-23 01:30 | 1:30 | 5.7161 | 30
2023-01-23 02:00 | 2:00 | 5.5085 | 30
2023-01-23 02:30 | 2:30 | 5.4474 | 30
2023-01-23 03:00 | 3:00 | 5.3259 | 30
2023-01-23 03:30 | 3:30 | 5.425 | 30
2023-01-23 04:00 | 4:00 | 5.5259 | 30
2023-01-23 04:30 | 4:30 | 5.625 | 30
2023-01-23 05:00 | 5:00 | 5.6815 | 30
2023-01-23 05:30 | 5:30 | 5.6671 | 30
2023-01-23 06:00 | 6:00 | 5.3176 | 30
2023-01-23 06:30 | 6:30 | 4.5218 | 30
2023-01-23 07:00 | 7:00 | 3.7034 | 30
2023-01-23 07:30 | 7:30 | 2.6891 | 30
2023-01-23 08:00 | 8:00 | 1.8037 | 30
2023-01-23 08:30 | 8:30 | 1.7793 | 30
2023-01-23 09:00 | 9:00 | 2.3514 | 30
2023-01-23 09:30 | 9:30 | 1.5818 | 30
2023-01-23 10:00 | 10:00 | 1.5829 | 30
2023-01-23 10:30 | 10:30 | 1.8579 | 30
2023-01-23 11:00 | 11:00 | 0.41096 | 30
2023-01-23 11:30 | 11:30 | 1.6828 | 30
2023-01-23 12:00 | 12:00 | 2.06 | 30
2023-01-23 12:30 | 12:30 | 1.9638 | 30
2023-01-23 13:00 | 13:00 | 2.0843 | 30
2023-01-23 13:30 | 13:30 | 3.1129 | 30
2023-01-23 14:00 | 14:00 | 2.6348 | 30
2023-01-23 14:30 | 14:30 | 3.5621 | 30
2023-01-23 15:00 | 15:00 | 5.8805 | 30
2023-01-23 15:30 | 15:30 | 6.6638 | 30
2023-01-23 16:00 | 16:00 | 8.6311 | 30
2023-01-23 16:30 | 16:30 | 10.4364 | 30
2023-01-23 17:00 | 17:00 | 13.1427 | 30
2023-01-23 17:30 | 17:30 | 13.4721 | 30
2023-01-23 18:00 | 18:00 | 13.6499 | 30
2023-01-23 18:30 | 18:30 | 13.6093 | 30
2023-01-23 19:00 | 19:00 | 13.2775 | 30
2023-01-23 19:30 | 19:30 | 12.6287 | 30
2023-01-23 20:00 | 20:00 | 12.0396 | 30
2023-01-23 20:30 | 20:30 | 11.2807 | 30
2023-01-23 21:00 | 21:00 | 10.3917 | 30
2023-01-23 21:30 | 21:30 | 9.5959 | 30
2023-01-23 22:00 | 22:00 | 8.6286 | 30
2023-01-23 22:30 | 22:30 | 7.8308 | 30
2023-01-23 23:00 | 23:00 | 7.5878 | 30
2023-01-23 23:30 | 23:30 | 7.1362 | 30
2023-01-24 | 0:00 | 6.6975 | 30
2023-01-24 00:30 | 0:30 | 6.5997 | 30
2023-01-24 01:00 | 1:00 | 6.5381 | 30
2023-01-24 01:30 | 1:30 | 6.2399 | 30
2023-01-24 02:00 | 2:00 | 6.0308 | 30
2023-01-24 02:30 | 2:30 | 5.9038 | 30
2023-01-24 03:00 | 3:00 | 5.8019 | 30
2023-01-24 03:30 | 3:30 | 5.8738 | 30
2023-01-24 04:00 | 4:00 | 5.925 | 30
2023-01-24 04:30 | 4:30 | 6.0037 | 30
2023-01-24 05:00 | 5:00 | 6.0423 | 30
2023-01-24 05:30 | 5:30 | 5.9427 | 30
2023-01-24 06:00 | 6:00 | 6.0593 | 30
2023-01-24 06:30 | 6:30 | 5.7725 | 30
2023-01-24 07:00 | 7:00 | 6.5129 | 30
2023-01-24 07:30 | 7:30 | 6.6751 | 30
2023-01-24 08:00 | 8:00 | 5.1012 | 30
2023-01-24 08:30 | 8:30 | 3.8572 | 30
2023-01-24 09:00 | 9:00 | 4.3458 | 30
2023-01-24 09:30 | 9:30 | 3.651 | 30
2023-01-24 10:00 | 10:00 | 2.1498 | 30
2023-01-24 10:30 | 10:30 | 3.4119 | 30
2023-01-24 11:00 | 11:00 | 3.1285 | 30
2023-01-24 11:30 | 11:30 | 1.0781 | 30
2023-01-24 12:00 | 12:00 | 1.6041 | 30
2023-01-24 12:30 | 12:30 | 2.5228 | 30
2023-01-24 13:00 | 13:00 | 3.1477 | 30
2023-01-24 13:30 | 13:30 | 5.4353 | 30
2023-01-24 14:00 | 14:00 | 5.349 | 30
2023-01-24 14:30 | 14:30 | 4.6119 | 30
2023-01-24 15:00 | 15:00 | 8.2239 | 30
2023-01-24 15:30 | 15:30 | 13.2304 | 30
2023-01-24 16:00 | 16:00 | 13.5186 | 30
2023-01-24 16:30 | 16:30 | 12.6432 | 30
2023-01-24 17:00 | 17:00 | 13.7666 | 30
2023-01-24 17:30 | 17:30 | 14.1887 | 30
2023-01-24 18:00 | 18:00 | 13.8305 | 30
2023-01-24 18:30 | 18:30 | 13.1299 | 30
2023-01-24 19:00 | 19:00 | 12.2551 | 30
2023-01-24 19:30 | 19:30 | 11.4109 | 30
2023-01-24 20:00 | 20:00 | 10.9401 | 30
2023-01-24 20:30 | 20:30 | 10.2382 | 30
2023-01-24 21:00 | 21:00 | 9.5071 | 30
2023-01-24 21:30 | 21:30 | 8.824 | 30
2023-01-24 22:00 | 22:00 | 8.1248 | 30
2023-01-24 22:30 | 22:30 | 7.4955 | 30
2023-01-24 23:00 | 23:00 | 7.2268 | 30
2023-01-24 23:30 | 23:30 | 6.825 | 30
2023-01-25 | 0:00 | 6.405 | 30
2023-01-25 00:30 | 0:30 | 6.1732 | 30
2023-01-25 01:00 | 1:00 | 6.2139 | 30
2023-01-25 01:30 | 1:30 | 5.9017 | 30
2023-01-25 02:00 | 2:00 | 5.715 | 30
2023-01-25 02:30 | 2:30 | 5.5584 | 30
2023-01-25 03:00 | 3:00 | 5.5584 | 30
2023-01-25 03:30 | 3:30 | 5.4993 | 30
2023-01-25 04:00 | 4:00 | 5.6362 | 30
2023-01-25 04:30 | 4:30 | 5.6513 | 30
2023-01-25 05:00 | 5:00 | 5.8526 | 30
2023-01-25 05:30 | 5:30 | 5.6871 | 30
2023-01-25 06:00 | 6:00 | 5.4411 | 30
2023-01-25 06:30 | 6:30 | 5.0949 | 30
2023-01-25 07:00 | 7:00 | 4.8315 | 30
2023-01-25 07:30 | 7:30 | 2.7298 | 30
2023-01-25 08:00 | 8:00 | 2.9441 | 30
2023-01-25 08:30 | 8:30 | 1.8997 | 30
2023-01-25 09:00 | 9:00 | 2.6904 | 30
2023-01-25 09:30 | 9:30 | 3.0886 | 30
2023-01-25 10:00 | 10:00 | 2.8939 | 30
2023-01-25 10:30 | 10:30 | 3.111 | 30
2023-01-25 11:00 | 11:00 | 4.2033 | 30
2023-01-25 11:30 | 11:30 | 3.6618 | 30
2023-01-25 12:00 | 12:00 | 2.4956 | 30
2023-01-25 12:30 | 12:30 | 3.7726 | 30
2023-01-25 13:00 | 13:00 | 2.5082 | 30
2023-01-25 13:30 | 13:30 | 3.2361 | 30
2023-01-25 14:00 | 14:00 | 6.1175 | 30
2023-01-25 14:30 | 14:30 | 6.2489 | 30
2023-01-25 15:00 | 15:00 | 7.3126 | 30
2023-01-25 15:30 | 15:30 | 9.9186 | 30
2023-01-25 16:00 | 16:00 | 11.7126 | 30
2023-01-25 16:30 | 16:30 | 15.5128 | 30
2023-01-25 17:00 | 17:00 | 16.5652 | 30
2023-01-25 17:30 | 17:30 | 16.6955 | 30
2023-01-25 18:00 | 18:00 | 16.4534 | 30
2023-01-25 18:30 | 18:30 | 16.4599 | 30
2023-01-25 19:00 | 19:00 | 16.0481 | 30
2023-01-25 19:30 | 19:30 | 15.3212 | 30
2023-01-25 20:00 | 20:00 | 14.2747 | 30
2023-01-25 20:30 | 20:30 | 13.3775 | 30
2023-01-25 21:00 | 21:00 | 12.2835 | 30
2023-01-25 21:30 | 21:30 | 11.3374 | 30
2023-01-25 22:00 | 22:00 | 9.9989 | 30
2023-01-25 22:30 | 22:30 | 9.1053 | 30
2023-01-25 23:00 | 23:00 | 8.7284 | 30
2023-01-25 23:30 | 23:30 | 8.1857 | 30
2023-01-26 | 0:00 | 7.5088 | 30
2023-01-26 00:30 | 0:30 | 7.2503 | 30
2023-01-26 01:00 | 1:00 | 7.0615 | 30
2023-01-26 01:30 | 1:30 | 6.6834 | 30
2023-01-26 02:00 | 2:00 | 6.4211 | 30
2023-01-26 02:30 | 2:30 | 6.2168 | 30
2023-01-26 03:00 | 3:00 | 6.1188 | 30
2023-01-26 03:30 | 3:30 | 6.0852 | 30
2023-01-26 04:00 | 4:00 | 6.0912 | 30
2023-01-26 04:30 | 4:30 | 6.0774 | 30
2023-01-26 05:00 | 5:00 | 5.9658 | 30
2023-01-26 05:30 | 5:30 | 5.9067 | 30
2023-01-26 06:00 | 6:00 | 5.5566 | 30
2023-01-26 06:30 | 6:30 | 5.1909 | 30
2023-01-26 07:00 | 7:00 | 4.5327 | 30
2023-01-26 07:30 | 7:30 | 3.3683 | 30
2023-01-26 08:00 | 8:00 | 2.7462 | 30
2023-01-26 08:30 | 8:30 | 2.3028 | 30
2023-01-26 09:00 | 9:00 | 1.9277 | 30
2023-01-26 09:30 | 9:30 | 2.243 | 30
2023-01-26 10:00 | 10:00 | 1.9564 | 30
2023-01-26 10:30 | 10:30 | 2.4368 | 30
2023-01-26 11:00 | 11:00 | 3.1836 | 30
2023-01-26 11:30 | 11:30 | 3.9874 | 30
2023-01-26 12:00 | 12:00 | 4.9753 | 30
2023-01-26 12:30 | 12:30 | 7.1436 | 30
2023-01-26 13:00 | 13:00 | 7.088 | 30
2023-01-26 13:30 | 13:30 | 8.3652 | 30
2023-01-26 14:00 | 14:00 | 8.3191 | 30
2023-01-26 14:30 | 14:30 | 8.2879 | 30
2023-01-26 15:00 | 15:00 | 10.279 | 30
2023-01-26 15:30 | 15:30 | 11.8073 | 30
2023-01-26 16:00 | 16:00 | 13.4029 | 30
2023-01-26 16:30 | 16:30 | 15.943 | 30
2023-01-26 17:00 | 17:00 | 16.5859 | 30
2023-01-26 17:30 | 17:30 | 17.4895 | 30
2023-01-26 18:00 | 18:00 | 17.5055 | 30
2023-01-26 18:30 | 18:30 | 16.975 | 30
2023-01-26 19:00 | 19:00 | 16.4798 | 30
2023-01-26 19:30 | 19:30 | 15.5795 | 30
2023-01-26 20:00 | 20:00 | 14.7948 | 30
2023-01-26 20:30 | 20:30 | 13.7602 | 30
2023-01-26 21:00 | 21:00 | 12.892 | 30
2023-01-26 21:30 | 21:30 | 11.8123 | 30
2023-01-26 22:00 | 22:00 | 10.6854 | 30
2023-01-26 22:30 | 22:30 | 9.6772 | 30
2023-01-26 23:00 | 23:00 | 9.1376 | 30
2023-01-26 23:30 | 23:30 | 8.6376 | 30
2023-01-27 | 0:00 | 7.9578 | 30
2023-01-27 00:30 | 0:30 | 7.73 | 30
2023-01-27 01:00 | 1:00 | 7.5745 | 30
2023-01-27 01:30 | 1:30 | 7.2832 | 30
2023-01-27 02:00 | 2:00 | 7.0187 | 30
2023-01-27 02:30 | 2:30 | 6.8609 | 30
2023-01-27 03:00 | 3:00 | 6.7238 | 30
2023-01-27 03:30 | 3:30 | 6.7991 | 30
2023-01-27 04:00 | 4:00 | 6.7992 | 30
2023-01-27 04:30 | 4:30 | 6.7992 | 30
2023-01-27 05:00 | 5:00 | 6.8782 | 30
2023-01-27 05:30 | 5:30 | 6.8793 | 30
2023-01-27 06:00 | 6:00 | 7.1881 | 30
2023-01-27 06:30 | 6:30 | 7.2645 | 30
2023-01-27 07:00 | 7:00 | 7.3738 | 30
2023-01-27 07:30 | 7:30 | 6.5386 | 30
2023-01-27 08:00 | 8:00 | 4.1887 | 30
2023-01-27 08:30 | 8:30 | 5.0263 | 30
2023-01-27 09:00 | 9:00 | 5.3052 | 30
2023-01-27 09:30 | 9:30 | 5.1686 | 30
2023-01-27 10:00 | 10:00 | 5.4849 | 30
2023-01-27 10:30 | 10:30 | 6.6975 | 30
2023-01-27 11:00 | 11:00 | 5.1904 | 30
2023-01-27 11:30 | 11:30 | 4.7554 | 30
2023-01-27 12:00 | 12:00 | 4.2556 | 30
2023-01-27 12:30 | 12:30 | 5.5847 | 30
2023-01-27 13:00 | 13:00 | 5.9104 | 30
2023-01-27 13:30 | 13:30 | 9.1233 | 30
2023-01-27 14:00 | 14:00 | 9.8666 | 30
2023-01-27 14:30 | 14:30 | 9.1468 | 30
2023-01-27 15:00 | 15:00 | 9.2843 | 30
2023-01-27 15:30 | 15:30 | 10.4446 | 30
2023-01-27 16:00 | 16:00 | 10.7247 | 30
2023-01-27 16:30 | 16:30 | 11.7836 | 30
2023-01-27 17:00 | 17:00 | 12.5608 | 30
2023-01-27 17:30 | 17:30 | 12.5527 | 30
2023-01-27 18:00 | 18:00 | 13.2067 | 30
2023-01-27 18:30 | 18:30 | 13.471 | 30
2023-01-27 19:00 | 19:00 | 13.569 | 30
2023-01-27 19:30 | 19:30 | 13.0239 | 30
2023-01-27 20:00 | 20:00 | 12.653 | 30
2023-01-27 20:30 | 20:30 | 12.0319 | 30
2023-01-27 21:00 | 21:00 | 11.3558 | 30
2023-01-27 21:30 | 21:30 | 10.6523 | 30
2023-01-27 22:00 | 22:00 | 9.8974 | 30
2023-01-27 22:30 | 22:30 | 9.0985 | 30
2023-01-27 23:00 | 23:00 | 8.8434 | 30
2023-01-27 23:30 | 23:30 | 8.3117 | 30
2023-01-28 | 0:00 | 7.7403 | 30
2023-01-28 00:30 | 0:30 | 7.5869 | 30
2023-01-28 01:00 | 1:00 | 7.4956 | 30
2023-01-28 01:30 | 1:30 | 7.1194 | 30
2023-01-28 02:00 | 2:00 | 6.8385 | 30
2023-01-28 02:30 | 2:30 | 6.6527 | 30
2023-01-28 03:00 | 3:00 | 6.5168 | 30
2023-01-28 03:30 | 3:30 | 6.446 | 30
2023-01-28 04:00 | 4:00 | 5.9953 | 30
2023-01-28 04:30 | 4:30 | 5.7251 | 30
2023-01-28 05:00 | 5:00 | 5.6984 | 30
2023-01-28 05:30 | 5:30 | 5.6603 | 30
2023-01-28 06:00 | 6:00 | 5.0452 | 30
2023-01-28 06:30 | 6:30 | 4.3191 | 30
2023-01-28 07:00 | 7:00 | 3.7041 | 30
2023-01-28 07:30 | 7:30 | 2.9324 | 30
2023-01-28 08:00 | 8:00 | 2.284 | 30
2023-01-28 08:30 | 8:30 | 1.8179 | 30
2023-01-28 09:00 | 9:00 | 1.8681 | 30
2023-01-28 09:30 | 9:30 | 2.9051 | 30
2023-01-28 10:00 | 10:00 | 3.0364 | 30
2023-01-28 10:30 | 10:30 | 3.8815 | 30
2023-01-28 11:00 | 11:00 | 4.1124 | 30
2023-01-28 11:30 | 11:30 | 3.7327 | 30
2023-01-28 12:00 | 12:00 | 6.843 | 30
2023-01-28 12:30 | 12:30 | 12.5517 | 30
2023-01-28 13:00 | 13:00 | 10.4897 | 30
2023-01-28 13:30 | 13:30 | 7.874 | 30
2023-01-28 14:00 | 14:00 | 8.1518 | 30
2023-01-28 14:30 | 14:30 | 3.2953 | 30
2023-01-28 15:00 | 15:00 | 1.6906 | 30
2023-01-28 15:30 | 15:30 | 4.0383 | 30
2023-01-28 16:00 | 16:00 | 6.2623 | 30
2023-01-28 16:30 | 16:30 | 9.4393 | 30
2023-01-28 17:00 | 17:00 | 11.9513 | 30
2023-01-28 17:30 | 17:30 | 12.7856 | 30
2023-01-28 18:00 | 18:00 | 13.5431 | 30
2023-01-28 18:30 | 18:30 | 13.6823 | 30
2023-01-28 19:00 | 19:00 | 13.5354 | 30
2023-01-28 19:30 | 19:30 | 12.9465 | 30
2023-01-28 20:00 | 20:00 | 12.2155 | 30
2023-01-28 20:30 | 20:30 | 11.3416 | 30
2023-01-28 21:00 | 21:00 | 10.6447 | 30
2023-01-28 21:30 | 21:30 | 9.97 | 30
2023-01-28 22:00 | 22:00 | 9.3247 | 30
2023-01-28 22:30 | 22:30 | 8.6688 | 30
2023-01-28 23:00 | 23:00 | 8.4089 | 30
2023-01-28 23:30 | 23:30 | 7.9058 | 30
2023-01-29 | 0:00 | 7.3073 | 30
2023-01-29 00:30 | 0:30 | 6.9781 | 30
2023-01-29 01:00 | 1:00 | 6.7861 | 30
2023-01-29 01:30 | 1:30 | 6.4728 | 30
2023-01-29 02:00 | 2:00 | 6.1847 | 30
2023-01-29 02:30 | 2:30 | 6.0201 | 30
2023-01-29 03:00 | 3:00 | 5.9482 | 30
2023-01-29 03:30 | 3:30 | 5.8352 | 30
2023-01-29 04:00 | 4:00 | 5.7993 | 30
2023-01-29 04:30 | 4:30 | 5.7241 | 30
2023-01-29 05:00 | 5:00 | 5.7047 | 30
2023-01-29 05:30 | 5:30 | 5.6855 | 30
2023-01-29 06:00 | 6:00 | 5.3163 | 30
2023-01-29 06:30 | 6:30 | 4.5569 | 30
2023-01-29 07:00 | 7:00 | 3.8469 | 30
2023-01-29 07:30 | 7:30 | 3.1377 | 30
2023-01-29 08:00 | 8:00 | 2.447 | 30
2023-01-29 08:30 | 8:30 | 4.0165 | 30
2023-01-29 09:00 | 9:00 | 2.0891 | 30
2023-01-29 09:30 | 9:30 | 1.8775 | 30
2023-01-29 10:00 | 10:00 | 3.4541 | 30
2023-01-29 10:30 | 10:30 | 3.8217 | 30
2023-01-29 11:00 | 11:00 | 2.8258 | 30
2023-01-29 11:30 | 11:30 | 4.4722 | 30
2023-01-29 12:00 | 12:00 | 6.6016 | 30
2023-01-29 12:30 | 12:30 | 8.2282 | 30
2023-01-29 13:00 | 13:00 | 9.0004 | 30
2023-01-29 13:30 | 13:30 | 9.4724 | 30
2023-01-29 14:00 | 14:00 | 8.7139 | 30
2023-01-29 14:30 | 14:30 | 12.0874 | 30
2023-01-29 15:00 | 15:00 | 13.3297 | 30
2023-01-29 15:30 | 15:30 | 13.2239 | 30
2023-01-29 16:00 | 16:00 | 14.8834 | 30
2023-01-29 16:30 | 16:30 | 15.192 | 30
2023-01-29 17:00 | 17:00 | 14.8775 | 30
2023-01-29 17:30 | 17:30 | 14.9126 | 30
2023-01-29 18:00 | 18:00 | 14.7309 | 30
2023-01-29 18:30 | 18:30 | 14.8983 | 30
2023-01-29 19:00 | 19:00 | 14.6251 | 30
2023-01-29 19:30 | 19:30 | 13.9081 | 30
2023-01-29 20:00 | 20:00 | 13.1483 | 30
2023-01-29 20:30 | 20:30 | 12.0659 | 30
2023-01-29 21:00 | 21:00 | 11.1964 | 30
2023-01-29 21:30 | 21:30 | 10.1182 | 30
2023-01-29 22:00 | 22:00 | 9.1439 | 30
2023-01-29 22:30 | 22:30 | 8.3134 | 30
2023-01-29 23:00 | 23:00 | 8.0184 | 30
2023-01-29 23:30 | 23:30 | 7.5307 | 30
2023-01-30 | 0:00 | 7.0711 | 30
2023-01-30 00:30 | 0:30 | 6.7788 | 30
2023-01-30 01:00 | 1:00 | 6.705 | 30
2023-01-30 01:30 | 1:30 | 6.5392 | 30
2023-01-30 02:00 | 2:00 | 6.3936 | 30
2023-01-30 02:30 | 2:30 | 6.4523 | 30
2023-01-30 03:00 | 3:00 | 6.3827 | 30
2023-01-30 03:30 | 3:30 | 6.351 | 30
2023-01-30 04:00 | 4:00 | 6.597 | 30
2023-01-30 04:30 | 4:30 | 6.7747 | 30
2023-01-30 05:00 | 5:00 | 6.7997 | 30
2023-01-30 05:30 | 5:30 | 6.8223 | 30
2023-01-30 06:00 | 6:00 | 6.0679 | 30
2023-01-30 06:30 | 6:30 | 7.194 | 30
2023-01-30 07:00 | 7:00 | 8.2604 | 30
2023-01-30 07:30 | 7:30 | 5.181 | 30
2023-01-30 08:00 | 8:00 | 2.3718 | 30
2023-01-30 08:30 | 8:30 | 2.3006 | 30
2023-01-30 09:00 | 9:00 | 2.1112 | 30
2023-01-30 09:30 | 9:30 | 3.3203 | 30
2023-01-30 10:00 | 10:00 | 2.69 | 30
2023-01-30 10:30 | 10:30 | 2.8553 | 30
2023-01-30 11:00 | 11:00 | 0.55823 | 30
2023-01-30 11:30 | 11:30 | 3.0112 | 30
2023-01-30 12:00 | 12:00 | 6.1786 | 30
2023-01-30 12:30 | 12:30 | 7.6087 | 30
2023-01-30 13:00 | 13:00 | 10.2833 | 30
2023-01-30 13:30 | 13:30 | 6.6666 | 30
2023-01-30 14:00 | 14:00 | 7.9085 | 30
2023-01-30 14:30 | 14:30 | 8.6822 | 30
2023-01-30 15:00 | 15:00 | 11.9214 | 30
2023-01-30 15:30 | 15:30 | 10.6781 | 30
2023-01-30 16:00 | 16:00 | 10.9466 | 30
2023-01-30 16:30 | 16:30 | 13.1894 | 30
2023-01-30 17:00 | 17:00 | 13.6323 | 30
2023-01-30 17:30 | 17:30 | 14.698 | 30
2023-01-30 18:00 | 18:00 | 15.6266 | 30
2023-01-30 18:30 | 18:30 | 15.4448 | 30
2023-01-30 19:00 | 19:00 | 15.0113 | 30
2023-01-30 19:30 | 19:30 | 14.2579 | 30
2023-01-30 20:00 | 20:00 | 13.425 | 30
2023-01-30 20:30 | 20:30 | 12.5824 | 30
2023-01-30 21:00 | 21:00 | 11.6523 | 30
2023-01-30 21:30 | 21:30 | 10.8769 | 30
2023-01-30 22:00 | 22:00 | 9.7642 | 30
2023-01-30 22:30 | 22:30 | 8.7823 | 30
2023-01-30 23:00 | 23:00 | 8.4527 | 30
2023-01-30 23:30 | 23:30 | 7.8981 | 30
2023-01-31 | 0:00 | 7.3691 | 30
2023-01-31 00:30 | 0:30 | 7.0566 | 30
2023-01-31 01:00 | 1:00 | 7.0396 | 30
2023-01-31 01:30 | 1:30 | 6.8646 | 30
2023-01-31 02:00 | 2:00 | 6.6955 | 30
2023-01-31 02:30 | 2:30 | 6.5387 | 30
2023-01-31 03:00 | 3:00 | 6.4628 | 30
2023-01-31 03:30 | 3:30 | 6.3977 | 30
2023-01-31 04:00 | 4:00 | 6.3923 | 30
2023-01-31 04:30 | 4:30 | 6.6024 | 30
2023-01-31 05:00 | 5:00 | 6.6623 | 30
2023-01-31 05:30 | 5:30 | 6.8156 | 30
2023-01-31 06:00 | 6:00 | 6.9364 | 30
2023-01-31 06:30 | 6:30 | 6.3755 | 30
2023-01-31 07:00 | 7:00 | 6.2988 | 30
2023-01-31 07:30 | 7:30 | 5.7501 | 30
2023-01-31 08:00 | 8:00 | 3.3467 | 30
2023-01-31 08:30 | 8:30 | 3.2164 | 30
2023-01-31 09:00 | 9:00 | 3.5534 | 30
2023-01-31 09:30 | 9:30 | 2.4493 | 30
2023-01-31 10:00 | 10:00 | 2.7275 | 30
2023-01-31 10:30 | 10:30 | 3.3417 | 30
2023-01-31 11:00 | 11:00 | 3.5171 | 30
2023-01-31 11:30 | 11:30 | 3.1304 | 30
2023-01-31 12:00 | 12:00 | 3.0436 | 30
2023-01-31 12:30 | 12:30 | 4.5535 | 30
2023-01-31 13:00 | 13:00 | 6.6552 | 30
2023-01-31 13:30 | 13:30 | 7.499 | 30
2023-01-31 14:00 | 14:00 | 9.1088 | 30
2023-01-31 14:30 | 14:30 | 10.7488 | 30
2023-01-31 15:00 | 15:00 | 11.8062 | 30
2023-01-31 15:30 | 15:30 | 11.7554 | 30
2023-01-31 16:00 | 16:00 | 15.1907 | 30
2023-01-31 16:30 | 16:30 | 13.1824 | 30
2023-01-31 17:00 | 17:00 | 13.8495 | 30
2023-01-31 17:30 | 17:30 | 15.6989 | 30
2023-01-31 18:00 | 18:00 | 16.0721 | 30
2023-01-31 18:30 | 18:30 | 16.344 | 30
2023-01-31 19:00 | 19:00 | 16.1012 | 30
2023-01-31 19:30 | 19:30 | 15.1903 | 30
2023-01-31 20:00 | 20:00 | 14.6031 | 30
2023-01-31 20:30 | 20:30 | 13.6448 | 30
2023-01-31 21:00 | 21:00 | 12.4578 | 30
2023-01-31 21:30 | 21:30 | 11.5201 | 30
2023-01-31 22:00 | 22:00 | 10.4665 | 30
2023-01-31 22:30 | 22:30 | 9.6295 | 30
2023-01-31 23:00 | 23:00 | 9.3154 | 30
2023-01-31 23:30 | 23:30 | 8.7755 | 30
2023-02-01 | 0:00 | 7.8821 | 30
2023-02-01 00:30 | 0:30 | 7.5012 | 30
2023-02-01 01:00 | 1:00 | 7.3134 | 30
2023-02-01 01:30 | 1:30 | 7.1564 | 30
2023-02-01 02:00 | 2:00 | 6.8215 | 30
2023-02-01 02:30 | 2:30 | 6.664 | 30
2023-02-01 03:00 | 3:00 | 6.4311 | 30
2023-02-01 03:30 | 3:30 | 6.4354 | 30
2023-02-01 04:00 | 4:00 | 6.5906 | 30
2023-02-01 04:30 | 4:30 | 6.9428 | 30
2023-02-01 05:00 | 5:00 | 7.0803 | 30
2023-02-01 05:30 | 5:30 | 7.1005 | 30
2023-02-01 06:00 | 6:00 | 6.9115 | 30
2023-02-01 06:30 | 6:30 | 6.682 | 30
2023-02-01 07:00 | 7:00 | 6.1747 | 30
2023-02-01 07:30 | 7:30 | 5.2858 | 30
2023-02-01 08:00 | 8:00 | 3.9281 | 30
2023-02-01 08:30 | 8:30 | 3.4318 | 30
2023-02-01 09:00 | 9:00 | 3.967 | 30
2023-02-01 09:30 | 9:30 | 3.9212 | 30
2023-02-01 10:00 | 10:00 | 3.9584 | 30
2023-02-01 10:30 | 10:30 | 2.6588 | 30
2023-02-01 11:00 | 11:00 | 2.9795 | 30
2023-02-01 11:30 | 11:30 | 4.1964 | 30
2023-02-01 12:00 | 12:00 | 6.002 | 30
2023-02-01 12:30 | 12:30 | 7.0963 | 30
2023-02-01 13:00 | 13:00 | 7.3761 | 30
2023-02-01 13:30 | 13:30 | 8.4669 | 30
2023-02-01 14:00 | 14:00 | 10.4513 | 30
2023-02-01 14:30 | 14:30 | 9.2582 | 30
2023-02-01 15:00 | 15:00 | 9.9633 | 30
2023-02-01 15:30 | 15:30 | 11.6563 | 30
2023-02-01 16:00 | 16:00 | 12.0146 | 30
2023-02-01 16:30 | 16:30 | 14.2469 | 30
2023-02-01 17:00 | 17:00 | 15.5305 | 30
2023-02-01 17:30 | 17:30 | 16.512 | 30
2023-02-01 18:00 | 18:00 | 16.9513 | 30
2023-02-01 18:30 | 18:30 | 16.8474 | 30
2023-02-01 19:00 | 19:00 | 16.4421 | 30
2023-02-01 19:30 | 19:30 | 15.9439 | 30
2023-02-01 20:00 | 20:00 | 14.9206 | 30
2023-02-01 20:30 | 20:30 | 13.8798 | 30
2023-02-01 21:00 | 21:00 | 12.9066 | 30
2023-02-01 21:30 | 21:30 | 11.8599 | 30
2023-02-01 22:00 | 22:00 | 11.093 | 30
2023-02-01 22:30 | 22:30 | 10.2962 | 30
2023-02-01 23:00 | 23:00 | 9.9447 | 30
2023-02-01 23:30 | 23:30 | 9.2277 | 30
2023-02-02 | 0:00 | 8.3697 | 30
2023-02-02 00:30 | 0:30 | 7.9262 | 30
2023-02-02 01:00 | 1:00 | 7.754 | 30
2023-02-02 01:30 | 1:30 | 7.6794 | 30
2023-02-02 02:00 | 2:00 | 7.3613 | 30
2023-02-02 02:30 | 2:30 | 7.0294 | 30
2023-02-02 03:00 | 3:00 | 6.9769 | 30
2023-02-02 03:30 | 3:30 | 6.8068 | 30
2023-02-02 04:00 | 4:00 | 6.8563 | 30
2023-02-02 04:30 | 4:30 | 6.9707 | 30
2023-02-02 05:00 | 5:00 | 7.1384 | 30
2023-02-02 05:30 | 5:30 | 7.2623 | 30
2023-02-02 06:00 | 6:00 | 6.9225 | 30
2023-02-02 06:30 | 6:30 | 6.2718 | 30
2023-02-02 07:00 | 7:00 | 5.7898 | 30
2023-02-02 07:30 | 7:30 | 6.1576 | 30
2023-02-02 08:00 | 8:00 | 5.8154 | 30
2023-02-02 08:30 | 8:30 | 5.7643 | 30
2023-02-02 09:00 | 9:00 | 6.3107 | 30
2023-02-02 09:30 | 9:30 | 6.3292 | 30
2023-02-02 10:00 | 10:00 | 6.3507 | 30
2023-02-02 10:30 | 10:30 | 6.1027 | 30
2023-02-02 11:00 | 11:00 | 7.1672 | 30
2023-02-02 11:30 | 11:30 | 4.4464 | 30
2023-02-02 12:00 | 12:00 | 4.575 | 30
2023-02-02 12:30 | 12:30 | 4.7231 | 30
2023-02-02 13:00 | 13:00 | 4.8035 | 30
2023-02-02 13:30 | 13:30 | 6.9997 | 30
2023-02-02 14:00 | 14:00 | 8.6156 | 30
2023-02-02 14:30 | 14:30 | 9.1104 | 30
2023-02-02 15:00 | 15:00 | 10.8316 | 30
2023-02-02 15:30 | 15:30 | 9.2117 | 30
2023-02-02 16:00 | 16:00 | 12.5696 | 30
2023-02-02 16:30 | 16:30 | 13.2644 | 30
2023-02-02 17:00 | 17:00 | 14.0596 | 30
2023-02-02 17:30 | 17:30 | 14.5931 | 30
2023-02-02 18:00 | 18:00 | 14.912 | 30
2023-02-02 18:30 | 18:30 | 15.155 | 30
2023-02-02 19:00 | 19:00 | 15.0583 | 30
2023-02-02 19:30 | 19:30 | 14.5999 | 30
2023-02-02 20:00 | 20:00 | 13.8989 | 30
2023-02-02 20:30 | 20:30 | 12.9968 | 30
2023-02-02 21:00 | 21:00 | 12.242 | 30
2023-02-02 21:30 | 21:30 | 11.5867 | 30
2023-02-02 22:00 | 22:00 | 10.5143 | 30
2023-02-02 22:30 | 22:30 | 9.5196 | 30
2023-02-02 23:00 | 23:00 | 8.8531 | 30
2023-02-02 23:30 | 23:30 | 8.4237 | 30
2023-02-03 | 0:00 | 7.9055 | 30
2023-02-03 00:30 | 0:30 | 7.3773 | 30
2023-02-03 01:00 | 1:00 | 7.2436 | 30
2023-02-03 01:30 | 1:30 | 7.0578 | 30
2023-02-03 02:00 | 2:00 | 6.7207 | 30
2023-02-03 02:30 | 2:30 | 6.4641 | 30
2023-02-03 03:00 | 3:00 | 6.4002 | 30
2023-02-03 03:30 | 3:30 | 6.3748 | 30
2023-02-03 04:00 | 4:00 | 6.4381 | 30
2023-02-03 04:30 | 4:30 | 6.4834 | 30
2023-02-03 05:00 | 5:00 | 6.6344 | 30
2023-02-03 05:30 | 5:30 | 6.474 | 30
2023-02-03 06:00 | 6:00 | 6.4526 | 30
2023-02-03 06:30 | 6:30 | 6.1083 | 30
2023-02-03 07:00 | 7:00 | 6.1356 | 30
2023-02-03 07:30 | 7:30 | 5.5719 | 30
2023-02-03 08:00 | 8:00 | 4.6381 | 30
2023-02-03 08:30 | 8:30 | 3.9549 | 30
2023-02-03 09:00 | 9:00 | 3.8076 | 30
2023-02-03 09:30 | 9:30 | 3.5603 | 30
2023-02-03 10:00 | 10:00 | 4.6648 | 30
2023-02-03 10:30 | 10:30 | 4.2192 | 30
2023-02-03 11:00 | 11:00 | 4.8579 | 30
2023-02-03 11:30 | 11:30 | 5.5202 | 30
2023-02-03 12:00 | 12:00 | 7.3925 | 30
2023-02-03 12:30 | 12:30 | 8.1542 | 30
2023-02-03 13:00 | 13:00 | 9.4434 | 30
2023-02-03 13:30 | 13:30 | 10.4715 | 30
2023-02-03 14:00 | 14:00 | 11.0944 | 30
2023-02-03 14:30 | 14:30 | 12.5614 | 30
2023-02-03 15:00 | 15:00 | 12.7503 | 30
2023-02-03 15:30 | 15:30 | 15.9083 | 30
2023-02-03 16:00 | 16:00 | 17.9867 | 30
2023-02-03 16:30 | 16:30 | 17.3183 | 30
2023-02-03 17:00 | 17:00 | 18.5894 | 30
2023-02-03 17:30 | 17:30 | 18.7992 | 30
2023-02-03 18:00 | 18:00 | 18.6903 | 30
2023-02-03 18:30 | 18:30 | 18.2703 | 30
2023-02-03 19:00 | 19:00 | 18.3105 | 30
2023-02-03 19:30 | 19:30 | 18.4512 | 30
2023-02-03 20:00 | 20:00 | 17.8924 | 30
2023-02-03 20:30 | 20:30 | 17.1517 | 30
2023-02-03 21:00 | 21:00 | 16.3986 | 30
2023-02-03 21:30 | 21:30 | 15.2849 | 30
2023-02-03 22:00 | 22:00 | 14.1789 | 30
2023-02-03 22:30 | 22:30 | 13.038 | 30
2023-02-03 23:00 | 23:00 | 12.2494 | 30
2023-02-03 23:30 | 23:30 | 11.5643 | 30
2023-02-04 | 0:00 | 10.8225 | 30
2023-02-04 00:30 | 0:30 | 10.2791 | 30
2023-02-04 01:00 | 1:00 | 9.6629 | 30
2023-02-04 01:30 | 1:30 | 8.7653 | 30
2023-02-04 02:00 | 2:00 | 8.7082 | 30
2023-02-04 02:30 | 2:30 | 8.4796 | 30
2023-02-04 03:00 | 3:00 | 8.2964 | 30
2023-02-04 03:30 | 3:30 | 8.2136 | 30
2023-02-04 04:00 | 4:00 | 8.2112 | 30
2023-02-04 04:30 | 4:30 | 8.0761 | 30
2023-02-04 05:00 | 5:00 | 8.0352 | 30
2023-02-04 05:30 | 5:30 | 8.0301 | 30
2023-02-04 06:00 | 6:00 | 7.7096 | 30
2023-02-04 06:30 | 6:30 | 8.3362 | 30
2023-02-04 07:00 | 7:00 | 8.4201 | 30
2023-02-04 07:30 | 7:30 | 8.5175 | 30
2023-02-04 08:00 | 8:00 | 8.711 | 30
2023-02-04 08:30 | 8:30 | 8.2389 | 30
2023-02-04 09:00 | 9:00 | 9.196 | 30
2023-02-04 09:30 | 9:30 | 9.1841 | 30
2023-02-04 10:00 | 10:00 | 8.4637 | 30
2023-02-04 10:30 | 10:30 | 8.2634 | 30
2023-02-04 11:00 | 11:00 | 8.826 | 30
2023-02-04 11:30 | 11:30 | 8.7552 | 30
2023-02-04 12:00 | 12:00 | 9.102 | 30
2023-02-04 12:30 | 12:30 | 8.3102 | 30
2023-02-04 13:00 | 13:00 | 9.8686 | 30
2023-02-04 13:30 | 13:30 | 6.9655 | 30
2023-02-04 14:00 | 14:00 | 2.7602 | 30
2023-02-04 14:30 | 14:30 | 2.348 | 30
2023-02-04 15:00 | 15:00 | 5.7539 | 30
2023-02-04 15:30 | 15:30 | 8.4341 | 30
2023-02-04 16:00 | 16:00 | 8.3137 | 30
2023-02-04 16:30 | 16:30 | 7.2235 | 30
2023-02-04 17:00 | 17:00 | 10.7957 | 30
2023-02-04 17:30 | 17:30 | 11.4568 | 30
2023-02-04 18:00 | 18:00 | 12.3837 | 30
2023-02-04 18:30 | 18:30 | 12.5404 | 30
2023-02-04 19:00 | 19:00 | 12.5991 | 30
2023-02-04 19:30 | 19:30 | 12.2469 | 30
2023-02-04 20:00 | 20:00 | 11.9716 | 30
2023-02-04 20:30 | 20:30 | 11.3965 | 30
2023-02-04 21:00 | 21:00 | 10.6869 | 30
2023-02-04 21:30 | 21:30 | 10.1963 | 30
2023-02-04 22:00 | 22:00 | 9.2033 | 30
2023-02-04 22:30 | 22:30 | 8.5518 | 30
2023-02-04 23:00 | 23:00 | 8.3806 | 30
2023-02-04 23:30 | 23:30 | 7.9602 | 30
2023-02-05 | 0:00 | 7.2494 | 30
2023-02-05 00:30 | 0:30 | 7.1624 | 30
2023-02-05 01:00 | 1:00 | 6.9852 | 30
2023-02-05 01:30 | 1:30 | 6.6246 | 30
2023-02-05 02:00 | 2:00 | 6.3498 | 30
2023-02-05 02:30 | 2:30 | 6.1093 | 30
2023-02-05 03:00 | 3:00 | 5.9143 | 30
2023-02-05 03:30 | 3:30 | 5.8883 | 30
2023-02-05 04:00 | 4:00 | 5.893 | 30
2023-02-05 04:30 | 4:30 | 5.8515 | 30
2023-02-05 05:00 | 5:00 | 5.7702 | 30
2023-02-05 05:30 | 5:30 | 5.671 | 30
2023-02-05 06:00 | 6:00 | 5.133 | 30
2023-02-05 06:30 | 6:30 | 4.4001 | 30
2023-02-05 07:00 | 7:00 | 3.918 | 30
2023-02-05 07:30 | 7:30 | 3.864 | 30
2023-02-05 08:00 | 8:00 | 3.9466 | 30
2023-02-05 08:30 | 8:30 | 2.9697 | 30
2023-02-05 09:00 | 9:00 | 2.7159 | 30
2023-02-05 09:30 | 9:30 | 2.2037 | 30
2023-02-05 10:00 | 10:00 | 2.5696 | 30
2023-02-05 10:30 | 10:30 | 3.6554 | 30
2023-02-05 11:00 | 11:00 | 3.5381 | 30
2023-02-05 11:30 | 11:30 | 4.4815 | 30
2023-02-05 12:00 | 12:00 | 5.6226 | 30
2023-02-05 12:30 | 12:30 | 5.8879 | 30
2023-02-05 13:00 | 13:00 | 5.4293 | 30
2023-02-05 13:30 | 13:30 | 4.2828 | 30
2023-02-05 14:00 | 14:00 | 4.965 | 30
2023-02-05 14:30 | 14:30 | 6.0322 | 30
2023-02-05 15:00 | 15:00 | 7.3238 | 30
2023-02-05 15:30 | 15:30 | 8.8072 | 30
2023-02-05 16:00 | 16:00 | 10.3563 | 30
2023-02-05 16:30 | 16:30 | 12.0688 | 30
2023-02-05 17:00 | 17:00 | 13.2462 | 30
2023-02-05 17:30 | 17:30 | 14.2603 | 30
2023-02-05 18:00 | 18:00 | 14.5983 | 30
2023-02-05 18:30 | 18:30 | 14.4855 | 30
2023-02-05 19:00 | 19:00 | 14.0735 | 30
2023-02-05 19:30 | 19:30 | 13.4484 | 30
2023-02-05 20:00 | 20:00 | 12.7458 | 30
2023-02-05 20:30 | 20:30 | 11.8069 | 30
2023-02-05 21:00 | 21:00 | 10.9585 | 30
2023-02-05 21:30 | 21:30 | 10.2758 | 30
2023-02-05 22:00 | 22:00 | 9.2854 | 30
2023-02-05 22:30 | 22:30 | 8.4123 | 30
2023-02-05 23:00 | 23:00 | 8.0288 | 30
2023-02-05 23:30 | 23:30 | 7.483 | 30
2023-02-06 | 0:00 | 7.0319 | 30
2023-02-06 00:30 | 0:30 | 6.7477 | 30
2023-02-06 01:00 | 1:00 | 6.6961 | 30
2023-02-06 01:30 | 1:30 | 6.3307 | 30
2023-02-06 02:00 | 2:00 | 6.3109 | 30
2023-02-06 02:30 | 2:30 | 6.2877 | 30
2023-02-06 03:00 | 3:00 | 6.2768 | 30
2023-02-06 03:30 | 3:30 | 6.2843 | 30
2023-02-06 04:00 | 4:00 | 6.3583 | 30
2023-02-06 04:30 | 4:30 | 6.4774 | 30
2023-02-06 05:00 | 5:00 | 6.6238 | 30
2023-02-06 05:30 | 5:30 | 6.6102 | 30
2023-02-06 06:00 | 6:00 | 6.1637 | 30
2023-02-06 06:30 | 6:30 | 5.8917 | 30
2023-02-06 07:00 | 7:00 | 5.9795 | 30
2023-02-06 07:30 | 7:30 | 3.9707 | 30
2023-02-06 08:00 | 8:00 | 3.8011 | 30
2023-02-06 08:30 | 8:30 | 1.2716 | 30
2023-02-06 09:00 | 9:00 | 0.6641 | 30
2023-02-06 09:30 | 9:30 | 0.68017 | 30
2023-02-06 10:00 | 10:00 | 0.83765 | 30
2023-02-06 10:30 | 10:30 | 0.98971 | 30
2023-02-06 11:00 | 11:00 | 0.53464 | 30
2023-02-06 11:30 | 11:30 | 0.30745 | 30
2023-02-06 12:00 | 12:00 | 1.386 | 30
2023-02-06 12:30 | 12:30 | 0.60564 | 30
2023-02-06 13:00 | 13:00 | 0.75756 | 30
2023-02-06 13:30 | 13:30 | 1.9844 | 30
2023-02-06 14:00 | 14:00 | 2.4229 | 30
2023-02-06 14:30 | 14:30 | 3.1586 | 30
2023-02-06 15:00 | 15:00 | 4.6416 | 30
2023-02-06 15:30 | 15:30 | 6.7199 | 30
2023-02-06 16:00 | 16:00 | 9.1835 | 30
2023-02-06 16:30 | 16:30 | 10.8259 | 30
2023-02-06 17:00 | 17:00 | 12.2542 | 30
2023-02-06 17:30 | 17:30 | 13.668 | 30
2023-02-06 18:00 | 18:00 | 14.3138 | 30
2023-02-06 18:30 | 18:30 | 14.1294 | 30
2023-02-06 19:00 | 19:00 | 13.877 | 30
2023-02-06 19:30 | 19:30 | 13.0841 | 30
2023-02-06 20:00 | 20:00 | 12.5578 | 30
2023-02-06 20:30 | 20:30 | 11.5708 | 30
2023-02-06 21:00 | 21:00 | 10.8155 | 30
2023-02-06 21:30 | 21:30 | 9.9874 | 30
2023-02-06 22:00 | 22:00 | 9.0588 | 30
2023-02-06 22:30 | 22:30 | 8.2145 | 30
2023-02-06 23:00 | 23:00 | 7.8253 | 30
2023-02-06 23:30 | 23:30 | 7.3235 | 30
2023-02-07 | 0:00 | 6.788 | 30
2023-02-07 00:30 | 0:30 | 6.5305 | 30
2023-02-07 01:00 | 1:00 | 6.602 | 30
2023-02-07 01:30 | 1:30 | 6.2787 | 30
2023-02-07 02:00 | 2:00 | 5.9704 | 30
2023-02-07 02:30 | 2:30 | 5.7793 | 30
2023-02-07 03:00 | 3:00 | 5.7908 | 30
2023-02-07 03:30 | 3:30 | 5.8214 | 30
2023-02-07 04:00 | 4:00 | 5.8652 | 30
2023-02-07 04:30 | 4:30 | 6.0424 | 30
2023-02-07 05:00 | 5:00 | 6.2954 | 30
2023-02-07 05:30 | 5:30 | 6.3166 | 30
2023-02-07 06:00 | 6:00 | 5.6905 | 30
2023-02-07 06:30 | 6:30 | 5.4823 | 30
2023-02-07 07:00 | 7:00 | 5.1527 | 30
2023-02-07 07:30 | 7:30 | 3.6054 | 30
2023-02-07 08:00 | 8:00 | 3.3017 | 30
2023-02-07 08:30 | 8:30 | 0.98084 | 30
2023-02-07 09:00 | 9:00 | 1.1408 | 30
2023-02-07 09:30 | 9:30 | 0.7118 | 30
2023-02-07 10:00 | 10:00 | 1.3714 | 30
2023-02-07 10:30 | 10:30 | 3.3506 | 30
2023-02-07 11:00 | 11:00 | 2.9939 | 30
2023-02-07 11:30 | 11:30 | 3.9934 | 30
2023-02-07 12:00 | 12:00 | 4.7897 | 30
2023-02-07 12:30 | 12:30 | 3.5454 | 30
2023-02-07 13:00 | 13:00 | 2.7245 | 30
2023-02-07 13:30 | 13:30 | 2.7903 | 30
2023-02-07 14:00 | 14:00 | 2.4512 | 30
2023-02-07 14:30 | 14:30 | 2.7133 | 30
2023-02-07 15:00 | 15:00 | 6.2569 | 30
2023-02-07 15:30 | 15:30 | 5.0827 | 30
2023-02-07 16:00 | 16:00 | 6.5882 | 30
2023-02-07 16:30 | 16:30 | 9.4103 | 30
2023-02-07 17:00 | 17:00 | 10.9257 | 30
2023-02-07 17:30 | 17:30 | 11.9941 | 30
2023-02-07 18:00 | 18:00 | 12.7701 | 30
2023-02-07 18:30 | 18:30 | 12.9429 | 30
2023-02-07 19:00 | 19:00 | 12.8809 | 30
2023-02-07 19:30 | 19:30 | 12.2989 | 30
2023-02-07 20:00 | 20:00 | 11.9311 | 30
2023-02-07 20:30 | 20:30 | 11.2359 | 30
2023-02-07 21:00 | 21:00 | 10.3524 | 30
2023-02-07 21:30 | 21:30 | 9.6682 | 30
2023-02-07 22:00 | 22:00 | 8.7397 | 30
2023-02-07 22:30 | 22:30 | 7.8521 | 30
2023-02-07 23:00 | 23:00 | 7.5792 | 30
2023-02-07 23:30 | 23:30 | 7.2197 | 30
2023-02-08 | 0:00 | 6.7364 | 30
2023-02-08 00:30 | 0:30 | 6.5331 | 30
2023-02-08 01:00 | 1:00 | 6.3834 | 30
2023-02-08 01:30 | 1:30 | 6.1311 | 30
2023-02-08 02:00 | 2:00 | 5.9457 | 30
2023-02-08 02:30 | 2:30 | 5.7605 | 30
2023-02-08 03:00 | 3:00 | 5.6867 | 30
2023-02-08 03:30 | 3:30 | 5.7284 | 30
2023-02-08 04:00 | 4:00 | 5.8325 | 30
2023-02-08 04:30 | 4:30 | 6.1769 | 30
2023-02-08 05:00 | 5:00 | 6.3878 | 30
2023-02-08 05:30 | 5:30 | 6.3959 | 30
2023-02-08 06:00 | 6:00 | 6.2826 | 30
2023-02-08 06:30 | 6:30 | 5.2762 | 30
2023-02-08 07:00 | 7:00 | 5.5661 | 30
2023-02-08 07:30 | 7:30 | 4.895 | 30
2023-02-08 08:00 | 8:00 | 2.7443 | 30
2023-02-08 08:30 | 8:30 | 3.6195 | 30
2023-02-08 09:00 | 9:00 | 2.3714 | 30
2023-02-08 09:30 | 9:30 | 1.1905 | 30
2023-02-08 10:00 | 10:00 | 0.93992 | 30
2023-02-08 10:30 | 10:30 | 1.6604 | 30
2023-02-08 11:00 | 11:00 | 1.2383 | 30
2023-02-08 11:30 | 11:30 | 0.86546 | 30
2023-02-08 12:00 | 12:00 | 1.1168 | 30
2023-02-08 12:30 | 12:30 | 0.86962 | 30
2023-02-08 13:00 | 13:00 | 3.5959 | 30
2023-02-08 13:30 | 13:30 | 1.4751 | 30
2023-02-08 14:00 | 14:00 | 4.3954 | 30
2023-02-08 14:30 | 14:30 | 4.791 | 30
2023-02-08 15:00 | 15:00 | 6.5342 | 30
2023-02-08 15:30 | 15:30 | 7.0514 | 30
2023-02-08 16:00 | 16:00 | 8.6042 | 30
2023-02-08 16:30 | 16:30 | 8.5724 | 30
2023-02-08 17:00 | 17:00 | 9.7317 | 30
2023-02-08 17:30 | 17:30 | 11.1912 | 30
2023-02-08 18:00 | 18:00 | 11.9685 | 30
2023-02-08 18:30 | 18:30 | 12.441 | 30
2023-02-08 19:00 | 19:00 | 12.2836 | 30
2023-02-08 19:30 | 19:30 | 11.9663 | 30
2023-02-08 20:00 | 20:00 | 11.5653 | 30
2023-02-08 20:30 | 20:30 | 11.0598 | 30
2023-02-08 21:00 | 21:00 | 10.276 | 30
2023-02-08 21:30 | 21:30 | 9.7134 | 30
2023-02-08 22:00 | 22:00 | 8.7709 | 30
2023-02-08 22:30 | 22:30 | 7.9741 | 30
2023-02-08 23:00 | 23:00 | 7.7113 | 30
2023-02-08 23:30 | 23:30 | 7.3056 | 30
2023-02-09 | 0:00 | 6.7612 | 30
2023-02-09 00:30 | 0:30 | 6.5755 | 30
2023-02-09 01:00 | 1:00 | 6.4605 | 30
2023-02-09 01:30 | 1:30 | 6.2053 | 30
2023-02-09 02:00 | 2:00 | 5.9651 | 30
2023-02-09 02:30 | 2:30 | 5.7894 | 30
2023-02-09 03:00 | 3:00 | 5.71 | 30
2023-02-09 03:30 | 3:30 | 5.7248 | 30
2023-02-09 04:00 | 4:00 | 5.8265 | 30
2023-02-09 04:30 | 4:30 | 5.9811 | 30
2023-02-09 05:00 | 5:00 | 6.0162 | 30
2023-02-09 05:30 | 5:30 | 6.3268 | 30
2023-02-09 06:00 | 6:00 | 6.7979 | 30
2023-02-09 06:30 | 6:30 | 5.5945 | 30
2023-02-09 07:00 | 7:00 | 5.458 | 30
2023-02-09 07:30 | 7:30 | 4.9019 | 30
2023-02-09 08:00 | 8:00 | 5.9561 | 30
2023-02-09 08:30 | 8:30 | 4.8478 | 30
2023-02-09 09:00 | 9:00 | 4.9754 | 30
2023-02-09 09:30 | 9:30 | 4.3642 | 30
2023-02-09 10:00 | 10:00 | 4.3991 | 30
2023-02-09 10:30 | 10:30 | 3.71 | 30
2023-02-09 11:00 | 11:00 | 1.4288 | 30
2023-02-09 11:30 | 11:30 | 0.91288 | 30
2023-02-09 12:00 | 12:00 | 1.3035 | 30
2023-02-09 12:30 | 12:30 | 0.9428 | 30
2023-02-09 13:00 | 13:00 | 1.4593 | 30
2023-02-09 13:30 | 13:30 | 2.5332 | 30
2023-02-09 14:00 | 14:00 | 3.4364 | 30
2023-02-09 14:30 | 14:30 | 3.5965 | 30
2023-02-09 15:00 | 15:00 | 5.7702 | 30
2023-02-09 15:30 | 15:30 | 6.364 | 30
2023-02-09 16:00 | 16:00 | 6.9055 | 30
2023-02-09 16:30 | 16:30 | 8.8905 | 30
2023-02-09 17:00 | 17:00 | 9.8535 | 30
2023-02-09 17:30 | 17:30 | 10.6582 | 30
2023-02-09 18:00 | 18:00 | 11.3541 | 30
2023-02-09 18:30 | 18:30 | 11.6638 | 30
2023-02-09 19:00 | 19:00 | 11.5917 | 30
2023-02-09 19:30 | 19:30 | 11.2647 | 30
2023-02-09 20:00 | 20:00 | 11.1404 | 30
2023-02-09 20:30 | 20:30 | 10.7456 | 30
2023-02-09 21:00 | 21:00 | 10.0265 | 30
2023-02-09 21:30 | 21:30 | 9.2236 | 30
2023-02-09 22:00 | 22:00 | 8.5756 | 30
2023-02-09 22:30 | 22:30 | 7.8105 | 30
2023-02-09 23:00 | 23:00 | 7.5814 | 30
2023-02-09 23:30 | 23:30 | 7.1405 | 30
2023-02-10 | 0:00 | 6.5465 | 30
2023-02-10 00:30 | 0:30 | 6.3163 | 30
2023-02-10 01:00 | 1:00 | 6.2081 | 30
2023-02-10 01:30 | 1:30 | 5.9034 | 30
2023-02-10 02:00 | 2:00 | 5.6144 | 30
2023-02-10 02:30 | 2:30 | 5.5069 | 30
2023-02-10 03:00 | 3:00 | 5.537 | 30
2023-02-10 03:30 | 3:30 | 5.518 | 30
2023-02-10 04:00 | 4:00 | 5.5166 | 30
2023-02-10 04:30 | 4:30 | 5.6509 | 30
2023-02-10 05:00 | 5:00 | 5.8725 | 30
2023-02-10 05:30 | 5:30 | 6.0371 | 30
2023-02-10 06:00 | 6:00 | 5.6491 | 30
2023-02-10 06:30 | 6:30 | 5.1881 | 30
2023-02-10 07:00 | 7:00 | 4.3855 | 30
2023-02-10 07:30 | 7:30 | 3.9165 | 30
2023-02-10 08:00 | 8:00 | 3.0568 | 30
2023-02-10 08:30 | 8:30 | 1.0592 | 30
2023-02-10 09:00 | 9:00 | 0.87588 | 30
2023-02-10 09:30 | 9:30 | 0.83664 | 30
2023-02-10 10:00 | 10:00 | 1.0936 | 30
2023-02-10 10:30 | 10:30 | 1.6203 | 30
2023-02-10 11:00 | 11:00 | 1.081 | 30
2023-02-10 11:30 | 11:30 | 0.79572 | 30
2023-02-10 12:00 | 12:00 | 1.3874 | 30
2023-02-10 12:30 | 12:30 | 1.0848 | 30
2023-02-10 13:00 | 13:00 | 1.0988 | 30
2023-02-10 13:30 | 13:30 | 4.9205 | 30
2023-02-10 14:00 | 14:00 | 4.4795 | 30
2023-02-10 14:30 | 14:30 | 3.7697 | 30
2023-02-10 15:00 | 15:00 | 7.8549 | 30
2023-02-10 15:30 | 15:30 | 6.9241 | 30
2023-02-10 16:00 | 16:00 | 6.6859 | 30
2023-02-10 16:30 | 16:30 | 8.9926 | 30
2023-02-10 17:00 | 17:00 | 10.4224 | 30
2023-02-10 17:30 | 17:30 | 11.7881 | 30
2023-02-10 18:00 | 18:00 | 12.363 | 30
2023-02-10 18:30 | 18:30 | 12.5734 | 30
2023-02-10 19:00 | 19:00 | 12.3687 | 30
2023-02-10 19:30 | 19:30 | 11.8797 | 30
2023-02-10 20:00 | 20:00 | 11.5496 | 30
2023-02-10 20:30 | 20:30 | 10.8748 | 30
2023-02-10 21:00 | 21:00 | 10.0722 | 30
2023-02-10 21:30 | 21:30 | 9.5964 | 30
2023-02-10 22:00 | 22:00 | 8.7925 | 30
2023-02-10 22:30 | 22:30 | 8.0303 | 30
2023-02-10 23:00 | 23:00 | 7.8292 | 30
2023-02-10 23:30 | 23:30 | 7.444 | 30
2023-02-11 | 0:00 | 6.7926 | 30
2023-02-11 00:30 | 0:30 | 6.5898 | 30
2023-02-11 01:00 | 1:00 | 6.3431 | 30
2023-02-11 01:30 | 1:30 | 6.0466 | 30
2023-02-11 02:00 | 2:00 | 5.8625 | 30
2023-02-11 02:30 | 2:30 | 5.7 | 30
2023-02-11 03:00 | 3:00 | 5.6358 | 30
2023-02-11 03:30 | 3:30 | 5.5497 | 30
2023-02-11 04:00 | 4:00 | 5.4865 | 30
2023-02-11 04:30 | 4:30 | 5.6763 | 30
2023-02-11 05:00 | 5:00 | 5.6824 | 30
2023-02-11 05:30 | 5:30 | 5.5659 | 30
2023-02-11 06:00 | 6:00 | 5.2237 | 30
2023-02-11 06:30 | 6:30 | 4.3645 | 30
2023-02-11 07:00 | 7:00 | 3.5958 | 30
2023-02-11 07:30 | 7:30 | 2.7288 | 30
2023-02-11 08:00 | 8:00 | 1.6532 | 30
2023-02-11 08:30 | 8:30 | 0.96903 | 30
2023-02-11 09:00 | 9:00 | 0.97171 | 30
2023-02-11 09:30 | 9:30 | 1.0537 | 30
2023-02-11 10:00 | 10:00 | 1.2577 | 30
2023-02-11 10:30 | 10:30 | 1.299 | 30
2023-02-11 11:00 | 11:00 | 0.95652 | 30
2023-02-11 11:30 | 11:30 | 0.65641 | 30
2023-02-11 12:00 | 12:00 | 0.41519 | 30
2023-02-11 12:30 | 12:30 | 0.91406 | 30
2023-02-11 13:00 | 13:00 | 2.221 | 30
2023-02-11 13:30 | 13:30 | 4.6151 | 30
2023-02-11 14:00 | 14:00 | 4.8954 | 30
2023-02-11 14:30 | 14:30 | 5.6196 | 30
2023-02-11 15:00 | 15:00 | 7.1427 | 30
2023-02-11 15:30 | 15:30 | 8.7264 | 30
2023-02-11 16:00 | 16:00 | 10.5733 | 30
2023-02-11 16:30 | 16:30 | 12.5819 | 30
2023-02-11 17:00 | 17:00 | 13.8527 | 30
2023-02-11 17:30 | 17:30 | 14.6296 | 30
2023-02-11 18:00 | 18:00 | 14.7548 | 30
2023-02-11 18:30 | 18:30 | 14.4398 | 30
2023-02-11 19:00 | 19:00 | 13.8007 | 30
2023-02-11 19:30 | 19:30 | 13.2152 | 30
2023-02-11 20:00 | 20:00 | 12.461 | 30
2023-02-11 20:30 | 20:30 | 11.7554 | 30
2023-02-11 21:00 | 21:00 | 10.9466 | 30
2023-02-11 21:30 | 21:30 | 10.1708 | 30
2023-02-11 22:00 | 22:00 | 9.3844 | 30
2023-02-11 22:30 | 22:30 | 8.7186 | 30
2023-02-11 23:00 | 23:00 | 8.306 | 30
2023-02-11 23:30 | 23:30 | 7.8688 | 30
2023-02-12 | 0:00 | 7.2615 | 30
2023-02-12 00:30 | 0:30 | 6.9689 | 30
2023-02-12 01:00 | 1:00 | 6.7837 | 30
2023-02-12 01:30 | 1:30 | 6.4919 | 30
2023-02-12 02:00 | 2:00 | 6.1756 | 30
2023-02-12 02:30 | 2:30 | 5.9831 | 30
2023-02-12 03:00 | 3:00 | 5.9526 | 30
2023-02-12 03:30 | 3:30 | 5.8175 | 30
2023-02-12 04:00 | 4:00 | 5.8113 | 30
2023-02-12 04:30 | 4:30 | 5.8028 | 30
2023-02-12 05:00 | 5:00 | 5.7752 | 30
2023-02-12 05:30 | 5:30 | 5.5812 | 30
2023-02-12 06:00 | 6:00 | 5.8225 | 30
2023-02-12 06:30 | 6:30 | 5.2301 | 30
2023-02-12 07:00 | 7:00 | 3.7643 | 30
2023-02-12 07:30 | 7:30 | 3.1266 | 30
2023-02-12 08:00 | 8:00 | 2.2055 | 30
2023-02-12 08:30 | 8:30 | 1.5408 | 30
2023-02-12 09:00 | 9:00 | 0.83692 | 30
2023-02-12 09:30 | 9:30 | 0.61617 | 30
2023-02-12 10:00 | 10:00 | 0.7774 | 30
2023-02-12 10:30 | 10:30 | 1.3041 | 30
2023-02-12 11:00 | 11:00 | 2.1378 | 30
2023-02-12 11:30 | 11:30 | 2.8935 | 30
2023-02-12 12:00 | 12:00 | 3.6048 | 30
2023-02-12 12:30 | 12:30 | 4.6748 | 30
2023-02-12 13:00 | 13:00 | 5.9271 | 30
2023-02-12 13:30 | 13:30 | 7.3087 | 30
2023-02-12 14:00 | 14:00 | 9.2817 | 30
2023-02-12 14:30 | 14:30 | 11.2619 | 30
2023-02-12 15:00 | 15:00 | 12.9169 | 30
2023-02-12 15:30 | 15:30 | 15.2067 | 30
2023-02-12 16:00 | 16:00 | 17.275 | 30
2023-02-12 16:30 | 16:30 | 19.0712 | 30
2023-02-12 17:00 | 17:00 | 20.5746 | 30
2023-02-12 17:30 | 17:30 | 21.4373 | 30
2023-02-12 18:00 | 18:00 | 21.4094 | 30
2023-02-12 18:30 | 18:30 | 20.6386 | 30
2023-02-12 19:00 | 19:00 | 19.5053 | 30
2023-02-12 19:30 | 19:30 | 18.0435 | 30
2023-02-12 20:00 | 20:00 | 16.816 | 30
2023-02-12 20:30 | 20:30 | 15.6222 | 30
2023-02-12 21:00 | 21:00 | 14.2211 | 30
2023-02-12 21:30 | 21:30 | 13.0909 | 30
2023-02-12 22:00 | 22:00 | 11.7036 | 30
2023-02-12 22:30 | 22:30 | 10.7563 | 30
2023-02-12 23:00 | 23:00 | 10.3505 | 30
2023-02-12 23:30 | 23:30 | 9.6426 | 30
2023-02-13 | 0:00 | 8.887 | 30
2023-02-13 00:30 | 0:30 | 8.5933 | 30
2023-02-13 01:00 | 1:00 | 8.4166 | 30
2023-02-13 01:30 | 1:30 | 8.0315 | 30
2023-02-13 02:00 | 2:00 | 7.6344 | 30
2023-02-13 02:30 | 2:30 | 7.5269 | 30
2023-02-13 03:00 | 3:00 | 7.2255 | 30
2023-02-13 03:30 | 3:30 | 7.256 | 30
2023-02-13 04:00 | 4:00 | 7.3628 | 30
2023-02-13 04:30 | 4:30 | 7.4062 | 30
2023-02-13 05:00 | 5:00 | 7.5772 | 30
2023-02-13 05:30 | 5:30 | 7.5901 | 30
2023-02-13 06:00 | 6:00 | 7.3732 | 30
2023-02-13 06:30 | 6:30 | 7.4128 | 30
2023-02-13 07:00 | 7:00 | 7.072 | 30
2023-02-13 07:30 | 7:30 | 6.0264 | 30
2023-02-13 08:00 | 8:00 | 5.4455 | 30
2023-02-13 08:30 | 8:30 | 4.6813 | 30
2023-02-13 09:00 | 9:00 | 5.0531 | 30
2023-02-13 09:30 | 9:30 | 4.7551 | 30
2023-02-13 10:00 | 10:00 | 4.4019 | 30
2023-02-13 10:30 | 10:30 | 5.9891 | 30
2023-02-13 11:00 | 11:00 | 8.0411 | 30
2023-02-13 11:30 | 11:30 | 7.8309 | 30
2023-02-13 12:00 | 12:00 | 7.7009 | 30
2023-02-13 12:30 | 12:30 | 8.1526 | 30
2023-02-13 13:00 | 13:00 | 7.5514 | 30
2023-02-13 13:30 | 13:30 | 9.8261 | 30
2023-02-13 14:00 | 14:00 | 11.1098 | 30
2023-02-13 14:30 | 14:30 | 11.6913 | 30
2023-02-13 15:00 | 15:00 | 11.1503 | 30
2023-02-13 15:30 | 15:30 | 12.8499 | 30
2023-02-13 16:00 | 16:00 | 13.4789 | 30
2023-02-13 16:30 | 16:30 | 15.6248 | 30
2023-02-13 17:00 | 17:00 | 17.3072 | 30
2023-02-13 17:30 | 17:30 | 18.3128 | 30
2023-02-13 18:00 | 18:00 | 18.8487 | 30
2023-02-13 18:30 | 18:30 | 18.4506 | 30
2023-02-13 19:00 | 19:00 | 17.6703 | 30
2023-02-13 19:30 | 19:30 | 16.632 | 30
2023-02-13 20:00 | 20:00 | 15.48 | 30
2023-02-13 20:30 | 20:30 | 14.3466 | 30
2023-02-13 21:00 | 21:00 | 13.1542 | 30
2023-02-13 21:30 | 21:30 | 12.1429 | 30
2023-02-13 22:00 | 22:00 | 10.7318 | 30
2023-02-13 22:30 | 22:30 | 9.7808 | 30
2023-02-13 23:00 | 23:00 | 9.5506 | 30
2023-02-13 23:30 | 23:30 | 8.9348 | 30
2023-02-14 | 0:00 | 8.1121 | 30
2023-02-14 00:30 | 0:30 | 7.8875 | 30
2023-02-14 01:00 | 1:00 | 7.6422 | 30
2023-02-14 01:30 | 1:30 | 7.2633 | 30
2023-02-14 02:00 | 2:00 | 6.9779 | 30
2023-02-14 02:30 | 2:30 | 6.9884 | 30
2023-02-14 03:00 | 3:00 | 6.8309 | 30
2023-02-14 03:30 | 3:30 | 6.7768 | 30
2023-02-14 04:00 | 4:00 | 6.796 | 30
2023-02-14 04:30 | 4:30 | 6.9498 | 30
2023-02-14 05:00 | 5:00 | 6.9999 | 30
2023-02-14 05:30 | 5:30 | 7.1626 | 30
2023-02-14 06:00 | 6:00 | 7.0049 | 30
2023-02-14 06:30 | 6:30 | 7.0191 | 30
2023-02-14 07:00 | 7:00 | 6.8112 | 30
2023-02-14 07:30 | 7:30 | 6.9904 | 30
2023-02-14 08:00 | 8:00 | 4.8438 | 30
2023-02-14 08:30 | 8:30 | 5.5019 | 30
2023-02-14 09:00 | 9:00 | 5.8952 | 30
2023-02-14 09:30 | 9:30 | 5.4393 | 30
2023-02-14 10:00 | 10:00 | 6.7409 | 30
2023-02-14 10:30 | 10:30 | 4.3283 | 30
2023-02-14 11:00 | 11:00 | 4.9037 | 30
2023-02-14 11:30 | 11:30 | 5.2603 | 30
2023-02-14 12:00 | 12:00 | 9.0415 | 30
2023-02-14 12:30 | 12:30 | 8.3066 | 30
2023-02-14 13:00 | 13:00 | 11.4451 | 30
2023-02-14 13:30 | 13:30 | 7.755 | 30
2023-02-14 14:00 | 14:00 | 8.7732 | 30
2023-02-14 14:30 | 14:30 | 9.5452 | 30
2023-02-14 15:00 | 15:00 | 9.122 | 30
2023-02-14 15:30 | 15:30 | 9.8596 | 30
2023-02-14 16:00 | 16:00 | 10.0922 | 30
2023-02-14 16:30 | 16:30 | 9.9034 | 30
2023-02-14 17:00 | 17:00 | 10.4335 | 30
2023-02-14 17:30 | 17:30 | 10.7876 | 30
2023-02-14 18:00 | 18:00 | 11.3552 | 30
2023-02-14 18:30 | 18:30 | 11.8177 | 30
2023-02-14 19:00 | 19:00 | 11.939 | 30
2023-02-14 19:30 | 19:30 | 11.4794 | 30
2023-02-14 20:00 | 20:00 | 11.2213 | 30
2023-02-14 20:30 | 20:30 | 10.75 | 30
2023-02-14 21:00 | 21:00 | 10.1676 | 30
2023-02-14 21:30 | 21:30 | 9.4085 | 30
2023-02-14 22:00 | 22:00 | 8.5024 | 30
2023-02-14 22:30 | 22:30 | 7.5445 | 30
2023-02-14 23:00 | 23:00 | 7.3694 | 30
2023-02-14 23:30 | 23:30 | 6.8935 | 30
2023-02-15 | 0:00 | 6.4427 | 30
2023-02-15 00:30 | 0:30 | 6.2665 | 30
2023-02-15 01:00 | 1:00 | 6.2514 | 30
2023-02-15 01:30 | 1:30 | 6.0513 | 30
2023-02-15 02:00 | 2:00 | 5.7912 | 30
2023-02-15 02:30 | 2:30 | 5.8005 | 30
2023-02-15 03:00 | 3:00 | 5.7345 | 30
2023-02-15 03:30 | 3:30 | 5.7042 | 30
2023-02-15 04:00 | 4:00 | 5.779 | 30
2023-02-15 04:30 | 4:30 | 5.9779 | 30
2023-02-15 05:00 | 5:00 | 6.3979 | 30
2023-02-15 05:30 | 5:30 | 6.7836 | 30
2023-02-15 06:00 | 6:00 | 6.7798 | 30
2023-02-15 06:30 | 6:30 | 7.208 | 30
2023-02-15 07:00 | 7:00 | 5.6487 | 30
2023-02-15 07:30 | 7:30 | 4.4016 | 30
2023-02-15 08:00 | 8:00 | 3.1748 | 30
2023-02-15 08:30 | 8:30 | 4.7515 | 30
2023-02-15 09:00 | 9:00 | 3.8142 | 30
2023-02-15 09:30 | 9:30 | 1.7495 | 30
2023-02-15 10:00 | 10:00 | 2.472 | 30
2023-02-15 10:30 | 10:30 | 3.6559 | 30
2023-02-15 11:00 | 11:00 | 1.1249 | 30
2023-02-15 11:30 | 11:30 | 1.6951 | 30
2023-02-15 12:00 | 12:00 | 1.202 | 30
2023-02-15 12:30 | 12:30 | 1.295 | 30
2023-02-15 13:00 | 13:00 | 1.5354 | 30
2023-02-15 13:30 | 13:30 | 1.3008 | 30
2023-02-15 14:00 | 14:00 | 4.3354 | 30
2023-02-15 14:30 | 14:30 | 3.742 | 30
2023-02-15 15:00 | 15:00 | 4.7906 | 30
2023-02-15 15:30 | 15:30 | 6.1823 | 30
2023-02-15 16:00 | 16:00 | 7.1716 | 30
2023-02-15 16:30 | 16:30 | 7.1054 | 30
2023-02-15 17:00 | 17:00 | 8.7454 | 30
2023-02-15 17:30 | 17:30 | 10.7247 | 30
2023-02-15 18:00 | 18:00 | 11.7528 | 30
2023-02-15 18:30 | 18:30 | 12.1117 | 30
2023-02-15 19:00 | 19:00 | 12.0508 | 30
2023-02-15 19:30 | 19:30 | 11.5381 | 30
2023-02-15 20:00 | 20:00 | 10.9553 | 30
2023-02-15 20:30 | 20:30 | 10.2575 | 30
2023-02-15 21:00 | 21:00 | 9.5947 | 30
2023-02-15 21:30 | 21:30 | 8.9332 | 30
2023-02-15 22:00 | 22:00 | 8.0959 | 30
2023-02-15 22:30 | 22:30 | 7.4229 | 30
2023-02-15 23:00 | 23:00 | 7.1732 | 30
2023-02-15 23:30 | 23:30 | 6.9042 | 30
2023-02-16 | 0:00 | 6.4083 | 30
2023-02-16 00:30 | 0:30 | 6.1252 | 30
2023-02-16 01:00 | 1:00 | 6.0064 | 30
2023-02-16 01:30 | 1:30 | 5.8046 | 30
2023-02-16 02:00 | 2:00 | 5.6215 | 30
2023-02-16 02:30 | 2:30 | 5.4977 | 30
2023-02-16 03:00 | 3:00 | 5.361 | 30
2023-02-16 03:30 | 3:30 | 5.4699 | 30
2023-02-16 04:00 | 4:00 | 5.7778 | 30
2023-02-16 04:30 | 4:30 | 5.9312 | 30
2023-02-16 05:00 | 5:00 | 6.1052 | 30
2023-02-16 05:30 | 5:30 | 6.1072 | 30
2023-02-16 06:00 | 6:00 | 5.7655 | 30
2023-02-16 06:30 | 6:30 | 4.9971 | 30
2023-02-16 07:00 | 7:00 | 4.122 | 30
2023-02-16 07:30 | 7:30 | 2.6142 | 30
2023-02-16 08:00 | 8:00 | 1.3437 | 30
2023-02-16 08:30 | 8:30 | 1.2478 | 30
2023-02-16 09:00 | 9:00 | 1.1658 | 30
2023-02-16 09:30 | 9:30 | 1.3819 | 30
2023-02-16 10:00 | 10:00 | 1.103 | 30
2023-02-16 10:30 | 10:30 | 0.82632 | 30
2023-02-16 11:00 | 11:00 | 0.81431 | 30
2023-02-16 11:30 | 11:30 | 1.0868 | 30
2023-02-16 12:00 | 12:00 | 0.74074 | 30
2023-02-16 12:30 | 12:30 | 0.98646 | 30
2023-02-16 13:00 | 13:00 | 1.6804 | 30
2023-02-16 13:30 | 13:30 | 1.614 | 30
2023-02-16 14:00 | 14:00 | 1.0576 | 30
2023-02-16 14:30 | 14:30 | 1.1692 | 30
2023-02-16 15:00 | 15:00 | 2.0765 | 30
2023-02-16 15:30 | 15:30 | 3.9364 | 30
2023-02-16 16:00 | 16:00 | 5.9198 | 30
2023-02-16 16:30 | 16:30 | 7.8429 | 30
2023-02-16 17:00 | 17:00 | 9.4093 | 30
2023-02-16 17:30 | 17:30 | 11.1927 | 30
2023-02-16 18:00 | 18:00 | 11.6331 | 30
2023-02-16 18:30 | 18:30 | 11.9981 | 30
2023-02-16 19:00 | 19:00 | 11.8125 | 30
2023-02-16 19:30 | 19:30 | 11.2147 | 30
2023-02-16 20:00 | 20:00 | 10.7387 | 30
2023-02-16 20:30 | 20:30 | 10.0974 | 30
2023-02-16 21:00 | 21:00 | 9.4996 | 30
2023-02-16 21:30 | 21:30 | 8.843 | 30
2023-02-16 22:00 | 22:00 | 7.9142 | 30
2023-02-16 22:30 | 22:30 | 7.2199 | 30
2023-02-16 23:00 | 23:00 | 7.0456 | 30
2023-02-16 23:30 | 23:30 | 6.6731 | 30
2023-02-17 | 0:00 | 6.1003 | 30
2023-02-17 00:30 | 0:30 | 5.9186 | 30
2023-02-17 01:00 | 1:00 | 5.8652 | 30
2023-02-17 01:30 | 1:30 | 5.6266 | 30
2023-02-17 02:00 | 2:00 | 5.3863 | 30
2023-02-17 02:30 | 2:30 | 5.3271 | 30
2023-02-17 03:00 | 3:00 | 5.2213 | 30
2023-02-17 03:30 | 3:30 | 5.1721 | 30
2023-02-17 04:00 | 4:00 | 5.3428 | 30
2023-02-17 04:30 | 4:30 | 5.4941 | 30
2023-02-17 05:00 | 5:00 | 5.6068 | 30
2023-02-17 05:30 | 5:30 | 5.801 | 30
2023-02-17 06:00 | 6:00 | 5.5633 | 30
2023-02-17 06:30 | 6:30 | 4.8616 | 30
2023-02-17 07:00 | 7:00 | 3.9177 | 30
2023-02-17 07:30 | 7:30 | 2.6673 | 30
2023-02-17 08:00 | 8:00 | 1.3152 | 30
2023-02-17 08:30 | 8:30 | 1.0872 | 30
2023-02-17 09:00 | 9:00 | 1.4895 | 30
2023-02-17 09:30 | 9:30 | 2.2646 | 30
2023-02-17 10:00 | 10:00 | 2.7517 | 30
2023-02-17 10:30 | 10:30 | 2.7458 | 30
2023-02-17 11:00 | 11:00 | 2.7807 | 30
2023-02-17 11:30 | 11:30 | 2.2939 | 30
2023-02-17 12:00 | 12:00 | 1.8461 | 30
2023-02-17 12:30 | 12:30 | 1.1441 | 30
2023-02-17 13:00 | 13:00 | 0.81346 | 30
2023-02-17 13:30 | 13:30 | 1.49 | 30
2023-02-17 14:00 | 14:00 | 1.1898 | 30
2023-02-17 14:30 | 14:30 | 2.4334 | 30
2023-02-17 15:00 | 15:00 | 4.8468 | 30
2023-02-17 15:30 | 15:30 | 6.8824 | 30
2023-02-17 16:00 | 16:00 | 9.3521 | 30
2023-02-17 16:30 | 16:30 | 10.114 | 30
2023-02-17 17:00 | 17:00 | 10.2994 | 30
2023-02-17 17:30 | 17:30 | 11.0036 | 30
2023-02-17 18:00 | 18:00 | 11.7952 | 30
2023-02-17 18:30 | 18:30 | 12.074 | 30
2023-02-17 19:00 | 19:00 | 11.9291 | 30
2023-02-17 19:30 | 19:30 | 11.5488 | 30
2023-02-17 20:00 | 20:00 | 11.1376 | 30
2023-02-17 20:30 | 20:30 | 10.4523 | 30
2023-02-17 21:00 | 21:00 | 9.7654 | 30
2023-02-17 21:30 | 21:30 | 9.1499 | 30
2023-02-17 22:00 | 22:00 | 8.5301 | 30
2023-02-17 22:30 | 22:30 | 7.8455 | 30
2023-02-17 23:00 | 23:00 | 7.6286 | 30
2023-02-17 23:30 | 23:30 | 7.2681 | 30
2023-02-18 | 0:00 | 6.6705 | 30
2023-02-18 00:30 | 0:30 | 6.5555 | 30
2023-02-18 01:00 | 1:00 | 6.4402 | 30
2023-02-18 01:30 | 1:30 | 6.0898 | 30
2023-02-18 02:00 | 2:00 | 5.8098 | 30
2023-02-18 02:30 | 2:30 | 5.8044 | 30
2023-02-18 03:00 | 3:00 | 5.7307 | 30
2023-02-18 03:30 | 3:30 | 5.688 | 30
2023-02-18 04:00 | 4:00 | 5.6314 | 30
2023-02-18 04:30 | 4:30 | 5.6134 | 30
2023-02-18 05:00 | 5:00 | 5.648 | 30
2023-02-18 05:30 | 5:30 | 5.6255 | 30
2023-02-18 06:00 | 6:00 | 4.9523 | 30
2023-02-18 06:30 | 6:30 | 4.276 | 30
2023-02-18 07:00 | 7:00 | 4.1219 | 30
2023-02-18 07:30 | 7:30 | 2.5054 | 30
2023-02-18 08:00 | 8:00 | 1.6325 | 30
2023-02-18 08:30 | 8:30 | 1.1011 | 30
2023-02-18 09:00 | 9:00 | 0.80874 | 30
2023-02-18 09:30 | 9:30 | 0.88207 | 30
2023-02-18 10:00 | 10:00 | 0.85023 | 30
2023-02-18 10:30 | 10:30 | 0.59563 | 30
2023-02-18 11:00 | 11:00 | 0.87419 | 30
2023-02-18 11:30 | 11:30 | 0.47112 | 30
2023-02-18 12:00 | 12:00 | 0.38026 | 30
2023-02-18 12:30 | 12:30 | 0.81586 | 30
2023-02-18 13:00 | 13:00 | 1.9254 | 30
2023-02-18 13:30 | 13:30 | 3.0492 | 30
2023-02-18 14:00 | 14:00 | 4.2535 | 30
2023-02-18 14:30 | 14:30 | 5.3688 | 30
2023-02-18 15:00 | 15:00 | 6.9342 | 30
2023-02-18 15:30 | 15:30 | 8.4704 | 30
2023-02-18 16:00 | 16:00 | 10.0948 | 30
2023-02-18 16:30 | 16:30 | 11.4221 | 30
2023-02-18 17:00 | 17:00 | 12.496 | 30
2023-02-18 17:30 | 17:30 | 13.3714 | 30
2023-02-18 18:00 | 18:00 | 13.4679 | 30
2023-02-18 18:30 | 18:30 | 13.2621 | 30
2023-02-18 19:00 | 19:00 | 12.6853 | 30
2023-02-18 19:30 | 19:30 | 11.9665 | 30
2023-02-18 20:00 | 20:00 | 11.2639 | 30
2023-02-18 20:30 | 20:30 | 10.5359 | 30
2023-02-18 21:00 | 21:00 | 9.942 | 30
2023-02-18 21:30 | 21:30 | 9.32 | 30
2023-02-18 22:00 | 22:00 | 8.5883 | 30
2023-02-18 22:30 | 22:30 | 7.9446 | 30
2023-02-18 23:00 | 23:00 | 7.6762 | 30
2023-02-18 23:30 | 23:30 | 7.2466 | 30
2023-02-19 | 0:00 | 6.7208 | 30
2023-02-19 00:30 | 0:30 | 6.5482 | 30
2023-02-19 01:00 | 1:00 | 6.2923 | 30
2023-02-19 01:30 | 1:30 | 6.0885 | 30
2023-02-19 02:00 | 2:00 | 5.8413 | 30
2023-02-19 02:30 | 2:30 | 5.7144 | 30
2023-02-19 03:00 | 3:00 | 5.6041 | 30
2023-02-19 03:30 | 3:30 | 5.5444 | 30
2023-02-19 04:00 | 4:00 | 5.5087 | 30
2023-02-19 04:30 | 4:30 | 5.4297 | 30
2023-02-19 05:00 | 5:00 | 5.5439 | 30
2023-02-19 05:30 | 5:30 | 5.4486 | 30
2023-02-19 06:00 | 6:00 | 4.7505 | 30
2023-02-19 06:30 | 6:30 | 3.8785 | 30
2023-02-19 07:00 | 7:00 | 3.3571 | 30
2023-02-19 07:30 | 7:30 | 3.2883 | 30
2023-02-19 08:00 | 8:00 | 2.7748 | 30
2023-02-19 08:30 | 8:30 | 1.3373 | 30
2023-02-19 09:00 | 9:00 | 0.9991 | 30
2023-02-19 09:30 | 9:30 | 1.2197 | 30
2023-02-19 10:00 | 10:00 | 2.2456 | 30
2023-02-19 10:30 | 10:30 | 1.6677 | 30
2023-02-19 11:00 | 11:00 | 2.6956 | 30
2023-02-19 11:30 | 11:30 | 4.0921 | 30
2023-02-19 12:00 | 12:00 | 4.1082 | 30
2023-02-19 12:30 | 12:30 | 4.0707 | 30
2023-02-19 13:00 | 13:00 | 5.2422 | 30
2023-02-19 13:30 | 13:30 | 5.2857 | 30
2023-02-19 14:00 | 14:00 | 5.57 | 30
2023-02-19 14:30 | 14:30 | 7.0816 | 30
2023-02-19 15:00 | 15:00 | 8.233 | 30
2023-02-19 15:30 | 15:30 | 8.1728 | 30
2023-02-19 16:00 | 16:00 | 9.0569 | 30
2023-02-19 16:30 | 16:30 | 10.5512 | 30
2023-02-19 17:00 | 17:00 | 11.3163 | 30
2023-02-19 17:30 | 17:30 | 12.4856 | 30
2023-02-19 18:00 | 18:00 | 13.2343 | 30
2023-02-19 18:30 | 18:30 | 13.2492 | 30
2023-02-19 19:00 | 19:00 | 12.7161 | 30
2023-02-19 19:30 | 19:30 | 12.1819 | 30
2023-02-19 20:00 | 20:00 | 11.6838 | 30
2023-02-19 20:30 | 20:30 | 11.0845 | 30
2023-02-19 21:00 | 21:00 | 10.2172 | 30
2023-02-19 21:30 | 21:30 | 9.4225 | 30
2023-02-19 22:00 | 22:00 | 8.4364 | 30
2023-02-19 22:30 | 22:30 | 7.624 | 30
2023-02-19 23:00 | 23:00 | 7.4659 | 30
2023-02-19 23:30 | 23:30 | 6.9677 | 30
2023-02-20 | 0:00 | 6.5959 | 30
2023-02-20 00:30 | 0:30 | 6.4156 | 30
2023-02-20 01:00 | 1:00 | 6.2091 | 30
2023-02-20 01:30 | 1:30 | 6.059 | 30
2023-02-20 02:00 | 2:00 | 5.8452 | 30
2023-02-20 02:30 | 2:30 | 5.7622 | 30
2023-02-20 03:00 | 3:00 | 5.6251 | 30
2023-02-20 03:30 | 3:30 | 5.6548 | 30
2023-02-20 04:00 | 4:00 | 5.7977 | 30
2023-02-20 04:30 | 4:30 | 5.8816 | 30
2023-02-20 05:00 | 5:00 | 6.2093 | 30
2023-02-20 05:30 | 5:30 | 6.3323 | 30
2023-02-20 06:00 | 6:00 | 6.2787 | 30
2023-02-20 06:30 | 6:30 | 5.7581 | 30
2023-02-20 07:00 | 7:00 | 5.1053 | 30
2023-02-20 07:30 | 7:30 | 5.0376 | 30
2023-02-20 08:00 | 8:00 | 5.2007 | 30
2023-02-20 08:30 | 8:30 | 4.43 | 30
2023-02-20 09:00 | 9:00 | 2.3026 | 30
2023-02-20 09:30 | 9:30 | 2.4841 | 30
2023-02-20 10:00 | 10:00 | 2.9751 | 30
2023-02-20 10:30 | 10:30 | 2.2161 | 30
2023-02-20 11:00 | 11:00 | 2.2373 | 30
2023-02-20 11:30 | 11:30 | 1.3984 | 30
2023-02-20 12:00 | 12:00 | 3.5988 | 30
2023-02-20 12:30 | 12:30 | 2.9496 | 30
2023-02-20 13:00 | 13:00 | 1.1009 | 30
2023-02-20 13:30 | 13:30 | 3.8088 | 30
2023-02-20 14:00 | 14:00 | 3.5285 | 30
2023-02-20 14:30 | 14:30 | 3.2371 | 30
2023-02-20 15:00 | 15:00 | 6.625 | 30
2023-02-20 15:30 | 15:30 | 8.2104 | 30
2023-02-20 16:00 | 16:00 | 8.7878 | 30
2023-02-20 16:30 | 16:30 | 9.5498 | 30
2023-02-20 17:00 | 17:00 | 11.2145 | 30
2023-02-20 17:30 | 17:30 | 12.1095 | 30
2023-02-20 18:00 | 18:00 | 12.5126 | 30
2023-02-20 18:30 | 18:30 | 12.4525 | 30
2023-02-20 19:00 | 19:00 | 12.2833 | 30
2023-02-20 19:30 | 19:30 | 11.8163 | 30
2023-02-20 20:00 | 20:00 | 11.3126 | 30
2023-02-20 20:30 | 20:30 | 10.5985 | 30
2023-02-20 21:00 | 21:00 | 9.8707 | 30
2023-02-20 21:30 | 21:30 | 9.3545 | 30
2023-02-20 22:00 | 22:00 | 8.5797 | 30
2023-02-20 22:30 | 22:30 | 7.8071 | 30
2023-02-20 23:00 | 23:00 | 7.725 | 30
2023-02-20 23:30 | 23:30 | 7.2147 | 30
2023-02-21 | 0:00 | 6.7491 | 30
2023-02-21 00:30 | 0:30 | 6.5245 | 30
2023-02-21 01:00 | 1:00 | 6.4576 | 30
2023-02-21 01:30 | 1:30 | 6.2076 | 30
2023-02-21 02:00 | 2:00 | 5.9514 | 30
2023-02-21 02:30 | 2:30 | 5.7228 | 30
2023-02-21 03:00 | 3:00 | 5.7638 | 30
2023-02-21 03:30 | 3:30 | 5.8007 | 30
2023-02-21 04:00 | 4:00 | 5.9423 | 30
2023-02-21 04:30 | 4:30 | 6.0132 | 30
2023-02-21 05:00 | 5:00 | 6.2086 | 30
2023-02-21 05:30 | 5:30 | 6.4345 | 30
2023-02-21 06:00 | 6:00 | 6.0972 | 30
2023-02-21 06:30 | 6:30 | 5.7339 | 30
2023-02-21 07:00 | 7:00 | 5.3987 | 30
2023-02-21 07:30 | 7:30 | 5.2356 | 30
2023-02-21 08:00 | 8:00 | 4.6458 | 30
2023-02-21 08:30 | 8:30 | 2.5687 | 30
2023-02-21 09:00 | 9:00 | 3.9105 | 30
2023-02-21 09:30 | 9:30 | 1.8218 | 30
2023-02-21 10:00 | 10:00 | 1.2336 | 30
2023-02-21 10:30 | 10:30 | 0.98107 | 30
2023-02-21 11:00 | 11:00 | 1.1336 | 30
2023-02-21 11:30 | 11:30 | 0.96862 | 30
2023-02-21 12:00 | 12:00 | 0.58146 | 30
2023-02-21 12:30 | 12:30 | 0.50019 | 30
2023-02-21 13:00 | 13:00 | 0.82581 | 30
2023-02-21 13:30 | 13:30 | 1.5109 | 30
2023-02-21 14:00 | 14:00 | 2.5135 | 30
2023-02-21 14:30 | 14:30 | 2.9121 | 30
2023-02-21 15:00 | 15:00 | 3.5471 | 30
2023-02-21 15:30 | 15:30 | 5.3612 | 30
2023-02-21 16:00 | 16:00 | 8.2534 | 30
2023-02-21 16:30 | 16:30 | 9.7067 | 30
2023-02-21 17:00 | 17:00 | 10.7219 | 30
2023-02-21 17:30 | 17:30 | 11.5246 | 30
2023-02-21 18:00 | 18:00 | 12.2052 | 30
2023-02-21 18:30 | 18:30 | 12.7904 | 30
2023-02-21 19:00 | 19:00 | 12.7062 | 30
2023-02-21 19:30 | 19:30 | 12.0541 | 30
2023-02-21 20:00 | 20:00 | 11.4716 | 30
2023-02-21 20:30 | 20:30 | 10.8752 | 30
2023-02-21 21:00 | 21:00 | 10.0551 | 30
2023-02-21 21:30 | 21:30 | 9.3679 | 30
2023-02-21 22:00 | 22:00 | 8.4012 | 30
2023-02-21 22:30 | 22:30 | 7.6969 | 30
2023-02-21 23:00 | 23:00 | 7.3929 | 30
2023-02-21 23:30 | 23:30 | 6.9821 | 30
2023-02-22 | 0:00 | 6.4441 | 30
2023-02-22 00:30 | 0:30 | 6.2465 | 30
2023-02-22 01:00 | 1:00 | 6.2358 | 30
2023-02-22 01:30 | 1:30 | 5.9864 | 30
2023-02-22 02:00 | 2:00 | 5.7488 | 30
2023-02-22 02:30 | 2:30 | 5.6934 | 30
2023-02-22 03:00 | 3:00 | 5.5328 | 30
2023-02-22 03:30 | 3:30 | 5.515 | 30
2023-02-22 04:00 | 4:00 | 5.6881 | 30
2023-02-22 04:30 | 4:30 | 5.8776 | 30
2023-02-22 05:00 | 5:00 | 6.1059 | 30
2023-02-22 05:30 | 5:30 | 6.4724 | 30
2023-02-22 06:00 | 6:00 | 6.7784 | 30
2023-02-22 06:30 | 6:30 | 7.3326 | 30
2023-02-22 07:00 | 7:00 | 6.7999 | 30
2023-02-22 07:30 | 7:30 | 4.8333 | 30
2023-02-22 08:00 | 8:00 | 3.56 | 30
2023-02-22 08:30 | 8:30 | 5.9822 | 30
2023-02-22 09:00 | 9:00 | 2.2879 | 30
2023-02-22 09:30 | 9:30 | 1.3364 | 30
2023-02-22 10:00 | 10:00 | 2.4711 | 30
2023-02-22 10:30 | 10:30 | 4.1515 | 30
2023-02-22 11:00 | 11:00 | 5.795 | 30
2023-02-22 11:30 | 11:30 | 2.8632 | 30
2023-02-22 12:00 | 12:00 | 1.8547 | 30
2023-02-22 12:30 | 12:30 | 2.9772 | 30
2023-02-22 13:00 | 13:00 | 2.264 | 30
2023-02-22 13:30 | 13:30 | 1.4255 | 30
2023-02-22 14:00 | 14:00 | 2.0247 | 30
2023-02-22 14:30 | 14:30 | 5.0573 | 30
2023-02-22 15:00 | 15:00 | 3.7988 | 30
2023-02-22 15:30 | 15:30 | 4.3198 | 30
2023-02-22 16:00 | 16:00 | 6.4858 | 30
2023-02-22 16:30 | 16:30 | 9.1437 | 30
2023-02-22 17:00 | 17:00 | 10.2166 | 30
2023-02-22 17:30 | 17:30 | 11.401 | 30
2023-02-22 18:00 | 18:00 | 11.999 | 30
2023-02-22 18:30 | 18:30 | 12.0036 | 30
2023-02-22 19:00 | 19:00 | 11.7947 | 30
2023-02-22 19:30 | 19:30 | 11.4756 | 30
2023-02-22 20:00 | 20:00 | 11.1349 | 30
2023-02-22 20:30 | 20:30 | 10.505 | 30
2023-02-22 21:00 | 21:00 | 9.8389 | 30
2023-02-22 21:30 | 21:30 | 9.3227 | 30
2023-02-22 22:00 | 22:00 | 8.4033 | 30
2023-02-22 22:30 | 22:30 | 7.7544 | 30
2023-02-22 23:00 | 23:00 | 7.6293 | 30
2023-02-22 23:30 | 23:30 | 7.0549 | 30
2023-02-23 | 0:00 | 6.5297 | 30
2023-02-23 00:30 | 0:30 | 6.2885 | 30
2023-02-23 01:00 | 1:00 | 6.3799 | 30
2023-02-23 01:30 | 1:30 | 6.1146 | 30
2023-02-23 02:00 | 2:00 | 5.886 | 30
2023-02-23 02:30 | 2:30 | 5.7146 | 30
2023-02-23 03:00 | 3:00 | 5.6158 | 30
2023-02-23 03:30 | 3:30 | 5.654 | 30
2023-02-23 04:00 | 4:00 | 5.7869 | 30
2023-02-23 04:30 | 4:30 | 5.8756 | 30
2023-02-23 05:00 | 5:00 | 6.0769 | 30
2023-02-23 05:30 | 5:30 | 6.1686 | 30
2023-02-23 06:00 | 6:00 | 5.9922 | 30
2023-02-23 06:30 | 6:30 | 6.1868 | 30
2023-02-23 07:00 | 7:00 | 4.0948 | 30
2023-02-23 07:30 | 7:30 | 2.0808 | 30
2023-02-23 08:00 | 8:00 | 1.7661 | 30
2023-02-23 08:30 | 8:30 | 3.1574 | 30
2023-02-23 09:00 | 9:00 | 2.9747 | 30
2023-02-23 09:30 | 9:30 | 2.629 | 30
2023-02-23 10:00 | 10:00 | 1.53 | 30
2023-02-23 10:30 | 10:30 | 6.0303 | 30
2023-02-23 11:00 | 11:00 | 5.9577 | 30
2023-02-23 11:30 | 11:30 | 5.4929 | 30
2023-02-23 12:00 | 12:00 | 4.6965 | 30
2023-02-23 12:30 | 12:30 | 1.7119 | 30
2023-02-23 13:00 | 13:00 | 1.9676 | 30
2023-02-23 13:30 | 13:30 | 1.2321 | 30
2023-02-23 14:00 | 14:00 | 1.2723 | 30
2023-02-23 14:30 | 14:30 | 1.0201 | 30
2023-02-23 15:00 | 15:00 | 2.0354 | 30
2023-02-23 15:30 | 15:30 | 3.3742 | 30
2023-02-23 16:00 | 16:00 | 5.6784 | 30
2023-02-23 16:30 | 16:30 | 7.8212 | 30
2023-02-23 17:00 | 17:00 | 9.6023 | 30
2023-02-23 17:30 | 17:30 | 10.2454 | 30
2023-02-23 18:00 | 18:00 | 10.9104 | 30
2023-02-23 18:30 | 18:30 | 11.401 | 30
2023-02-23 19:00 | 19:00 | 11.2555 | 30
2023-02-23 19:30 | 19:30 | 10.8554 | 30
2023-02-23 20:00 | 20:00 | 10.5917 | 30
2023-02-23 20:30 | 20:30 | 10.1222 | 30
2023-02-23 21:00 | 21:00 | 9.5033 | 30
2023-02-23 21:30 | 21:30 | 9.0429 | 30
2023-02-23 22:00 | 22:00 | 8.3308 | 30
2023-02-23 22:30 | 22:30 | 7.5159 | 30
2023-02-23 23:00 | 23:00 | 7.195 | 30
2023-02-23 23:30 | 23:30 | 6.9146 | 30
2023-02-24 | 0:00 | 6.3985 | 30
2023-02-24 00:30 | 0:30 | 6.2613 | 30
2023-02-24 01:00 | 1:00 | 6.2349 | 30
2023-02-24 01:30 | 1:30 | 6.0451 | 30
2023-02-24 02:00 | 2:00 | 5.838 | 30
2023-02-24 02:30 | 2:30 | 5.7019 | 30
2023-02-24 03:00 | 3:00 | 5.6061 | 30
2023-02-24 03:30 | 3:30 | 5.7235 | 30
2023-02-24 04:00 | 4:00 | 5.7859 | 30
2023-02-24 04:30 | 4:30 | 5.9102 | 30
2023-02-24 05:00 | 5:00 | 6.1663 | 30
2023-02-24 05:30 | 5:30 | 6.4081 | 30
2023-02-24 06:00 | 6:00 | 6.9853 | 30
2023-02-24 06:30 | 6:30 | 6.7935 | 30
2023-02-24 07:00 | 7:00 | 6.1025 | 30
2023-02-24 07:30 | 7:30 | 6.3406 | 30
2023-02-24 08:00 | 8:00 | 1.8227 | 30
2023-02-24 08:30 | 8:30 | 1.7011 | 30
2023-02-24 09:00 | 9:00 | 1.431 | 30
2023-02-24 09:30 | 9:30 | 1.0537 | 30
2023-02-24 10:00 | 10:00 | 3.2154 | 30
2023-02-24 10:30 | 10:30 | 2.3773 | 30
2023-02-24 11:00 | 11:00 | 1.2256 | 30
2023-02-24 11:30 | 11:30 | 1.3444 | 30
2023-02-24 12:00 | 12:00 | 1.5664 | 30
2023-02-24 12:30 | 12:30 | 2.0773 | 30
2023-02-24 13:00 | 13:00 | 5.8721 | 30
2023-02-24 13:30 | 13:30 | 4.8118 | 30
2023-02-24 14:00 | 14:00 | 3.8642 | 30
2023-02-24 14:30 | 14:30 | 2.6534 | 30
2023-02-24 15:00 | 15:00 | 3.6326 | 30
2023-02-24 15:30 | 15:30 | 3.2585 | 30
2023-02-24 16:00 | 16:00 | 4.6805 | 30
2023-02-24 16:30 | 16:30 | 6.7308 | 30
2023-02-24 17:00 | 17:00 | 7.981 | 30
2023-02-24 17:30 | 17:30 | 9.1859 | 30
2023-02-24 18:00 | 18:00 | 9.963 | 30
2023-02-24 18:30 | 18:30 | 10.327 | 30
2023-02-24 19:00 | 19:00 | 10.5778 | 30
2023-02-24 19:30 | 19:30 | 10.1704 | 30
2023-02-24 20:00 | 20:00 | 9.9119 | 30
2023-02-24 20:30 | 20:30 | 9.4642 | 30
2023-02-24 21:00 | 21:00 | 8.8679 | 30
2023-02-24 21:30 | 21:30 | 8.3487 | 30
2023-02-24 22:00 | 22:00 | 7.765 | 30
2023-02-24 22:30 | 22:30 | 7.2886 | 30
2023-02-24 23:00 | 23:00 | 7.2754 | 30
2023-02-24 23:30 | 23:30 | 7.0417 | 30
2023-02-25 | 0:00 | 6.5005 | 30
2023-02-25 00:30 | 0:30 | 6.3404 | 30
2023-02-25 01:00 | 1:00 | 6.2455 | 30
2023-02-25 01:30 | 1:30 | 5.9285 | 30
2023-02-25 02:00 | 2:00 | 5.647 | 30
2023-02-25 02:30 | 2:30 | 5.4938 | 30
2023-02-25 03:00 | 3:00 | 5.3215 | 30
2023-02-25 03:30 | 3:30 | 5.3697 | 30
2023-02-25 04:00 | 4:00 | 5.3454 | 30
2023-02-25 04:30 | 4:30 | 5.3898 | 30
2023-02-25 05:00 | 5:00 | 5.3746 | 30
2023-02-25 05:30 | 5:30 | 5.401 | 30
2023-02-25 06:00 | 6:00 | 5.1037 | 30
2023-02-25 06:30 | 6:30 | 4.4626 | 30
2023-02-25 07:00 | 7:00 | 3.5596 | 30
2023-02-25 07:30 | 7:30 | 3.3419 | 30
2023-02-25 08:00 | 8:00 | 1.9836 | 30
2023-02-25 08:30 | 8:30 | 1.2277 | 30
2023-02-25 09:00 | 9:00 | 1.2938 | 30
2023-02-25 09:30 | 9:30 | 1.3034 | 30
2023-02-25 10:00 | 10:00 | 1.4193 | 30
2023-02-25 10:30 | 10:30 | 1.1606 | 30
2023-02-25 11:00 | 11:00 | 1.386 | 30
2023-02-25 11:30 | 11:30 | 1.3251 | 30
2023-02-25 12:00 | 12:00 | 0.93355 | 30
2023-02-25 12:30 | 12:30 | 1.6816 | 30
2023-02-25 13:00 | 13:00 | 2.1295 | 30
2023-02-25 13:30 | 13:30 | 0.76279 | 30
2023-02-25 14:00 | 14:00 | 1.269 | 30
2023-02-25 14:30 | 14:30 | 3.7833 | 30
2023-02-25 15:00 | 15:00 | 3.1826 | 30
2023-02-25 15:30 | 15:30 | 4.4425 | 30
2023-02-25 16:00 | 16:00 | 5.5064 | 30
2023-02-25 16:30 | 16:30 | 7.2611 | 30
2023-02-25 17:00 | 17:00 | 8.6898 | 30
2023-02-25 17:30 | 17:30 | 9.9518 | 30
2023-02-25 18:00 | 18:00 | 10.635 | 30
2023-02-25 18:30 | 18:30 | 10.6796 | 30
2023-02-25 19:00 | 19:00 | 10.6336 | 30
2023-02-25 19:30 | 19:30 | 10.1748 | 30
2023-02-25 20:00 | 20:00 | 9.9298 | 30
2023-02-25 20:30 | 20:30 | 9.3171 | 30
2023-02-25 21:00 | 21:00 | 8.9239 | 30
2023-02-25 21:30 | 21:30 | 8.4573 | 30
2023-02-25 22:00 | 22:00 | 7.8443 | 30
2023-02-25 22:30 | 22:30 | 7.3278 | 30
2023-02-25 23:00 | 23:00 | 7.1687 | 30
2023-02-25 23:30 | 23:30 | 6.7819 | 30
2023-02-26 | 0:00 | 6.2709 | 30
2023-02-26 00:30 | 0:30 | 6.0905 | 30
2023-02-26 01:00 | 1:00 | 5.9314 | 30
2023-02-26 01:30 | 1:30 | 5.7355 | 30
2023-02-26 02:00 | 2:00 | 5.4412 | 30
2023-02-26 02:30 | 2:30 | 5.3582 | 30
2023-02-26 03:00 | 3:00 | 5.2314 | 30
2023-02-26 03:30 | 3:30 | 5.1612 | 30
2023-02-26 04:00 | 4:00 | 5.2664 | 30
2023-02-26 04:30 | 4:30 | 5.2726 | 30
2023-02-26 05:00 | 5:00 | 5.3061 | 30
2023-02-26 05:30 | 5:30 | 5.4859 | 30
2023-02-26 06:00 | 6:00 | 5.1561 | 30
2023-02-26 06:30 | 6:30 | 4.2186 | 30
2023-02-26 07:00 | 7:00 | 3.5292 | 30
2023-02-26 07:30 | 7:30 | 2.526 | 30
2023-02-26 08:00 | 8:00 | 1.5901 | 30
2023-02-26 08:30 | 8:30 | 1.1112 | 30
2023-02-26 09:00 | 9:00 | 1.0345 | 30
2023-02-26 09:30 | 9:30 | 1.2801 | 30
2023-02-26 10:00 | 10:00 | 0.87713 | 30
2023-02-26 10:30 | 10:30 | 1.036 | 30
2023-02-26 11:00 | 11:00 | 0.93298 | 30
2023-02-26 11:30 | 11:30 | 1.1117 | 30
2023-02-26 12:00 | 12:00 | 2.2224 | 30
2023-02-26 12:30 | 12:30 | 4.174 | 30
2023-02-26 13:00 | 13:00 | 4.1354 | 30
2023-02-26 13:30 | 13:30 | 2.1898 | 30
2023-02-26 14:00 | 14:00 | 3.3665 | 30
2023-02-26 14:30 | 14:30 | 5.5175 | 30
2023-02-26 15:00 | 15:00 | 7.6801 | 30
2023-02-26 15:30 | 15:30 | 7.2812 | 30
2023-02-26 16:00 | 16:00 | 9.4567 | 30
2023-02-26 16:30 | 16:30 | 9.3805 | 30
2023-02-26 17:00 | 17:00 | 11.8323 | 30
2023-02-26 17:30 | 17:30 | 13.1465 | 30
2023-02-26 18:00 | 18:00 | 13.547 | 30
2023-02-26 18:30 | 18:30 | 13.6585 | 30
2023-02-26 19:00 | 19:00 | 13.0058 | 30
2023-02-26 19:30 | 19:30 | 12.254 | 30
2023-02-26 20:00 | 20:00 | 11.5825 | 30
2023-02-26 20:30 | 20:30 | 10.7463 | 30
2023-02-26 21:00 | 21:00 | 10.202 | 30
2023-02-26 21:30 | 21:30 | 9.3944 | 30
2023-02-26 22:00 | 22:00 | 8.4364 | 30
2023-02-26 22:30 | 22:30 | 7.7462 | 30
2023-02-26 23:00 | 23:00 | 7.4227 | 30
2023-02-26 23:30 | 23:30 | 6.9699 | 30
2023-02-27 | 0:00 | 6.5114 | 30
2023-02-27 00:30 | 0:30 | 6.3464 | 30
2023-02-27 01:00 | 1:00 | 6.2936 | 30
2023-02-27 01:30 | 1:30 | 6.0032 | 30
2023-02-27 02:00 | 2:00 | 5.775 | 30
2023-02-27 02:30 | 2:30 | 5.7606 | 30
2023-02-27 03:00 | 3:00 | 5.7114 | 30
2023-02-27 03:30 | 3:30 | 5.6416 | 30
2023-02-27 04:00 | 4:00 | 5.7794 | 30
2023-02-27 04:30 | 4:30 | 6.0787 | 30
2023-02-27 05:00 | 5:00 | 6.3613 | 30
2023-02-27 05:30 | 5:30 | 6.3638 | 30
2023-02-27 06:00 | 6:00 | 6.3992 | 30
2023-02-27 06:30 | 6:30 | 5.8548 | 30
2023-02-27 07:00 | 7:00 | 5.8932 | 30
2023-02-27 07:30 | 7:30 | 4.6947 | 30
2023-02-27 08:00 | 8:00 | 4.2244 | 30
2023-02-27 08:30 | 8:30 | 1.2326 | 30
2023-02-27 09:00 | 9:00 | 0.85498 | 30
2023-02-27 09:30 | 9:30 | 0.97991 | 30
2023-02-27 10:00 | 10:00 | 0.83601 | 30
2023-02-27 10:30 | 10:30 | 1.1586 | 30
2023-02-27 11:00 | 11:00 | 1.1223 | 30
2023-02-27 11:30 | 11:30 | 0.78592 | 30
2023-02-27 12:00 | 12:00 | 0.4885 | 30
2023-02-27 12:30 | 12:30 | 0.99196 | 30
2023-02-27 13:00 | 13:00 | 1.2544 | 30
2023-02-27 13:30 | 13:30 | 2.8602 | 30
2023-02-27 14:00 | 14:00 | 3.8954 | 30
2023-02-27 14:30 | 14:30 | 4.3199 | 30
2023-02-27 15:00 | 15:00 | 5.6676 | 30
2023-02-27 15:30 | 15:30 | 7.8247 | 30
2023-02-27 16:00 | 16:00 | 10.0331 | 30
2023-02-27 16:30 | 16:30 | 12.0656 | 30
2023-02-27 17:00 | 17:00 | 13.6256 | 30
2023-02-27 17:30 | 17:30 | 14.8327 | 30
2023-02-27 18:00 | 18:00 | 15.0886 | 30
2023-02-27 18:30 | 18:30 | 14.9276 | 30
2023-02-27 19:00 | 19:00 | 14.5953 | 30
2023-02-27 19:30 | 19:30 | 13.6146 | 30
2023-02-27 20:00 | 20:00 | 12.6307 | 30
2023-02-27 20:30 | 20:30 | 11.6035 | 30
2023-02-27 21:00 | 21:00 | 10.7653 | 30
2023-02-27 21:30 | 21:30 | 9.8828 | 30
2023-02-27 22:00 | 22:00 | 8.8455 | 30
2023-02-27 22:30 | 22:30 | 7.9839 | 30
2023-02-27 23:00 | 23:00 | 7.8206 | 30
2023-02-27 23:30 | 23:30 | 7.3431 | 30
2023-02-28 | 0:00 | 6.8677 | 30
2023-02-28 00:30 | 0:30 | 6.8053 | 30
2023-02-28 01:00 | 1:00 | 6.6659 | 30
2023-02-28 01:30 | 1:30 | 6.3563 | 30
2023-02-28 02:00 | 2:00 | 6.1571 | 30
2023-02-28 02:30 | 2:30 | 5.9992 | 30
2023-02-28 03:00 | 3:00 | 5.8964 | 30
2023-02-28 03:30 | 3:30 | 5.9502 | 30
2023-02-28 04:00 | 4:00 | 6.0114 | 30
2023-02-28 04:30 | 4:30 | 6.2185 | 30
2023-02-28 05:00 | 5:00 | 6.3829 | 30
2023-02-28 05:30 | 5:30 | 6.4504 | 30
2023-02-28 06:00 | 6:00 | 6.406 | 30
2023-02-28 06:30 | 6:30 | 5.7557 | 30
2023-02-28 07:00 | 7:00 | 5.1843 | 30
2023-02-28 07:30 | 7:30 | 4.2598 | 30
2023-02-28 08:00 | 8:00 | 3.1902 | 30
2023-02-28 08:30 | 8:30 | 3.7732 | 30
2023-02-28 09:00 | 9:00 | 2.2085 | 30
2023-02-28 09:30 | 9:30 | 1.0194 | 30
2023-02-28 10:00 | 10:00 | 0.69403 | 30
2023-02-28 10:30 | 10:30 | 0.48391 | 30
2023-02-28 11:00 | 11:00 | 0.49235 | 30
2023-02-28 11:30 | 11:30 | 0.47528 | 30
2023-02-28 12:00 | 12:00 | 1.73 | 30
2023-02-28 12:30 | 12:30 | 1.8112 | 30
2023-02-28 13:00 | 13:00 | 2.9603 | 30
2023-02-28 13:30 | 13:30 | 5.2449 | 30
2023-02-28 14:00 | 14:00 | 5.3143 | 30
2023-02-28 14:30 | 14:30 | 6.4396 | 30
2023-02-28 15:00 | 15:00 | 6.9669 | 30
2023-02-28 15:30 | 15:30 | 8.9449 | 30
2023-02-28 16:00 | 16:00 | 11.0138 | 30
2023-02-28 16:30 | 16:30 | 13.2227 | 30
2023-02-28 17:00 | 17:00 | 13.5214 | 30
2023-02-28 17:30 | 17:30 | 14.4938 | 30
2023-02-28 18:00 | 18:00 | 14.9596 | 30
2023-02-28 18:30 | 18:30 | 14.9572 | 30
2023-02-28 19:00 | 19:00 | 14.5198 | 30
2023-02-28 19:30 | 19:30 | 13.6511 | 30
2023-02-28 20:00 | 20:00 | 12.9022 | 30
2023-02-28 20:30 | 20:30 | 11.8784 | 30
2023-02-28 21:00 | 21:00 | 10.7373 | 30
2023-02-28 21:30 | 21:30 | 10.0153 | 30
2023-02-28 22:00 | 22:00 | 9.0463 | 30
2023-02-28 22:30 | 22:30 | 8.2386 | 30
2023-02-28 23:00 | 23:00 | 7.819 | 30
2023-02-28 23:30 | 23:30 | 7.3755 | 30
2023-03-01 | 0:00 | 6.7776 | 30
2023-03-01 00:30 | 0:30 | 6.5219 | 30
2023-03-01 01:00 | 1:00 | 6.4416 | 30
2023-03-01 01:30 | 1:30 | 6.1554 | 30
2023-03-01 02:00 | 2:00 | 5.8604 | 30
2023-03-01 02:30 | 2:30 | 5.7754 | 30
2023-03-01 03:00 | 3:00 | 5.6989 | 30
2023-03-01 03:30 | 3:30 | 5.7129 | 30
2023-03-01 04:00 | 4:00 | 5.9146 | 30
2023-03-01 04:30 | 4:30 | 6.1245 | 30
2023-03-01 05:00 | 5:00 | 6.4221 | 30
2023-03-01 05:30 | 5:30 | 6.5007 | 30
2023-03-01 06:00 | 6:00 | 6.5323 | 30
2023-03-01 06:30 | 6:30 | 5.8546 | 30
2023-03-01 07:00 | 7:00 | 4.9498 | 30
2023-03-01 07:30 | 7:30 | 3.7305 | 30
2023-03-01 08:00 | 8:00 | 2.2848 | 30
2023-03-01 08:30 | 8:30 | 1.1315 | 30
2023-03-01 09:00 | 9:00 | 0.6895 | 30
2023-03-01 09:30 | 9:30 | 1.0035 | 30
2023-03-01 10:00 | 10:00 | 1.1758 | 30
2023-03-01 10:30 | 10:30 | 1.161 | 30
2023-03-01 11:00 | 11:00 | 0.93466 | 30
2023-03-01 11:30 | 11:30 | 0.34461 | 30
2023-03-01 12:00 | 12:00 | 0.50238 | 30
2023-03-01 12:30 | 12:30 | 1.3673 | 30
2023-03-01 13:00 | 13:00 | 2.5729 | 30
2023-03-01 13:30 | 13:30 | 3.8517 | 30
2023-03-01 14:00 | 14:00 | 5.0027 | 30
2023-03-01 14:30 | 14:30 | 6.2888 | 30
2023-03-01 15:00 | 15:00 | 7.8419 | 30
2023-03-01 15:30 | 15:30 | 9.8267 | 30
2023-03-01 16:00 | 16:00 | 12.0269 | 30
2023-03-01 16:30 | 16:30 | 13.971 | 30
2023-03-01 17:00 | 17:00 | 15.6635 | 30
2023-03-01 17:30 | 17:30 | 16.1944 | 30
2023-03-01 18:00 | 18:00 | 16.0913 | 30
2023-03-01 18:30 | 18:30 | 15.9543 | 30
2023-03-01 19:00 | 19:00 | 15.374 | 30
2023-03-01 19:30 | 19:30 | 14.4504 | 30
2023-03-01 20:00 | 20:00 | 13.7119 | 30
2023-03-01 20:30 | 20:30 | 12.8194 | 30
2023-03-01 21:00 | 21:00 | 12.0561 | 30
2023-03-01 21:30 | 21:30 | 11.1492 | 30
2023-03-01 22:00 | 22:00 | 10.1488 | 30
2023-03-01 22:30 | 22:30 | 9.2809 | 30
2023-03-01 23:00 | 23:00 | 9.0113 | 30
2023-03-01 23:30 | 23:30 | 8.5781 | 30
2023-03-02 | 0:00 | 7.8193 | 30
2023-03-02 00:30 | 0:30 | 7.6343 | 30
2023-03-02 01:00 | 1:00 | 7.4186 | 30
2023-03-02 01:30 | 1:30 | 7.0647 | 30
2023-03-02 02:00 | 2:00 | 6.6931 | 30
2023-03-02 02:30 | 2:30 | 6.476 | 30
2023-03-02 03:00 | 3:00 | 6.4567 | 30
2023-03-02 03:30 | 3:30 | 6.4177 | 30
2023-03-02 04:00 | 4:00 | 6.4813 | 30
2023-03-02 04:30 | 4:30 | 6.6317 | 30
2023-03-02 05:00 | 5:00 | 6.8026 | 30
2023-03-02 05:30 | 5:30 | 6.9714 | 30
2023-03-02 06:00 | 6:00 | 7.2716 | 30
2023-03-02 06:30 | 6:30 | 7.3889 | 30
2023-03-02 07:00 | 7:00 | 6.141 | 30
2023-03-02 07:30 | 7:30 | 5.8505 | 30
2023-03-02 08:00 | 8:00 | 5.3556 | 30
2023-03-02 08:30 | 8:30 | 2.9415 | 30
2023-03-02 09:00 | 9:00 | 3.9915 | 30
2023-03-02 09:30 | 9:30 | 4.9562 | 30
2023-03-02 10:00 | 10:00 | 7.4362 | 30
2023-03-02 10:30 | 10:30 | 5.8447 | 30
2023-03-02 11:00 | 11:00 | 7.8158 | 30
2023-03-02 11:30 | 11:30 | 7.2986 | 30
2023-03-02 12:00 | 12:00 | 5.3104 | 30
2023-03-02 12:30 | 12:30 | 3.2301 | 30
2023-03-02 13:00 | 13:00 | 5.0037 | 30
2023-03-02 13:30 | 13:30 | 8.595 | 30
2023-03-02 14:00 | 14:00 | 7.6973 | 30
2023-03-02 14:30 | 14:30 | 5.5073 | 30
2023-03-02 15:00 | 15:00 | 4.0195 | 30
2023-03-02 15:30 | 15:30 | 6.6985 | 30
2023-03-02 16:00 | 16:00 | 9.2573 | 30
2023-03-02 16:30 | 16:30 | 10.3924 | 30
2023-03-02 17:00 | 17:00 | 11.7602 | 30
2023-03-02 17:30 | 17:30 | 13.027 | 30
2023-03-02 18:00 | 18:00 | 13.8252 | 30
2023-03-02 18:30 | 18:30 | 14.0853 | 30
2023-03-02 19:00 | 19:00 | 13.9413 | 30
2023-03-02 19:30 | 19:30 | 13.1849 | 30
2023-03-02 20:00 | 20:00 | 12.6042 | 30
2023-03-02 20:30 | 20:30 | 11.7691 | 30
2023-03-02 21:00 | 21:00 | 11.0567 | 30
2023-03-02 21:30 | 21:30 | 10.4091 | 30
2023-03-02 22:00 | 22:00 | 9.2395 | 30
2023-03-02 22:30 | 22:30 | 8.3249 | 30
2023-03-02 23:00 | 23:00 | 7.9668 | 30
2023-03-02 23:30 | 23:30 | 7.5221 | 30
2023-03-03 | 0:00 | 7.0141 | 30
2023-03-03 00:30 | 0:30 | 6.7057 | 30
2023-03-03 01:00 | 1:00 | 6.6249 | 30
2023-03-03 01:30 | 1:30 | 6.412 | 30
2023-03-03 02:00 | 2:00 | 6.1924 | 30
2023-03-03 02:30 | 2:30 | 5.9862 | 30
2023-03-03 03:00 | 3:00 | 5.8802 | 30
2023-03-03 03:30 | 3:30 | 5.8716 | 30
2023-03-03 04:00 | 4:00 | 5.999 | 30
2023-03-03 04:30 | 4:30 | 6.168 | 30
2023-03-03 05:00 | 5:00 | 6.3753 | 30
2023-03-03 05:30 | 5:30 | 6.5111 | 30
2023-03-03 06:00 | 6:00 | 6.519 | 30
2023-03-03 06:30 | 6:30 | 6.154 | 30
2023-03-03 07:00 | 7:00 | 5.2752 | 30
2023-03-03 07:30 | 7:30 | 4.999 | 30
2023-03-03 08:00 | 8:00 | 3.3623 | 30
2023-03-03 08:30 | 8:30 | 2.7692 | 30
2023-03-03 09:00 | 9:00 | 2.5758 | 30
2023-03-03 09:30 | 9:30 | 4.4006 | 30
2023-03-03 10:00 | 10:00 | 3.8015 | 30
2023-03-03 10:30 | 10:30 | 1.8779 | 30
2023-03-03 11:00 | 11:00 | 2.1352 | 30
2023-03-03 11:30 | 11:30 | 6.7377 | 30
2023-03-03 12:00 | 12:00 | 4.2205 | 30
2023-03-03 12:30 | 12:30 | 5.4007 | 30
2023-03-03 13:00 | 13:00 | 2.5601 | 30
2023-03-03 13:30 | 13:30 | 0.93065 | 30
2023-03-03 14:00 | 14:00 | 2.3981 | 30
2023-03-03 14:30 | 14:30 | 2.1563 | 30
2023-03-03 15:00 | 15:00 | 3.2546 | 30
2023-03-03 15:30 | 15:30 | 5.7696 | 30
2023-03-03 16:00 | 16:00 | 7.5368 | 30
2023-03-03 16:30 | 16:30 | 9.0493 | 30
2023-03-03 17:00 | 17:00 | 10.3148 | 30
2023-03-03 17:30 | 17:30 | 11.7003 | 30
2023-03-03 18:00 | 18:00 | 12.0359 | 30
2023-03-03 18:30 | 18:30 | 12.237 | 30
2023-03-03 19:00 | 19:00 | 11.9394 | 30
2023-03-03 19:30 | 19:30 | 11.2521 | 30
2023-03-03 20:00 | 20:00 | 11.1764 | 30
2023-03-03 20:30 | 20:30 | 10.4805 | 30
2023-03-03 21:00 | 21:00 | 9.9191 | 30
2023-03-03 21:30 | 21:30 | 9.3038 | 30
2023-03-03 22:00 | 22:00 | 8.3901 | 30
2023-03-03 22:30 | 22:30 | 7.6238 | 30
2023-03-03 23:00 | 23:00 | 7.5033 | 30
2023-03-03 23:30 | 23:30 | 7.0755 | 30
2023-03-04 | 0:00 | 6.5009 | 30
2023-03-04 00:30 | 0:30 | 6.3697 | 30
2023-03-04 01:00 | 1:00 | 6.2985 | 30
2023-03-04 01:30 | 1:30 | 6.1073 | 30
2023-03-04 02:00 | 2:00 | 5.7743 | 30
2023-03-04 02:30 | 2:30 | 5.3466 | 30
2023-03-04 03:00 | 3:00 | 5.2695 | 30
2023-03-04 03:30 | 3:30 | 5.3294 | 30
2023-03-04 04:00 | 4:00 | 5.3667 | 30
2023-03-04 04:30 | 4:30 | 5.4024 | 30
2023-03-04 05:00 | 5:00 | 5.4538 | 30
2023-03-04 05:30 | 5:30 | 5.4989 | 30
2023-03-04 06:00 | 6:00 | 5.4194 | 30
2023-03-04 06:30 | 6:30 | 4.7214 | 30
2023-03-04 07:00 | 7:00 | 3.9776 | 30
2023-03-04 07:30 | 7:30 | 3.1391 | 30
2023-03-04 08:00 | 8:00 | 2.6806 | 30
2023-03-04 08:30 | 8:30 | 1.8663 | 30
2023-03-04 09:00 | 9:00 | 2.3698 | 30
2023-03-04 09:30 | 9:30 | 2.0562 | 30
2023-03-04 10:00 | 10:00 | 1.9879 | 30
2023-03-04 10:30 | 10:30 | 3.5648 | 30
2023-03-04 11:00 | 11:00 | 0.9995 | 30
2023-03-04 11:30 | 11:30 | 1.2589 | 30
2023-03-04 12:00 | 12:00 | 1.1674 | 30
2023-03-04 12:30 | 12:30 | 3.3136 | 30
2023-03-04 13:00 | 13:00 | 0.84428 | 30
2023-03-04 13:30 | 13:30 | 2.1418 | 30
2023-03-04 14:00 | 14:00 | 1.4201 | 30
2023-03-04 14:30 | 14:30 | 2.4662 | 30
2023-03-04 15:00 | 15:00 | 3.6761 | 30
2023-03-04 15:30 | 15:30 | 5.1956 | 30
2023-03-04 16:00 | 16:00 | 7.0268 | 30
2023-03-04 16:30 | 16:30 | 9.0168 | 30
2023-03-04 17:00 | 17:00 | 10.5201 | 30
2023-03-04 17:30 | 17:30 | 11.5655 | 30
2023-03-04 18:00 | 18:00 | 11.9973 | 30
2023-03-04 18:30 | 18:30 | 11.7283 | 30
2023-03-04 19:00 | 19:00 | 11.2871 | 30
2023-03-04 19:30 | 19:30 | 10.6419 | 30
2023-03-04 20:00 | 20:00 | 10.2518 | 30
2023-03-04 20:30 | 20:30 | 9.7068 | 30
2023-03-04 21:00 | 21:00 | 9.2356 | 30
2023-03-04 21:30 | 21:30 | 8.6799 | 30
2023-03-04 22:00 | 22:00 | 7.9906 | 30
2023-03-04 22:30 | 22:30 | 7.453 | 30
2023-03-04 23:00 | 23:00 | 7.2668 | 30
2023-03-04 23:30 | 23:30 | 6.896 | 30
2023-03-05 | 0:00 | 6.4826 | 30
2023-03-05 00:30 | 0:30 | 6.1779 | 30
2023-03-05 01:00 | 1:00 | 6.0375 | 30
2023-03-05 01:30 | 1:30 | 5.7655 | 30
2023-03-05 02:00 | 2:00 | 5.5704 | 30
2023-03-05 02:30 | 2:30 | 5.3853 | 30
2023-03-05 03:00 | 3:00 | 5.2704 | 30
2023-03-05 03:30 | 3:30 | 5.2192 | 30
2023-03-05 04:00 | 4:00 | 5.226 | 30
2023-03-05 04:30 | 4:30 | 5.2064 | 30
2023-03-05 05:00 | 5:00 | 5.3459 | 30
2023-03-05 05:30 | 5:30 | 5.5342 | 30
2023-03-05 06:00 | 6:00 | 5.2656 | 30
2023-03-05 06:30 | 6:30 | 4.4789 | 30
2023-03-05 07:00 | 7:00 | 3.6784 | 30
2023-03-05 07:30 | 7:30 | 2.8219 | 30
2023-03-05 08:00 | 8:00 | 1.9085 | 30
2023-03-05 08:30 | 8:30 | 1.7694 | 30
2023-03-05 09:00 | 9:00 | 1.69 | 30
2023-03-05 09:30 | 9:30 | 0.79599 | 30
2023-03-05 10:00 | 10:00 | 1.1558 | 30
2023-03-05 10:30 | 10:30 | 1.9657 | 30
2023-03-05 11:00 | 11:00 | 1.2905 | 30
2023-03-05 11:30 | 11:30 | 0.84821 | 30
2023-03-05 12:00 | 12:00 | 0.58873 | 30
2023-03-05 12:30 | 12:30 | 0.79573 | 30
2023-03-05 13:00 | 13:00 | 0.59024 | 30
2023-03-05 13:30 | 13:30 | 1.0016 | 30
2023-03-05 14:00 | 14:00 | 2.1476 | 30
2023-03-05 14:30 | 14:30 | 3.413 | 30
2023-03-05 15:00 | 15:00 | 4.9073 | 30
2023-03-05 15:30 | 15:30 | 6.7813 | 30
2023-03-05 16:00 | 16:00 | 8.9303 | 30
2023-03-05 16:30 | 16:30 | 10.7798 | 30
2023-03-05 17:00 | 17:00 | 12.0617 | 30
2023-03-05 17:30 | 17:30 | 13.0762 | 30
2023-03-05 18:00 | 18:00 | 13.3296 | 30
2023-03-05 18:30 | 18:30 | 13.2785 | 30
2023-03-05 19:00 | 19:00 | 12.8027 | 30
2023-03-05 19:30 | 19:30 | 11.7997 | 30
2023-03-05 20:00 | 20:00 | 11.1604 | 30
2023-03-05 20:30 | 20:30 | 10.421 | 30
2023-03-05 21:00 | 21:00 | 9.6467 | 30
2023-03-05 21:30 | 21:30 | 8.966 | 30
2023-03-05 22:00 | 22:00 | 7.9999 | 30
2023-03-05 22:30 | 22:30 | 7.2792 | 30
2023-03-05 23:00 | 23:00 | 7.1153 | 30
2023-03-05 23:30 | 23:30 | 6.7152 | 30
2023-03-06 | 0:00 | 6.2599 | 30
2023-03-06 00:30 | 0:30 | 6.141 | 30
2023-03-06 01:00 | 1:00 | 6.1061 | 30
2023-03-06 01:30 | 1:30 | 5.8592 | 30
2023-03-06 02:00 | 2:00 | 5.6819 | 30
2023-03-06 02:30 | 2:30 | 5.6609 | 30
2023-03-06 03:00 | 3:00 | 5.6118 | 30
2023-03-06 03:30 | 3:30 | 5.6112 | 30
2023-03-06 04:00 | 4:00 | 5.4661 | 30
2023-03-06 04:30 | 4:30 | 5.6736 | 30
2023-03-06 05:00 | 5:00 | 6.095 | 30
2023-03-06 05:30 | 5:30 | 6.3194 | 30
2023-03-06 06:00 | 6:00 | 6.2246 | 30
2023-03-06 06:30 | 6:30 | 5.3645 | 30
2023-03-06 07:00 | 7:00 | 4.5494 | 30
2023-03-06 07:30 | 7:30 | 3.6558 | 30
2023-03-06 08:00 | 8:00 | 2.1914 | 30
2023-03-06 08:30 | 8:30 | 1.0223 | 30
2023-03-06 09:00 | 9:00 | 1.0304 | 30
2023-03-06 09:30 | 9:30 | 0.99701 | 30
2023-03-06 10:00 | 10:00 | 1.326 | 30
2023-03-06 10:30 | 10:30 | 1.046 | 30
2023-03-06 11:00 | 11:00 | 1.3762 | 30
2023-03-06 11:30 | 11:30 | 1.1475 | 30
2023-03-06 12:00 | 12:00 | 0.63323 | 30
2023-03-06 12:30 | 12:30 | 0.24895 | 30
2023-03-06 13:00 | 13:00 | 0.54975 | 30
2023-03-06 13:30 | 13:30 | 1.5217 | 30
2023-03-06 14:00 | 14:00 | 2.8481 | 30
2023-03-06 14:30 | 14:30 | 4.1335 | 30
2023-03-06 15:00 | 15:00 | 6.1002 | 30
2023-03-06 15:30 | 15:30 | 8.2927 | 30
2023-03-06 16:00 | 16:00 | 10.3491 | 30
2023-03-06 16:30 | 16:30 | 12.2314 | 30
2023-03-06 17:00 | 17:00 | 13.5572 | 30
2023-03-06 17:30 | 17:30 | 14.6626 | 30
2023-03-06 18:00 | 18:00 | 15.0622 | 30
2023-03-06 18:30 | 18:30 | 14.7962 | 30
2023-03-06 19:00 | 19:00 | 14.198 | 30
2023-03-06 19:30 | 19:30 | 13.0773 | 30
2023-03-06 20:00 | 20:00 | 12.3601 | 30
2023-03-06 20:30 | 20:30 | 11.564 | 30
2023-03-06 21:00 | 21:00 | 10.5493 | 30
2023-03-06 21:30 | 21:30 | 9.8361 | 30
2023-03-06 22:00 | 22:00 | 8.6858 | 30
2023-03-06 22:30 | 22:30 | 7.9664 | 30
2023-03-06 23:00 | 23:00 | 7.6256 | 30
2023-03-06 23:30 | 23:30 | 7.2738 | 30
2023-03-07 | 0:00 | 6.7306 | 30
2023-03-07 00:30 | 0:30 | 6.5554 | 30
2023-03-07 01:00 | 1:00 | 6.329 | 30
2023-03-07 01:30 | 1:30 | 6.1223 | 30
2023-03-07 02:00 | 2:00 | 5.8788 | 30
2023-03-07 02:30 | 2:30 | 5.7269 | 30
2023-03-07 03:00 | 3:00 | 5.723 | 30
2023-03-07 03:30 | 3:30 | 5.6906 | 30
2023-03-07 04:00 | 4:00 | 5.7862 | 30
2023-03-07 04:30 | 4:30 | 6.1121 | 30
2023-03-07 05:00 | 5:00 | 6.4352 | 30
2023-03-07 05:30 | 5:30 | 6.6041 | 30
2023-03-07 06:00 | 6:00 | 6.5667 | 30
2023-03-07 06:30 | 6:30 | 5.9886 | 30
2023-03-07 07:00 | 7:00 | 5.1789 | 30
2023-03-07 07:30 | 7:30 | 4.0616 | 30
2023-03-07 08:00 | 8:00 | 2.73 | 30
2023-03-07 08:30 | 8:30 | 1.4666 | 30
2023-03-07 09:00 | 9:00 | 0.73968 | 30
2023-03-07 09:30 | 9:30 | 0.82564 | 30
2023-03-07 10:00 | 10:00 | 1.0745 | 30
2023-03-07 10:30 | 10:30 | 1.0492 | 30
2023-03-07 11:00 | 11:00 | 0.7613 | 30
2023-03-07 11:30 | 11:30 | 0.2824 | 30
2023-03-07 12:00 | 12:00 | 0.86494 | 30
2023-03-07 12:30 | 12:30 | 1.87 | 30
2023-03-07 13:00 | 13:00 | 3.6352 | 30
2023-03-07 13:30 | 13:30 | 5.5532 | 30
2023-03-07 14:00 | 14:00 | 6.1059 | 30
2023-03-07 14:30 | 14:30 | 7.5917 | 30
2023-03-07 15:00 | 15:00 | 9.3848 | 30
2023-03-07 15:30 | 15:30 | 13.9329 | 30
2023-03-07 16:00 | 16:00 | 13.4085 | 30
2023-03-07 16:30 | 16:30 | 14.3192 | 30
2023-03-07 17:00 | 17:00 | 14.9157 | 30
2023-03-07 17:30 | 17:30 | 15.4389 | 30
2023-03-07 18:00 | 18:00 | 15.621 | 30
2023-03-07 18:30 | 18:30 | 15.8979 | 30
2023-03-07 19:00 | 19:00 | 15.2874 | 30
2023-03-07 19:30 | 19:30 | 14.4582 | 30
2023-03-07 20:00 | 20:00 | 13.9186 | 30
2023-03-07 20:30 | 20:30 | 13.027 | 30
2023-03-07 21:00 | 21:00 | 12.0407 | 30
2023-03-07 21:30 | 21:30 | 11.2136 | 30
2023-03-07 22:00 | 22:00 | 10.214 | 30
2023-03-07 22:30 | 22:30 | 9.3867 | 30
2023-03-07 23:00 | 23:00 | 8.9968 | 30
2023-03-07 23:30 | 23:30 | 8.5046 | 30
2023-03-08 | 0:00 | 7.907 | 30
2023-03-08 00:30 | 0:30 | 7.7436 | 30
2023-03-08 01:00 | 1:00 | 7.5848 | 30
2023-03-08 01:30 | 1:30 | 7.2485 | 30
2023-03-08 02:00 | 2:00 | 7.0467 | 30
2023-03-08 02:30 | 2:30 | 6.7798 | 30
2023-03-08 03:00 | 3:00 | 6.6092 | 30
2023-03-08 03:30 | 3:30 | 6.56 | 30
2023-03-08 04:00 | 4:00 | 6.6762 | 30
2023-03-08 04:30 | 4:30 | 6.7277 | 30
2023-03-08 05:00 | 5:00 | 7.0547 | 30
2023-03-08 05:30 | 5:30 | 7.1183 | 30
2023-03-08 06:00 | 6:00 | 7.1216 | 30
2023-03-08 06:30 | 6:30 | 7.2494 | 30
2023-03-08 07:00 | 7:00 | 7.2683 | 30
2023-03-08 07:30 | 7:30 | 6.8859 | 30
2023-03-08 08:00 | 8:00 | 7.3628 | 30
2023-03-08 08:30 | 8:30 | 7.6396 | 30
2023-03-08 09:00 | 9:00 | 7.5271 | 30
2023-03-08 09:30 | 9:30 | 6.97 | 30
2023-03-08 10:00 | 10:00 | 6.2881 | 30
2023-03-08 10:30 | 10:30 | 5.6304 | 30
2023-03-08 11:00 | 11:00 | 4.4139 | 30
2023-03-08 11:30 | 11:30 | 4.6883 | 30
2023-03-08 12:00 | 12:00 | 5.2586 | 30
2023-03-08 12:30 | 12:30 | 7.3111 | 30
2023-03-08 13:00 | 13:00 | 8.1606 | 30
2023-03-08 13:30 | 13:30 | 8.7974 | 30
2023-03-08 14:00 | 14:00 | 7.7952 | 30
2023-03-08 14:30 | 14:30 | 8.2794 | 30
2023-03-08 15:00 | 15:00 | 9.1431 | 30
2023-03-08 15:30 | 15:30 | 10.0021 | 30
2023-03-08 16:00 | 16:00 | 11.8379 | 30
2023-03-08 16:30 | 16:30 | 12.896 | 30
2023-03-08 17:00 | 17:00 | 13.3615 | 30
2023-03-08 17:30 | 17:30 | 14.0678 | 30
2023-03-08 18:00 | 18:00 | 14.7419 | 30
2023-03-08 18:30 | 18:30 | 15.1302 | 30
2023-03-08 19:00 | 19:00 | 15.018 | 30
2023-03-08 19:30 | 19:30 | 14.2518 | 30
2023-03-08 20:00 | 20:00 | 13.6804 | 30
2023-03-08 20:30 | 20:30 | 12.9755 | 30
2023-03-08 21:00 | 21:00 | 11.7939 | 30
2023-03-08 21:30 | 21:30 | 11.1588 | 30
2023-03-08 22:00 | 22:00 | 10.0825 | 30
2023-03-08 22:30 | 22:30 | 9.192 | 30
2023-03-08 23:00 | 23:00 | 8.942 | 30
2023-03-08 23:30 | 23:30 | 8.4645 | 30
2023-03-09 | 0:00 | 7.8058 | 30
2023-03-09 00:30 | 0:30 | 7.5156 | 30
2023-03-09 01:00 | 1:00 | 7.449 | 30
2023-03-09 01:30 | 1:30 | 7.1575 | 30
2023-03-09 02:00 | 2:00 | 6.8742 | 30
2023-03-09 02:30 | 2:30 | 6.7869 | 30
2023-03-09 03:00 | 3:00 | 6.7669 | 30
2023-03-09 03:30 | 3:30 | 6.7758 | 30
2023-03-09 04:00 | 4:00 | 6.8094 | 30
2023-03-09 04:30 | 4:30 | 6.9012 | 30
2023-03-09 05:00 | 5:00 | 7.2365 | 30
2023-03-09 05:30 | 5:30 | 7.3853 | 30
2023-03-09 06:00 | 6:00 | 7.6768 | 30
2023-03-09 06:30 | 6:30 | 7.7941 | 30
2023-03-09 07:00 | 7:00 | 7.6397 | 30
2023-03-09 07:30 | 7:30 | 6.9641 | 30
2023-03-09 08:00 | 8:00 | 6.6502 | 30
2023-03-09 08:30 | 8:30 | 7.0784 | 30
2023-03-09 09:00 | 9:00 | 6.1208 | 30
2023-03-09 09:30 | 9:30 | 6.6253 | 30
2023-03-09 10:00 | 10:00 | 7.4546 | 30
2023-03-09 10:30 | 10:30 | 7.3254 | 30
2023-03-09 11:00 | 11:00 | 7.7253 | 30
2023-03-09 11:30 | 11:30 | 7.3927 | 30
2023-03-09 12:00 | 12:00 | 8.0038 | 30
2023-03-09 12:30 | 12:30 | 8.0331 | 30
2023-03-09 13:00 | 13:00 | 8.681 | 30
2023-03-09 13:30 | 13:30 | 8.3843 | 30
2023-03-09 14:00 | 14:00 | 8.6446 | 30
2023-03-09 14:30 | 14:30 | 9.7202 | 30
2023-03-09 15:00 | 15:00 | 9.6725 | 30
2023-03-09 15:30 | 15:30 | 9.7258 | 30
2023-03-09 16:00 | 16:00 | 10.2498 | 30
2023-03-09 16:30 | 16:30 | 10.9352 | 30
2023-03-09 17:00 | 17:00 | 11.6137 | 30
2023-03-09 17:30 | 17:30 | 12.3353 | 30
2023-03-09 18:00 | 18:00 | 12.8693 | 30
2023-03-09 18:30 | 18:30 | 13.0011 | 30
2023-03-09 19:00 | 19:00 | 12.5642 | 30
2023-03-09 19:30 | 19:30 | 11.948 | 30
2023-03-09 20:00 | 20:00 | 11.4601 | 30
2023-03-09 20:30 | 20:30 | 10.8786 | 30
2023-03-09 21:00 | 21:00 | 10.2159 | 30
2023-03-09 21:30 | 21:30 | 9.76 | 30
2023-03-09 22:00 | 22:00 | 8.853 | 30
2023-03-09 22:30 | 22:30 | 8.0977 | 30
2023-03-09 23:00 | 23:00 | 7.8904 | 30
2023-03-09 23:30 | 23:30 | 7.5155 | 30
2023-03-10 | 0:00 | 6.8713 | 30
2023-03-10 00:30 | 0:30 | 6.7111 | 30
2023-03-10 01:00 | 1:00 | 6.5738 | 30
2023-03-10 01:30 | 1:30 | 6.3659 | 30
2023-03-10 02:00 | 2:00 | 6.1705 | 30
2023-03-10 02:30 | 2:30 | 5.9798 | 30
2023-03-10 03:00 | 3:00 | 5.9769 | 30
2023-03-10 03:30 | 3:30 | 6.2692 | 30
2023-03-10 04:00 | 4:00 | 6.4092 | 30
2023-03-10 04:30 | 4:30 | 6.7886 | 30
2023-03-10 05:00 | 5:00 | 7.1097 | 30
2023-03-10 05:30 | 5:30 | 7.2637 | 30
2023-03-10 06:00 | 6:00 | 7.4762 | 30
2023-03-10 06:30 | 6:30 | 7.193 | 30
2023-03-10 07:00 | 7:00 | 7.6262 | 30
2023-03-10 07:30 | 7:30 | 6.2086 | 30
2023-03-10 08:00 | 8:00 | 4.1078 | 30
2023-03-10 08:30 | 8:30 | 2.9562 | 30
2023-03-10 09:00 | 9:00 | 2.8879 | 30
2023-03-10 09:30 | 9:30 | 3.2172 | 30
2023-03-10 10:00 | 10:00 | 2.4522 | 30
2023-03-10 10:30 | 10:30 | 4.0406 | 30
2023-03-10 11:00 | 11:00 | 6.074 | 30
2023-03-10 11:30 | 11:30 | 9.2984 | 30
2023-03-10 12:00 | 12:00 | 9.5693 | 30
2023-03-10 12:30 | 12:30 | 7.9741 | 30
2023-03-10 13:00 | 13:00 | 7.5829 | 30
2023-03-10 13:30 | 13:30 | 8.6318 | 30
2023-03-10 14:00 | 14:00 | 8.6871 | 30
2023-03-10 14:30 | 14:30 | 9.6052 | 30
2023-03-10 15:00 | 15:00 | 10.0549 | 30
2023-03-10 15:30 | 15:30 | 10.3108 | 30
2023-03-10 16:00 | 16:00 | 10.396 | 30
2023-03-10 16:30 | 16:30 | 10.425 | 30
2023-03-10 17:00 | 17:00 | 11.1387 | 30
2023-03-10 17:30 | 17:30 | 11.6112 | 30
2023-03-10 18:00 | 18:00 | 11.7953 | 30
2023-03-10 18:30 | 18:30 | 11.9788 | 30
2023-03-10 19:00 | 19:00 | 11.595 | 30
2023-03-10 19:30 | 19:30 | 11.0414 | 30
2023-03-10 20:00 | 20:00 | 10.8153 | 30
2023-03-10 20:30 | 20:30 | 10.4543 | 30
2023-03-10 21:00 | 21:00 | 10.0035 | 30
2023-03-10 21:30 | 21:30 | 9.64 | 30
2023-03-10 22:00 | 22:00 | 9.0457 | 30
2023-03-10 22:30 | 22:30 | 8.2651 | 30
2023-03-10 23:00 | 23:00 | 7.9248 | 30
2023-03-10 23:30 | 23:30 | 7.537 | 30
2023-03-11 | 0:00 | 7.0327 | 30
2023-03-11 00:30 | 0:30 | 6.8046 | 30
2023-03-11 01:00 | 1:00 | 6.7009 | 30
2023-03-11 01:30 | 1:30 | 6.4215 | 30
2023-03-11 02:00 | 2:00 | 6.1692 | 30
2023-03-11 02:30 | 2:30 | 5.9954 | 30
2023-03-11 03:00 | 3:00 | 5.8144 | 30
2023-03-11 03:30 | 3:30 | 5.8919 | 30
2023-03-11 04:00 | 4:00 | 5.8262 | 30
2023-03-11 04:30 | 4:30 | 5.8455 | 30
2023-03-11 05:00 | 5:00 | 5.8844 | 30
2023-03-11 05:30 | 5:30 | 5.9982 | 30
2023-03-11 06:00 | 6:00 | 6.1612 | 30
2023-03-11 06:30 | 6:30 | 5.9067 | 30
2023-03-11 07:00 | 7:00 | 5.6906 | 30
2023-03-11 07:30 | 7:30 | 4.1094 | 30
2023-03-11 08:00 | 8:00 | 5.497 | 30
2023-03-11 08:30 | 8:30 | 6.2534 | 30
2023-03-11 09:00 | 9:00 | 5.6175 | 30
2023-03-11 09:30 | 9:30 | 3.7592 | 30
2023-03-11 10:00 | 10:00 | 4.5768 | 30
2023-03-11 10:30 | 10:30 | 6.0581 | 30
2023-03-11 11:00 | 11:00 | 2.8646 | 30
2023-03-11 11:30 | 11:30 | 4.368 | 30
2023-03-11 12:00 | 12:00 | 4.6915 | 30
2023-03-11 12:30 | 12:30 | 7.4574 | 30
2023-03-11 13:00 | 13:00 | 9.6068 | 30
2023-03-11 13:30 | 13:30 | 11.0286 | 30
2023-03-11 14:00 | 14:00 | 10.8807 | 30
2023-03-11 14:30 | 14:30 | 10.2267 | 30
2023-03-11 15:00 | 15:00 | 10.6934 | 30
2023-03-11 15:30 | 15:30 | 10.3595 | 30
2023-03-11 16:00 | 16:00 | 11.0358 | 30
2023-03-11 16:30 | 16:30 | 11.3156 | 30
2023-03-11 17:00 | 17:00 | 11.8919 | 30
2023-03-11 17:30 | 17:30 | 12.6437 | 30
2023-03-11 18:00 | 18:00 | 12.7229 | 30
2023-03-11 18:30 | 18:30 | 12.6847 | 30
2023-03-11 19:00 | 19:00 | 12.2336 | 30
2023-03-11 19:30 | 19:30 | 11.8264 | 30
2023-03-11 20:00 | 20:00 | 11.5076 | 30
2023-03-11 20:30 | 20:30 | 11.0931 | 30
2023-03-11 21:00 | 21:00 | 10.5862 | 30
2023-03-11 21:30 | 21:30 | 10.1007 | 30
2023-03-11 22:00 | 22:00 | 9.4979 | 30
2023-03-11 22:30 | 22:30 | 8.8851 | 30
2023-03-11 23:00 | 23:00 | 8.3536 | 30
2023-03-11 23:30 | 23:30 | 7.8464 | 30
2023-03-12 | 0:00 | 7.3938 | 30
2023-03-12 00:30 | 0:30 | 7.1931 | 30
2023-03-12 01:00 | 1:00 | 7.0897 | 30
2023-03-12 01:30 | 1:30 | 6.7828 | 30
2023-03-12 02:00 | 2:00 | 6.6123 | 30
2023-03-12 02:30 | 2:30 | 6.4865 | 30
2023-03-12 03:00 | 3:00 | 6.5106 | 30
2023-03-12 03:30 | 3:30 | 6.3995 | 30
2023-03-12 04:00 | 4:00 | 6.3911 | 30
2023-03-12 04:30 | 4:30 | 6.371 | 30
2023-03-12 05:00 | 5:00 | 6.4329 | 30
2023-03-12 05:30 | 5:30 | 6.3328 | 30
2023-03-12 06:00 | 6:00 | 6.1142 | 30
2023-03-12 06:30 | 6:30 | 5.3335 | 30
2023-03-12 07:00 | 7:00 | 5.932 | 30
2023-03-12 07:30 | 7:30 | 5.935 | 30
2023-03-12 08:00 | 8:00 | 5.9973 | 30
2023-03-12 08:30 | 8:30 | 3.5093 | 30
2023-03-12 09:00 | 9:00 | 5.5961 | 30
2023-03-12 09:30 | 9:30 | 7.9851 | 30
2023-03-12 10:00 | 10:00 | 6.5059 | 30
2023-03-12 10:30 | 10:30 | 9.6247 | 30
2023-03-12 11:00 | 11:00 | 4.984 | 30
2023-03-12 11:30 | 11:30 | 9.1054 | 30
2023-03-12 12:00 | 12:00 | 7.7839 | 30
2023-03-12 12:30 | 12:30 | 7.4235 | 30
2023-03-12 13:00 | 13:00 | 10.4223 | 30
2023-03-12 13:30 | 13:30 | 7.2987 | 30
2023-03-12 14:00 | 14:00 | 13.76 | 30
2023-03-12 14:30 | 14:30 | 13.7194 | 30
2023-03-12 15:00 | 15:00 | 12.7418 | 30
2023-03-12 15:30 | 15:30 | 12.1267 | 30
2023-03-12 16:00 | 16:00 | 11.6636 | 30
2023-03-12 16:30 | 16:30 | 11.6233 | 30
2023-03-12 17:00 | 17:00 | 11.7812 | 30
2023-03-12 17:30 | 17:30 | 12.1665 | 30
2023-03-12 18:00 | 18:00 | 12.62 | 30
2023-03-12 18:30 | 18:30 | 12.7676 | 30
2023-03-12 19:00 | 19:00 | 12.2401 | 30
2023-03-12 19:30 | 19:30 | 11.3789 | 30
2023-03-12 20:00 | 20:00 | 10.865 | 30
2023-03-12 20:30 | 20:30 | 10.2959 | 30
2023-03-12 21:00 | 21:00 | 9.7958 | 30
2023-03-12 21:30 | 21:30 | 9.1057 | 30
2023-03-12 22:00 | 22:00 | 8.5295 | 30
2023-03-12 22:30 | 22:30 | 7.8936 | 30
2023-03-12 23:00 | 23:00 | 7.6878 | 30
2023-03-12 23:30 | 23:30 | 7.3505 | 30
2023-03-13 | 0:00 | 6.9813 | 30
2023-03-13 00:30 | 0:30 | 6.6137 | 30
2023-03-13 01:00 | 1:00 | 6.5706 | 30
2023-03-13 01:30 | 1:30 | 6.378 | 30
2023-03-13 02:00 | 2:00 | 6.1738 | 30
2023-03-13 02:30 | 2:30 | 5.9438 | 30
2023-03-13 03:00 | 3:00 | 5.8877 | 30
2023-03-13 03:30 | 3:30 | 5.8757 | 30
2023-03-13 04:00 | 4:00 | 5.9753 | 30
2023-03-13 04:30 | 4:30 | 6.0535 | 30
2023-03-13 05:00 | 5:00 | 6.454 | 30
2023-03-13 05:30 | 5:30 | 6.7006 | 30
2023-03-13 06:00 | 6:00 | 6.8751 | 30
2023-03-13 06:30 | 6:30 | 6.4419 | 30
2023-03-13 07:00 | 7:00 | 6.8562 | 30
2023-03-13 07:30 | 7:30 | 5.889 | 30
2023-03-13 08:00 | 8:00 | 5.1756 | 30
2023-03-13 08:30 | 8:30 | 3.2612 | 30
2023-03-13 09:00 | 9:00 | 3.5948 | 30
2023-03-13 09:30 | 9:30 | 4.0355 | 30
2023-03-13 10:00 | 10:00 | 4.2644 | 30
2023-03-13 10:30 | 10:30 | 3.5779 | 30
2023-03-13 11:00 | 11:00 | 2.5382 | 30
2023-03-13 11:30 | 11:30 | 1.2275 | 30
2023-03-13 12:00 | 12:00 | 1.8969 | 30
2023-03-13 12:30 | 12:30 | 3.0463 | 30
2023-03-13 13:00 | 13:00 | 5.9411 | 30
2023-03-13 13:30 | 13:30 | 7.7541 | 30
2023-03-13 14:00 | 14:00 | 8.2972 | 30
2023-03-13 14:30 | 14:30 | 7.7516 | 30
2023-03-13 15:00 | 15:00 | 8.8111 | 30
2023-03-13 15:30 | 15:30 | 11.646 | 30
2023-03-13 16:00 | 16:00 | 12.3192 | 30
2023-03-13 16:30 | 16:30 | 13.1959 | 30
2023-03-13 17:00 | 17:00 | 14.0098 | 30
2023-03-13 17:30 | 17:30 | 14.7887 | 30
2023-03-13 18:00 | 18:00 | 15.5794 | 30
2023-03-13 18:30 | 18:30 | 15.673 | 30
2023-03-13 19:00 | 19:00 | 15.0821 | 30
2023-03-13 19:30 | 19:30 | 14.0511 | 30
2023-03-13 20:00 | 20:00 | 13.1505 | 30
2023-03-13 20:30 | 20:30 | 12.1605 | 30
2023-03-13 21:00 | 21:00 | 11.1606 | 30
2023-03-13 21:30 | 21:30 | 10.3188 | 30
2023-03-13 22:00 | 22:00 | 9.3667 | 30
2023-03-13 22:30 | 22:30 | 8.3991 | 30
2023-03-13 23:00 | 23:00 | 7.9732 | 30
2023-03-13 23:30 | 23:30 | 7.5996 | 30
2023-03-14 | 0:00 | 7.0467 | 30
2023-03-14 00:30 | 0:30 | 6.7296 | 30
2023-03-14 01:00 | 1:00 | 6.6657 | 30
2023-03-14 01:30 | 1:30 | 6.4303 | 30
2023-03-14 02:00 | 2:00 | 6.1935 | 30
2023-03-14 02:30 | 2:30 | 6.0976 | 30
2023-03-14 03:00 | 3:00 | 5.9119 | 30
2023-03-14 03:30 | 3:30 | 5.9362 | 30
2023-03-14 04:00 | 4:00 | 6.0583 | 30
2023-03-14 04:30 | 4:30 | 6.0989 | 30
2023-03-14 05:00 | 5:00 | 6.3899 | 30
2023-03-14 05:30 | 5:30 | 6.614 | 30
2023-03-14 06:00 | 6:00 | 6.8754 | 30
2023-03-14 06:30 | 6:30 | 5.9084 | 30
2023-03-14 07:00 | 7:00 | 5.1267 | 30
2023-03-14 07:30 | 7:30 | 4.0993 | 30
2023-03-14 08:00 | 8:00 | 2.8296 | 30
2023-03-14 08:30 | 8:30 | 1.4252 | 30
2023-03-14 09:00 | 9:00 | 0.80199 | 30
2023-03-14 09:30 | 9:30 | 0.78881 | 30
2023-03-14 10:00 | 10:00 | 0.87954 | 30
2023-03-14 10:30 | 10:30 | 0.60546 | 30
2023-03-14 11:00 | 11:00 | 0.74155 | 30
2023-03-14 11:30 | 11:30 | 3.225 | 30
2023-03-14 12:00 | 12:00 | 4.3061 | 30
2023-03-14 12:30 | 12:30 | 5.1833 | 30
2023-03-14 13:00 | 13:00 | 4.4441 | 30
2023-03-14 13:30 | 13:30 | 7.0631 | 30
2023-03-14 14:00 | 14:00 | 6.6131 | 30
2023-03-14 14:30 | 14:30 | 5.1304 | 30
2023-03-14 15:00 | 15:00 | 6.1835 | 30
2023-03-14 15:30 | 15:30 | 8.6743 | 30
2023-03-14 16:00 | 16:00 | 10.642 | 30
2023-03-14 16:30 | 16:30 | 12.3734 | 30
2023-03-14 17:00 | 17:00 | 13.739 | 30
2023-03-14 17:30 | 17:30 | 14.765 | 30
2023-03-14 18:00 | 18:00 | 14.9943 | 30
2023-03-14 18:30 | 18:30 | 15.0085 | 30
2023-03-14 19:00 | 19:00 | 14.2433 | 30
2023-03-14 19:30 | 19:30 | 13.4101 | 30
2023-03-14 20:00 | 20:00 | 12.7834 | 30
2023-03-14 20:30 | 20:30 | 12.1021 | 30
2023-03-14 21:00 | 21:00 | 11.267 | 30
2023-03-14 21:30 | 21:30 | 10.4605 | 30
2023-03-14 22:00 | 22:00 | 9.5682 | 30
2023-03-14 22:30 | 22:30 | 8.7447 | 30
2023-03-14 23:00 | 23:00 | 8.3919 | 30
2023-03-14 23:30 | 23:30 | 8.0271 | 30
2023-03-15 | 0:00 | 7.3718 | 30
2023-03-15 00:30 | 0:30 | 7.0393 | 30
2023-03-15 01:00 | 1:00 | 6.9407 | 30
2023-03-15 01:30 | 1:30 | 6.673 | 30
2023-03-15 02:00 | 2:00 | 6.4622 | 30
2023-03-15 02:30 | 2:30 | 6.2549 | 30
2023-03-15 03:00 | 3:00 | 6.1892 | 30
2023-03-15 03:30 | 3:30 | 6.1868 | 30
2023-03-15 04:00 | 4:00 | 6.2626 | 30
2023-03-15 04:30 | 4:30 | 6.4567 | 30
2023-03-15 05:00 | 5:00 | 6.7809 | 30
2023-03-15 05:30 | 5:30 | 6.8917 | 30
2023-03-15 06:00 | 6:00 | 6.6596 | 30
2023-03-15 06:30 | 6:30 | 5.9367 | 30
2023-03-15 07:00 | 7:00 | 5.4583 | 30
2023-03-15 07:30 | 7:30 | 4.4254 | 30
2023-03-15 08:00 | 8:00 | 2.9861 | 30
2023-03-15 08:30 | 8:30 | 2.1878 | 30
2023-03-15 09:00 | 9:00 | 1.7642 | 30
2023-03-15 09:30 | 9:30 | 1.6699 | 30
2023-03-15 10:00 | 10:00 | 0.82834 | 30
2023-03-15 10:30 | 10:30 | 0.91939 | 30
2023-03-15 11:00 | 11:00 | 1.5163 | 30
2023-03-15 11:30 | 11:30 | 1.5097 | 30
2023-03-15 12:00 | 12:00 | 3.8145 | 30
2023-03-15 12:30 | 12:30 | 8.7937 | 30
2023-03-15 13:00 | 13:00 | 5.1266 | 30
2023-03-15 13:30 | 13:30 | 5.6143 | 30
2023-03-15 14:00 | 14:00 | 5.1426 | 30
2023-03-15 14:30 | 14:30 | 7.4963 | 30
2023-03-15 15:00 | 15:00 | 14.335 | 30
2023-03-15 15:30 | 15:30 | 15.2731 | 30
2023-03-15 16:00 | 16:00 | 13.5645 | 30
2023-03-15 16:30 | 16:30 | 15.089 | 30
2023-03-15 17:00 | 17:00 | 15.242 | 30
2023-03-15 17:30 | 17:30 | 15.7457 | 30
2023-03-15 18:00 | 18:00 | 16.0258 | 30
2023-03-15 18:30 | 18:30 | 16.1413 | 30
2023-03-15 19:00 | 19:00 | 15.174 | 30
2023-03-15 19:30 | 19:30 | 14.0891 | 30
2023-03-15 20:00 | 20:00 | 13.3345 | 30
2023-03-15 20:30 | 20:30 | 12.3522 | 30
2023-03-15 21:00 | 21:00 | 11.4611 | 30
2023-03-15 21:30 | 21:30 | 10.4771 | 30
2023-03-15 22:00 | 22:00 | 9.4308 | 30
2023-03-15 22:30 | 22:30 | 8.595 | 30
2023-03-15 23:00 | 23:00 | 8.2909 | 30
2023-03-15 23:30 | 23:30 | 7.786 | 30
2023-03-16 | 0:00 | 7.2079 | 30
2023-03-16 00:30 | 0:30 | 7.091 | 30
2023-03-16 01:00 | 1:00 | 6.997 | 30
2023-03-16 01:30 | 1:30 | 6.6643 | 30
2023-03-16 02:00 | 2:00 | 6.3515 | 30
2023-03-16 02:30 | 2:30 | 6.2077 | 30
2023-03-16 03:00 | 3:00 | 5.975 | 30
2023-03-16 03:30 | 3:30 | 5.9787 | 30
2023-03-16 04:00 | 4:00 | 6.0889 | 30
2023-03-16 04:30 | 4:30 | 6.2095 | 30
2023-03-16 05:00 | 5:00 | 6.5856 | 30
2023-03-16 05:30 | 5:30 | 6.6678 | 30
2023-03-16 06:00 | 6:00 | 6.7765 | 30
2023-03-16 06:30 | 6:30 | 6.2494 | 30
2023-03-16 07:00 | 7:00 | 5.5827 | 30
2023-03-16 07:30 | 7:30 | 4.6491 | 30
2023-03-16 08:00 | 8:00 | 3.7303 | 30
2023-03-16 08:30 | 8:30 | 2.5039 | 30
2023-03-16 09:00 | 9:00 | 1.9425 | 30
2023-03-16 09:30 | 9:30 | 1.3887 | 30
2023-03-16 10:00 | 10:00 | 1.2836 | 30
2023-03-16 10:30 | 10:30 | 1.4844 | 30
2023-03-16 11:00 | 11:00 | 2.0119 | 30
2023-03-16 11:30 | 11:30 | 2.8647 | 30
2023-03-16 12:00 | 12:00 | 4.066 | 30
2023-03-16 12:30 | 12:30 | 5.0441 | 30
2023-03-16 13:00 | 13:00 | 6.2216 | 30
2023-03-16 13:30 | 13:30 | 7.2836 | 30
2023-03-16 14:00 | 14:00 | 9.8754 | 30
2023-03-16 14:30 | 14:30 | 12.5522 | 30
2023-03-16 15:00 | 15:00 | 13.1928 | 30
2023-03-16 15:30 | 15:30 | 13.7003 | 30
2023-03-16 16:00 | 16:00 | 15.0294 | 30
2023-03-16 16:30 | 16:30 | 16.9802 | 30
2023-03-16 17:00 | 17:00 | 18.3359 | 30
2023-03-16 17:30 | 17:30 | 19.0808 | 30
2023-03-16 18:00 | 18:00 | 18.9549 | 30
2023-03-16 18:30 | 18:30 | 18.7288 | 30
2023-03-16 19:00 | 19:00 | 18.0338 | 30
2023-03-16 19:30 | 19:30 | 16.9741 | 30
2023-03-16 20:00 | 20:00 | 15.9487 | 30
2023-03-16 20:30 | 20:30 | 14.6198 | 30
2023-03-16 21:00 | 21:00 | 13.5734 | 30
2023-03-16 21:30 | 21:30 | 12.4319 | 30
2023-03-16 22:00 | 22:00 | 11.2217 | 30
2023-03-16 22:30 | 22:30 | 10.357 | 30
2023-03-16 23:00 | 23:00 | 9.618 | 30
2023-03-16 23:30 | 23:30 | 9.2316 | 30
2023-03-17 | 0:00 | 8.7106 | 30
2023-03-17 00:30 | 0:30 | 8.3118 | 30
2023-03-17 01:00 | 1:00 | 7.9335 | 30
2023-03-17 01:30 | 1:30 | 7.6153 | 30
2023-03-17 02:00 | 2:00 | 7.3339 | 30
2023-03-17 02:30 | 2:30 | 7.0147 | 30
2023-03-17 03:00 | 3:00 | 6.9093 | 30
2023-03-17 03:30 | 3:30 | 6.8992 | 30
2023-03-17 04:00 | 4:00 | 7.1081 | 30
2023-03-17 04:30 | 4:30 | 7.1776 | 30
2023-03-17 05:00 | 5:00 | 7.3497 | 30
2023-03-17 05:30 | 5:30 | 7.3047 | 30
2023-03-17 06:00 | 6:00 | 7.6934 | 30
2023-03-17 06:30 | 6:30 | 7.6932 | 30
2023-03-17 07:00 | 7:00 | 7.3574 | 30
2023-03-17 07:30 | 7:30 | 7.0871 | 30
2023-03-17 08:00 | 8:00 | 7.1397 | 30
2023-03-17 08:30 | 8:30 | 6.0618 | 30
2023-03-17 09:00 | 9:00 | 3.2007 | 30
2023-03-17 09:30 | 9:30 | 2.3494 | 30
2023-03-17 10:00 | 10:00 | 2.5501 | 30
2023-03-17 10:30 | 10:30 | 3.0378 | 30
2023-03-17 11:00 | 11:00 | 3.603 | 30
2023-03-17 11:30 | 11:30 | 4.525 | 30
2023-03-17 12:00 | 12:00 | 5.5335 | 30
2023-03-17 12:30 | 12:30 | 6.4687 | 30
2023-03-17 13:00 | 13:00 | 8.9226 | 30
2023-03-17 13:30 | 13:30 | 10.4908 | 30
2023-03-17 14:00 | 14:00 | 14.5564 | 30
2023-03-17 14:30 | 14:30 | 13.3856 | 30
2023-03-17 15:00 | 15:00 | 13.3963 | 30
2023-03-17 15:30 | 15:30 | 15.7106 | 30
2023-03-17 16:00 | 16:00 | 17.5853 | 30
2023-03-17 16:30 | 16:30 | 19.1883 | 30
2023-03-17 17:00 | 17:00 | 20.7729 | 30
2023-03-17 17:30 | 17:30 | 20.6632 | 30
2023-03-17 18:00 | 18:00 | 22.0429 | 30
2023-03-17 18:30 | 18:30 | 20.7962 | 30
2023-03-17 19:00 | 19:00 | 19.681 | 30
2023-03-17 19:30 | 19:30 | 20.2144 | 30
2023-03-17 20:00 | 20:00 | 19.1786 | 30
2023-03-17 20:30 | 20:30 | 17.6922 | 30
2023-03-17 21:00 | 21:00 | 16.2362 | 30
2023-03-17 21:30 | 21:30 | 15.6333 | 30
2023-03-17 22:00 | 22:00 | 14.1883 | 30
2023-03-17 22:30 | 22:30 | 12.9191 | 30
2023-03-17 23:00 | 23:00 | 12.1076 | 30
2023-03-17 23:30 | 23:30 | 11.5304 | 30
2023-03-18 | 0:00 | 10.6725 | 30
2023-03-18 00:30 | 0:30 | 10.1992 | 30
2023-03-18 01:00 | 1:00 | 9.8118 | 30
2023-03-18 01:30 | 1:30 | 9.2355 | 30
2023-03-18 02:00 | 2:00 | 8.8612 | 30
2023-03-18 02:30 | 2:30 | 8.5065 | 30
2023-03-18 03:00 | 3:00 | 8.3241 | 30
2023-03-18 03:30 | 3:30 | 8.1995 | 30
2023-03-18 04:00 | 4:00 | 8.026 | 30
2023-03-18 04:30 | 4:30 | 7.8968 | 30
2023-03-18 05:00 | 5:00 | 7.8514 | 30
2023-03-18 05:30 | 5:30 | 7.7608 | 30
2023-03-18 06:00 | 6:00 | 7.8204 | 30
2023-03-18 06:30 | 6:30 | 6.8084 | 30
2023-03-18 07:00 | 7:00 | 5.9632 | 30
2023-03-18 07:30 | 7:30 | 5.1815 | 30
2023-03-18 08:00 | 8:00 | 4.3855 | 30
2023-03-18 08:30 | 8:30 | 3.4678 | 30
2023-03-18 09:00 | 9:00 | 3.0069 | 30
2023-03-18 09:30 | 9:30 | 3.3363 | 30
2023-03-18 10:00 | 10:00 | 3.7956 | 30
2023-03-18 10:30 | 10:30 | 4.3796 | 30
2023-03-18 11:00 | 11:00 | 4.752 | 30
2023-03-18 11:30 | 11:30 | 5.6321 | 30
2023-03-18 12:00 | 12:00 | 8.1656 | 30
2023-03-18 12:30 | 12:30 | 7.4547 | 30
2023-03-18 13:00 | 13:00 | 7.8181 | 30
2023-03-18 13:30 | 13:30 | 8.9239 | 30
2023-03-18 14:00 | 14:00 | 10.1669 | 30
2023-03-18 14:30 | 14:30 | 11.8065 | 30
2023-03-18 15:00 | 15:00 | 13.9621 | 30
2023-03-18 15:30 | 15:30 | 16.3226 | 30
2023-03-18 16:00 | 16:00 | 17.7858 | 30
2023-03-18 16:30 | 16:30 | 19.3371 | 30
2023-03-18 17:00 | 17:00 | 20.1175 | 30
2023-03-18 17:30 | 17:30 | 20.4264 | 30
2023-03-18 18:00 | 18:00 | 19.9857 | 30
2023-03-18 18:30 | 18:30 | 19.6392 | 30
2023-03-18 19:00 | 19:00 | 18.6809 | 30
2023-03-18 19:30 | 19:30 | 18.0073 | 30
2023-03-18 20:00 | 20:00 | 17.1576 | 30
2023-03-18 20:30 | 20:30 | 16.0068 | 30
2023-03-18 21:00 | 21:00 | 14.909 | 30
2023-03-18 21:30 | 21:30 | 13.9179 | 30
2023-03-18 22:00 | 22:00 | 12.8312 | 30
2023-03-18 22:30 | 22:30 | 11.7888 | 30
2023-03-18 23:00 | 23:00 | 9.9996 | 30
2023-03-18 23:30 | 23:30 | 8.7642 | 30
2023-03-19 | 0:00 | 8.1863 | 30
2023-03-19 00:30 | 0:30 | 7.7994 | 30
2023-03-19 01:00 | 1:00 | 7.5882 | 30
2023-03-19 01:30 | 1:30 | 7.1818 | 30
2023-03-19 02:00 | 2:00 | 6.846 | 30
2023-03-19 02:30 | 2:30 | 6.6183 | 30
2023-03-19 03:00 | 3:00 | 6.4221 | 30
2023-03-19 03:30 | 3:30 | 6.324 | 30
2023-03-19 04:00 | 4:00 | 6.2895 | 30
2023-03-19 04:30 | 4:30 | 6.2999 | 30
2023-03-19 05:00 | 5:00 | 6.2566 | 30
2023-03-19 05:30 | 5:30 | 6.2188 | 30
2023-03-19 06:00 | 6:00 | 6.0623 | 30
2023-03-19 06:30 | 6:30 | 5.4114 | 30
2023-03-19 07:00 | 7:00 | 4.674 | 30
2023-03-19 07:30 | 7:30 | 3.994 | 30
2023-03-19 08:00 | 8:00 | 3.2665 | 30
2023-03-19 08:30 | 8:30 | 3.0972 | 30
2023-03-19 09:00 | 9:00 | 4.4108 | 30
2023-03-19 09:30 | 9:30 | 3.9524 | 30
2023-03-19 10:00 | 10:00 | 3.3902 | 30
2023-03-19 10:30 | 10:30 | 3.9924 | 30
2023-03-19 11:00 | 11:00 | 4.6834 | 30
2023-03-19 11:30 | 11:30 | 5.1186 | 30
2023-03-19 12:00 | 12:00 | 5.6244 | 30
2023-03-19 12:30 | 12:30 | 7.0357 | 30
2023-03-19 13:00 | 13:00 | 7.4825 | 30
2023-03-19 13:30 | 13:30 | 7.6115 | 30
2023-03-19 14:00 | 14:00 | 7.8765 | 30
2023-03-19 14:30 | 14:30 | 9.307 | 30
2023-03-19 15:00 | 15:00 | 10.6106 | 30
2023-03-19 15:30 | 15:30 | 12.5534 | 30
2023-03-19 16:00 | 16:00 | 14.3441 | 30
2023-03-19 16:30 | 16:30 | 15.8605 | 30
2023-03-19 17:00 | 17:00 | 16.9014 | 30
2023-03-19 17:30 | 17:30 | 17.262 | 30
2023-03-19 18:00 | 18:00 | 17.0082 | 30
2023-03-19 18:30 | 18:30 | 16.5458 | 30
2023-03-19 19:00 | 19:00 | 15.3942 | 30
2023-03-19 19:30 | 19:30 | 14.3895 | 30
2023-03-19 20:00 | 20:00 | 13.5981 | 30
2023-03-19 20:30 | 20:30 | 12.5253 | 30
2023-03-19 21:00 | 21:00 | 11.5973 | 30
2023-03-19 21:30 | 21:30 | 10.5812 | 30
2023-03-19 22:00 | 22:00 | 9.5964 | 30
2023-03-19 22:30 | 22:30 | 8.693 | 30
2023-03-19 23:00 | 23:00 | 8.3083 | 30
2023-03-19 23:30 | 23:30 | 7.8874 | 30
2023-03-20 | 0:00 | 7.2432 | 30
2023-03-20 00:30 | 0:30 | 7.0169 | 30
2023-03-20 01:00 | 1:00 | 6.8217 | 30
2023-03-20 01:30 | 1:30 | 6.5132 | 30
2023-03-20 02:00 | 2:00 | 6.2733 | 30
2023-03-20 02:30 | 2:30 | 6.1328 | 30
2023-03-20 03:00 | 3:00 | 6.0818 | 30
2023-03-20 03:30 | 3:30 | 5.9926 | 30
2023-03-20 04:00 | 4:00 | 6.038 | 30
2023-03-20 04:30 | 4:30 | 6.1886 | 30
2023-03-20 05:00 | 5:00 | 6.4403 | 30
2023-03-20 05:30 | 5:30 | 6.512 | 30
2023-03-20 06:00 | 6:00 | 6.8937 | 30
2023-03-20 06:30 | 6:30 | 6.3273 | 30
2023-03-20 07:00 | 7:00 | 5.4945 | 30
2023-03-20 07:30 | 7:30 | 4.3664 | 30
2023-03-20 08:00 | 8:00 | 2.9876 | 30
2023-03-20 08:30 | 8:30 | 1.916 | 30
2023-03-20 09:00 | 9:00 | 1.1591 | 30
2023-03-20 09:30 | 9:30 | 0.62087 | 30
2023-03-20 10:00 | 10:00 | 0.55329 | 30
2023-03-20 10:30 | 10:30 | 0.56594 | 30
2023-03-20 11:00 | 11:00 | 0.58875 | 30
2023-03-20 11:30 | 11:30 | 0.80662 | 30
2023-03-20 12:00 | 12:00 | 1.6646 | 30
2023-03-20 12:30 | 12:30 | 2.6795 | 30
2023-03-20 13:00 | 13:00 | 3.8624 | 30
2023-03-20 13:30 | 13:30 | 6.2557 | 30
2023-03-20 14:00 | 14:00 | 6.2129 | 30
2023-03-20 14:30 | 14:30 | 7.2907 | 30
2023-03-20 15:00 | 15:00 | 8.6523 | 30
2023-03-20 15:30 | 15:30 | 10.879 | 30
2023-03-20 16:00 | 16:00 | 13.0617 | 30
2023-03-20 16:30 | 16:30 | 14.6466 | 30
2023-03-20 17:00 | 17:00 | 15.6965 | 30
2023-03-20 17:30 | 17:30 | 16.4864 | 30
2023-03-20 18:00 | 18:00 | 16.7379 | 30
2023-03-20 18:30 | 18:30 | 16.2739 | 30
2023-03-20 19:00 | 19:00 | 15.3857 | 30
2023-03-20 19:30 | 19:30 | 14.5741 | 30
2023-03-20 20:00 | 20:00 | 13.8172 | 30
2023-03-20 20:30 | 20:30 | 12.867 | 30
2023-03-20 21:00 | 21:00 | 11.8292 | 30
2023-03-20 21:30 | 21:30 | 11.0292 | 30
2023-03-20 22:00 | 22:00 | 10.0269 | 30
2023-03-20 22:30 | 22:30 | 9.1594 | 30
2023-03-20 23:00 | 23:00 | 8.8577 | 30
2023-03-20 23:30 | 23:30 | 8.3443 | 30
2023-03-21 | 0:00 | 7.6873 | 30
2023-03-21 00:30 | 0:30 | 7.3457 | 30
2023-03-21 01:00 | 1:00 | 7.1984 | 30
2023-03-21 01:30 | 1:30 | 6.8921 | 30
2023-03-21 02:00 | 2:00 | 6.6908 | 30
2023-03-21 02:30 | 2:30 | 6.4294 | 30
2023-03-21 03:00 | 3:00 | 6.323 | 30
2023-03-21 03:30 | 3:30 | 6.4368 | 30
2023-03-21 04:00 | 4:00 | 6.4164 | 30
2023-03-21 04:30 | 4:30 | 6.5049 | 30
2023-03-21 05:00 | 5:00 | 6.837 | 30
2023-03-21 05:30 | 5:30 | 6.9726 | 30
2023-03-21 06:00 | 6:00 | 7.3641 | 30
2023-03-21 06:30 | 6:30 | 7.2754 | 30
2023-03-21 07:00 | 7:00 | 7.0477 | 30
2023-03-21 07:30 | 7:30 | 6.6604 | 30
2023-03-21 08:00 | 8:00 | 5.7967 | 30
2023-03-21 08:30 | 8:30 | 5.5841 | 30
2023-03-21 09:00 | 9:00 | 3.8354 | 30
2023-03-21 09:30 | 9:30 | 3.107 | 30
2023-03-21 10:00 | 10:00 | 4.2444 | 30
2023-03-21 10:30 | 10:30 | 3.0014 | 30
2023-03-21 11:00 | 11:00 | 1.3547 | 30
2023-03-21 11:30 | 11:30 | 1.93 | 30
2023-03-21 12:00 | 12:00 | 2.5148 | 30
2023-03-21 12:30 | 12:30 | 2.7838 | 30
2023-03-21 13:00 | 13:00 | 2.6502 | 30
2023-03-21 13:30 | 13:30 | 4.9134 | 30
2023-03-21 14:00 | 14:00 | 3.9475 | 30
2023-03-21 14:30 | 14:30 | 5.9767 | 30
2023-03-21 15:00 | 15:00 | 7.2003 | 30
2023-03-21 15:30 | 15:30 | 9.4581 | 30
2023-03-21 16:00 | 16:00 | 10.0053 | 30
2023-03-21 16:30 | 16:30 | 10.9613 | 30
2023-03-21 17:00 | 17:00 | 12.129 | 30
2023-03-21 17:30 | 17:30 | 12.9593 | 30
2023-03-21 18:00 | 18:00 | 13.4959 | 30
2023-03-21 18:30 | 18:30 | 13.7309 | 30
2023-03-21 19:00 | 19:00 | 13.1926 | 30
2023-03-21 19:30 | 19:30 | 12.4139 | 30
2023-03-21 20:00 | 20:00 | 12.1296 | 30
2023-03-21 20:30 | 20:30 | 11.523 | 30
2023-03-21 21:00 | 21:00 | 10.8456 | 30
2023-03-21 21:30 | 21:30 | 9.9225 | 30
2023-03-21 22:00 | 22:00 | 9.0322 | 30
2023-03-21 22:30 | 22:30 | 8.2212 | 30
2023-03-21 23:00 | 23:00 | 8.0403 | 30
2023-03-21 23:30 | 23:30 | 7.5521 | 30
2023-03-22 | 0:00 | 7.111 | 30
2023-03-22 00:30 | 0:30 | 6.727 | 30
2023-03-22 01:00 | 1:00 | 6.3016 | 30
2023-03-22 01:30 | 1:30 | 6.1087 | 30
2023-03-22 02:00 | 2:00 | 5.8732 | 30
2023-03-22 02:30 | 2:30 | 6.4707 | 30
2023-03-22 03:00 | 3:00 | 6.1354 | 30
2023-03-22 03:30 | 3:30 | 6.1237 | 30
2023-03-22 04:00 | 4:00 | 6.1567 | 30
2023-03-22 04:30 | 4:30 | 6.3405 | 30
2023-03-22 05:00 | 5:00 | 6.6383 | 30
2023-03-22 05:30 | 5:30 | 6.8642 | 30
2023-03-22 06:00 | 6:00 | 7.1864 | 30
2023-03-22 06:30 | 6:30 | 7.1021 | 30
2023-03-22 07:00 | 7:00 | 6.0033 | 30
2023-03-22 07:30 | 7:30 | 5.2409 | 30
2023-03-22 08:00 | 8:00 | 4.7481 | 30
2023-03-22 08:30 | 8:30 | 5.1674 | 30
2023-03-22 09:00 | 9:00 | 4.6102 | 30
2023-03-22 09:30 | 9:30 | 2.7601 | 30
2023-03-22 10:00 | 10:00 | 3.0652 | 30
2023-03-22 10:30 | 10:30 | 2.4583 | 30
2023-03-22 11:00 | 11:00 | 2.0904 | 30
2023-03-22 11:30 | 11:30 | 3.0027 | 30
2023-03-22 12:00 | 12:00 | 4.2909 | 30
2023-03-22 12:30 | 12:30 | 2.283 | 30
2023-03-22 13:00 | 13:00 | 2.6955 | 30
2023-03-22 13:30 | 13:30 | 5.7525 | 30
2023-03-22 14:00 | 14:00 | 6.0054 | 30
2023-03-22 14:30 | 14:30 | 4.8677 | 30
2023-03-22 15:00 | 15:00 | 5.372 | 30
2023-03-22 15:30 | 15:30 | 5.8309 | 30
2023-03-22 16:00 | 16:00 | 6.2015 | 30
2023-03-22 16:30 | 16:30 | 8.8843 | 30
2023-03-22 17:00 | 17:00 | 9.7539 | 30
2023-03-22 17:30 | 17:30 | 10.9037 | 30
2023-03-22 18:00 | 18:00 | 11.6052 | 30
2023-03-22 18:30 | 18:30 | 11.824 | 30
2023-03-22 19:00 | 19:00 | 11.1523 | 30
2023-03-22 19:30 | 19:30 | 10.5997 | 30
2023-03-22 20:00 | 20:00 | 10.3315 | 30
2023-03-22 20:30 | 20:30 | 9.967 | 30
2023-03-22 21:00 | 21:00 | 9.2474 | 30
2023-03-22 21:30 | 21:30 | 8.7971 | 30
2023-03-22 22:00 | 22:00 | 8.1479 | 30
2023-03-22 22:30 | 22:30 | 7.416 | 30
2023-03-22 23:00 | 23:00 | 7.3057 | 30
2023-03-22 23:30 | 23:30 | 6.8806 | 30
2023-03-23 | 0:00 | 6.3478 | 30
2023-03-23 00:30 | 0:30 | 6.2344 | 30
2023-03-23 01:00 | 1:00 | 6.186 | 30
2023-03-23 01:30 | 1:30 | 5.9848 | 30
2023-03-23 02:00 | 2:00 | 5.7705 | 30
2023-03-23 02:30 | 2:30 | 5.6175 | 30
2023-03-23 03:00 | 3:00 | 5.5327 | 30
2023-03-23 03:30 | 3:30 | 5.6849 | 30
2023-03-23 04:00 | 4:00 | 5.8748 | 30
2023-03-23 04:30 | 4:30 | 6.0196 | 30
2023-03-23 05:00 | 5:00 | 6.1197 | 30
2023-03-23 05:30 | 5:30 | 6.4912 | 30
2023-03-23 06:00 | 6:00 | 6.8844 | 30
2023-03-23 06:30 | 6:30 | 6.6471 | 30
2023-03-23 07:00 | 7:00 | 5.8016 | 30
2023-03-23 07:30 | 7:30 | 4.0195 | 30
2023-03-23 08:00 | 8:00 | 3.1611 | 30
2023-03-23 08:30 | 8:30 | 3.5108 | 30
2023-03-23 09:00 | 9:00 | 2.7922 | 30
2023-03-23 09:30 | 9:30 | 2.8181 | 30
2023-03-23 10:00 | 10:00 | 3.1682 | 30
2023-03-23 10:30 | 10:30 | 1.6368 | 30
2023-03-23 11:00 | 11:00 | 2.0508 | 30
2023-03-23 11:30 | 11:30 | 1.8492 | 30
2023-03-23 12:00 | 12:00 | 3.4719 | 30
2023-03-23 12:30 | 12:30 | 3.6441 | 30
2023-03-23 13:00 | 13:00 | 4.2121 | 30
2023-03-23 13:30 | 13:30 | 3.1628 | 30
2023-03-23 14:00 | 14:00 | 3.4562 | 30
2023-03-23 14:30 | 14:30 | 4.8319 | 30
2023-03-23 15:00 | 15:00 | 5.2232 | 30
2023-03-23 15:30 | 15:30 | 5.3528 | 30
2023-03-23 16:00 | 16:00 | 7.2985 | 30
2023-03-23 16:30 | 16:30 | 9.3366 | 30
2023-03-23 17:00 | 17:00 | 10.8203 | 30
2023-03-23 17:30 | 17:30 | 11.7769 | 30
2023-03-23 18:00 | 18:00 | 12.1884 | 30
2023-03-23 18:30 | 18:30 | 12.2935 | 30
2023-03-23 19:00 | 19:00 | 11.6984 | 30
2023-03-23 19:30 | 19:30 | 11.0865 | 30
2023-03-23 20:00 | 20:00 | 10.7696 | 30
2023-03-23 20:30 | 20:30 | 10.0202 | 30
2023-03-23 21:00 | 21:00 | 9.3785 | 30
2023-03-23 21:30 | 21:30 | 8.7139 | 30
2023-03-23 22:00 | 22:00 | 7.8995 | 30
2023-03-23 22:30 | 22:30 | 7.1695 | 30
2023-03-23 23:00 | 23:00 | 6.9791 | 30
2023-03-23 23:30 | 23:30 | 6.6307 | 30
2023-03-24 | 0:00 | 6.2166 | 30
2023-03-24 00:30 | 0:30 | 6.0225 | 30
2023-03-24 01:00 | 1:00 | 5.9512 | 30
2023-03-24 01:30 | 1:30 | 5.8027 | 30
2023-03-24 02:00 | 2:00 | 5.4031 | 30
2023-03-24 02:30 | 2:30 | 5.2253 | 30
2023-03-24 03:00 | 3:00 | 5.2371 | 30
2023-03-24 03:30 | 3:30 | 5.2315 | 30
2023-03-24 04:00 | 4:00 | 5.4141 | 30
2023-03-24 04:30 | 4:30 | 5.6111 | 30
2023-03-24 05:00 | 5:00 | 5.8981 | 30
2023-03-24 05:30 | 5:30 | 5.9799 | 30
2023-03-24 06:00 | 6:00 | 6.1729 | 30
2023-03-24 06:30 | 6:30 | 5.671 | 30
2023-03-24 07:00 | 7:00 | 5.0573 | 30
2023-03-24 07:30 | 7:30 | 5.3458 | 30
2023-03-24 08:00 | 8:00 | 4.9358 | 30
2023-03-24 08:30 | 8:30 | 1.1069 | 30
2023-03-24 09:00 | 9:00 | 1.1622 | 30
2023-03-24 09:30 | 9:30 | 1.737 | 30
2023-03-24 10:00 | 10:00 | 1.7946 | 30
2023-03-24 10:30 | 10:30 | 2.2543 | 30
2023-03-24 11:00 | 11:00 | 2.5308 | 30
2023-03-24 11:30 | 11:30 | 1.2597 | 30
2023-03-24 12:00 | 12:00 | 3.1817 | 30
2023-03-24 12:30 | 12:30 | 2.3204 | 30
2023-03-24 13:00 | 13:00 | 0.58663 | 30
2023-03-24 13:30 | 13:30 | 1.4988 | 30
2023-03-24 14:00 | 14:00 | 4.5202 | 30
2023-03-24 14:30 | 14:30 | 5.3434 | 30
2023-03-24 15:00 | 15:00 | 6.2105 | 30
2023-03-24 15:30 | 15:30 | 7.9816 | 30
2023-03-24 16:00 | 16:00 | 9.997 | 30
2023-03-24 16:30 | 16:30 | 12.8996 | 30
2023-03-24 17:00 | 17:00 | 13.8607 | 30
2023-03-24 17:30 | 17:30 | 13.7716 | 30
2023-03-24 18:00 | 18:00 | 13.9057 | 30
2023-03-24 18:30 | 18:30 | 13.6732 | 30
2023-03-24 19:00 | 19:00 | 13.235 | 30
2023-03-24 19:30 | 19:30 | 12.4908 | 30
2023-03-24 20:00 | 20:00 | 11.9225 | 30
2023-03-24 20:30 | 20:30 | 11.2442 | 30
2023-03-24 21:00 | 21:00 | 10.519 | 30
2023-03-24 21:30 | 21:30 | 9.9518 | 30
2023-03-24 22:00 | 22:00 | 9.1008 | 30
2023-03-24 22:30 | 22:30 | 8.3417 | 30
2023-03-24 23:00 | 23:00 | 8.1199 | 30
2023-03-24 23:30 | 23:30 | 7.6728 | 30
2023-03-25 | 0:00 | 7.0174 | 30
2023-03-25 00:30 | 0:30 | 6.7996 | 30
2023-03-25 01:00 | 1:00 | 6.6191 | 30
2023-03-25 01:30 | 1:30 | 6.2761 | 30
2023-03-25 02:00 | 2:00 | 6.0978 | 30
2023-03-25 02:30 | 2:30 | 5.8499 | 30
2023-03-25 03:00 | 3:00 | 5.7637 | 30
2023-03-25 03:30 | 3:30 | 5.7534 | 30
2023-03-25 04:00 | 4:00 | 5.7761 | 30
2023-03-25 04:30 | 4:30 | 5.7747 | 30
2023-03-25 05:00 | 5:00 | 5.8774 | 30
2023-03-25 05:30 | 5:30 | 5.8631 | 30
2023-03-25 06:00 | 6:00 | 5.779 | 30
2023-03-25 06:30 | 6:30 | 5.5281 | 30
2023-03-25 07:00 | 7:00 | 4.8189 | 30
2023-03-25 07:30 | 7:30 | 4.2307 | 30
2023-03-25 08:00 | 8:00 | 3.3522 | 30
2023-03-25 08:30 | 8:30 | 2.5652 | 30
2023-03-25 09:00 | 9:00 | 2.7363 | 30
2023-03-25 09:30 | 9:30 | 2.6557 | 30
2023-03-25 10:00 | 10:00 | 4.1366 | 30
2023-03-25 10:30 | 10:30 | 3.3641 | 30
2023-03-25 11:00 | 11:00 | 4.3423 | 30
2023-03-25 11:30 | 11:30 | 5.2006 | 30
2023-03-25 12:00 | 12:00 | 6.4153 | 30
2023-03-25 12:30 | 12:30 | 6.5161 | 30
2023-03-25 13:00 | 13:00 | 7.4275 | 30
2023-03-25 13:30 | 13:30 | 7.4672 | 30
2023-03-25 14:00 | 14:00 | 7.5897 | 30
2023-03-25 14:30 | 14:30 | 7.2137 | 30
2023-03-25 15:00 | 15:00 | 4.2629 | 30
2023-03-25 15:30 | 15:30 | 5.4514 | 30
2023-03-25 16:00 | 16:00 | 8.2296 | 30
2023-03-25 16:30 | 16:30 | 10.4649 | 30
2023-03-25 17:00 | 17:00 | 11.758 | 30
2023-03-25 17:30 | 17:30 | 12.0874 | 30
2023-03-25 18:00 | 18:00 | 12.3643 | 30
2023-03-25 18:30 | 18:30 | 12.2597 | 30
2023-03-25 19:00 | 19:00 | 11.5965 | 30
2023-03-25 19:30 | 19:30 | 11.1166 | 30
2023-03-25 20:00 | 20:00 | 10.6742 | 30
2023-03-25 20:30 | 20:30 | 10.3333 | 30
2023-03-25 21:00 | 21:00 | 9.7429 | 30
2023-03-25 21:30 | 21:30 | 9.1929 | 30
2023-03-25 22:00 | 22:00 | 8.5049 | 30
2023-03-25 22:30 | 22:30 | 7.8965 | 30
2023-03-25 23:00 | 23:00 | 7.8219 | 30
2023-03-25 23:30 | 23:30 | 7.3709 | 30
2023-03-26 | 0:00 | 6.8358 | 30
2023-03-26 00:30 | 0:30 | 6.6571 | 30
2023-03-26 01:00 | 1:00 | 6.5065 | 30
2023-03-26 01:30 | 1:30 | 6.195 | 30
2023-03-26 02:00 | 2:00 | 5.9655 | 30
2023-03-26 02:30 | 2:30 | 5.8285 | 30
2023-03-26 03:00 | 3:00 | 5.7005 | 30
2023-03-26 03:30 | 3:30 | 5.7129 | 30
2023-03-26 04:00 | 4:00 | 5.7595 | 30
2023-03-26 04:30 | 4:30 | 5.6795 | 30
2023-03-26 05:00 | 5:00 | 5.7332 | 30
2023-03-26 05:30 | 5:30 | 5.6868 | 30
2023-03-26 06:00 | 6:00 | 5.7726 | 30
2023-03-26 06:30 | 6:30 | 5.2175 | 30
2023-03-26 07:00 | 7:00 | 4.6203 | 30
2023-03-26 07:30 | 7:30 | 4.0131 | 30
2023-03-26 08:00 | 8:00 | 2.5942 | 30
2023-03-26 08:30 | 8:30 | 1.8559 | 30
2023-03-26 09:00 | 9:00 | 1.5317 | 30
2023-03-26 09:30 | 9:30 | 3.2535 | 30
2023-03-26 10:00 | 10:00 | 4.9525 | 30
2023-03-26 10:30 | 10:30 | 6.2894 | 30
2023-03-26 11:00 | 11:00 | 6.9762 | 30
2023-03-26 11:30 | 11:30 | 7.1357 | 30
2023-03-26 12:00 | 12:00 | 6.3488 | 30
2023-03-26 12:30 | 12:30 | 4.6534 | 30
2023-03-26 13:00 | 13:00 | 4.8422 | 30
2023-03-26 13:30 | 13:30 | 3.6548 | 30
2023-03-26 14:00 | 14:00 | 1.5119 | 30
2023-03-26 14:30 | 14:30 | 2.5518 | 30
2023-03-26 15:00 | 15:00 | 5.9232 | 30
2023-03-26 15:30 | 15:30 | 7.5646 | 30
2023-03-26 16:00 | 16:00 | 9.8206 | 30
2023-03-26 16:30 | 16:30 | 9.5653 | 30
2023-03-26 17:00 | 17:00 | 11.4642 | 30
2023-03-26 17:30 | 17:30 | 12.5629 | 30
2023-03-26 18:00 | 18:00 | 12.7204 | 30
2023-03-26 18:30 | 18:30 | 12.53 | 30
2023-03-26 19:00 | 19:00 | 11.6381 | 30
2023-03-26 19:30 | 19:30 | 10.9624 | 30
2023-03-26 20:00 | 20:00 | 10.6309 | 30
2023-03-26 20:30 | 20:30 | 10.1731 | 30
2023-03-26 21:00 | 21:00 | 9.288 | 30
2023-03-26 21:30 | 21:30 | 8.6633 | 30
2023-03-26 22:00 | 22:00 | 7.8674 | 30
2023-03-26 22:30 | 22:30 | 7.1725 | 30
2023-03-26 23:00 | 23:00 | 7.0151 | 30
2023-03-26 23:30 | 23:30 | 6.7921 | 30
2023-03-27 | 0:00 | 6.4181 | 30
2023-03-27 00:30 | 0:30 | 6.2675 | 30
2023-03-27 01:00 | 1:00 | 6.2031 | 30
2023-03-27 01:30 | 1:30 | 5.9678 | 30
2023-03-27 02:00 | 2:00 | 5.7575 | 30
2023-03-27 02:30 | 2:30 | 5.5849 | 30
2023-03-27 03:00 | 3:00 | 5.4962 | 30
2023-03-27 03:30 | 3:30 | 5.5348 | 30
2023-03-27 04:00 | 4:00 | 5.7218 | 30
2023-03-27 04:30 | 4:30 | 5.8306 | 30
2023-03-27 05:00 | 5:00 | 6.1754 | 30
2023-03-27 05:30 | 5:30 | 6.3307 | 30
2023-03-27 06:00 | 6:00 | 6.5285 | 30
2023-03-27 06:30 | 6:30 | 6.0744 | 30
2023-03-27 07:00 | 7:00 | 5.2846 | 30
2023-03-27 07:30 | 7:30 | 4.2474 | 30
2023-03-27 08:00 | 8:00 | 2.6872 | 30
2023-03-27 08:30 | 8:30 | 1.5175 | 30
2023-03-27 09:00 | 9:00 | 1.1529 | 30
2023-03-27 09:30 | 9:30 | 0.79851 | 30
2023-03-27 10:00 | 10:00 | 0.83971 | 30
2023-03-27 10:30 | 10:30 | 0.6348 | 30
2023-03-27 11:00 | 11:00 | 0.77107 | 30
2023-03-27 11:30 | 11:30 | 1.1998 | 30
2023-03-27 12:00 | 12:00 | 2.9469 | 30
2023-03-27 12:30 | 12:30 | 3.8526 | 30
2023-03-27 13:00 | 13:00 | 4.6334 | 30
2023-03-27 13:30 | 13:30 | 5.5298 | 30
2023-03-27 14:00 | 14:00 | 5.8808 | 30
2023-03-27 14:30 | 14:30 | 5.3624 | 30
2023-03-27 15:00 | 15:00 | 8.0173 | 30
2023-03-27 15:30 | 15:30 | 8.0347 | 30
2023-03-27 16:00 | 16:00 | 10.583 | 30
2023-03-27 16:30 | 16:30 | 12.1173 | 30
2023-03-27 17:00 | 17:00 | 13.662 | 30
2023-03-27 17:30 | 17:30 | 14.5327 | 30
2023-03-27 18:00 | 18:00 | 15.0554 | 30
2023-03-27 18:30 | 18:30 | 14.9231 | 30
2023-03-27 19:00 | 19:00 | 14.0579 | 30
2023-03-27 19:30 | 19:30 | 13.0889 | 30
2023-03-27 20:00 | 20:00 | 12.2688 | 30
2023-03-27 20:30 | 20:30 | 11.3016 | 30
2023-03-27 21:00 | 21:00 | 10.4014 | 30
2023-03-27 21:30 | 21:30 | 9.8377 | 30
2023-03-27 22:00 | 22:00 | 8.7853 | 30
2023-03-27 22:30 | 22:30 | 8.028 | 30
2023-03-27 23:00 | 23:00 | 7.7923 | 30
2023-03-27 23:30 | 23:30 | 7.4812 | 30
2023-03-28 | 0:00 | 6.9405 | 30
2023-03-28 00:30 | 0:30 | 6.7091 | 30
2023-03-28 01:00 | 1:00 | 6.647 | 30
2023-03-28 01:30 | 1:30 | 6.3146 | 30
2023-03-28 02:00 | 2:00 | 6.1326 | 30
2023-03-28 02:30 | 2:30 | 5.9022 | 30
2023-03-28 03:00 | 3:00 | 5.8712 | 30
2023-03-28 03:30 | 3:30 | 5.953 | 30
2023-03-28 04:00 | 4:00 | 6.0004 | 30
2023-03-28 04:30 | 4:30 | 6.184 | 30
2023-03-28 05:00 | 5:00 | 6.4795 | 30
2023-03-28 05:30 | 5:30 | 6.662 | 30
2023-03-28 06:00 | 6:00 | 6.7457 | 30
2023-03-28 06:30 | 6:30 | 6.6408 | 30
2023-03-28 07:00 | 7:00 | 6.5341 | 30
2023-03-28 07:30 | 7:30 | 5.9263 | 30
2023-03-28 08:00 | 8:00 | 5.106 | 30
2023-03-28 08:30 | 8:30 | 3.9652 | 30
2023-03-28 09:00 | 9:00 | 0.77903 | 30
2023-03-28 09:30 | 9:30 | 0.65416 | 30
2023-03-28 10:00 | 10:00 | 0.72991 | 30
2023-03-28 10:30 | 10:30 | 1.3482 | 30
2023-03-28 11:00 | 11:00 | 0.98003 | 30
2023-03-28 11:30 | 11:30 | 1.7619 | 30
2023-03-28 12:00 | 12:00 | 2.856 | 30
2023-03-28 12:30 | 12:30 | 3.6489 | 30
2023-03-28 13:00 | 13:00 | 6.9855 | 30
2023-03-28 13:30 | 13:30 | 9.9318 | 30
2023-03-28 14:00 | 14:00 | 9.8915 | 30
2023-03-28 14:30 | 14:30 | 8.1912 | 30
2023-03-28 15:00 | 15:00 | 9.0598 | 30
2023-03-28 15:30 | 15:30 | 11.3349 | 30
2023-03-28 16:00 | 16:00 | 11.3278 | 30
2023-03-28 16:30 | 16:30 | 12.8278 | 30
2023-03-28 17:00 | 17:00 | 14.292 | 30
2023-03-28 17:30 | 17:30 | 15.0737 | 30
2023-03-28 18:00 | 18:00 | 15.3435 | 30
2023-03-28 18:30 | 18:30 | 14.9843 | 30
2023-03-28 19:00 | 19:00 | 14.0898 | 30
2023-03-28 19:30 | 19:30 | 13.3402 | 30
2023-03-28 20:00 | 20:00 | 12.7827 | 30
2023-03-28 20:30 | 20:30 | 12.0142 | 30
2023-03-28 21:00 | 21:00 | 10.8522 | 30
2023-03-28 21:30 | 21:30 | 9.8753 | 30
2023-03-28 22:00 | 22:00 | 9.0974 | 30
2023-03-28 22:30 | 22:30 | 8.3609 | 30
2023-03-28 23:00 | 23:00 | 8.1084 | 30
2023-03-28 23:30 | 23:30 | 7.6483 | 30
2023-03-29 | 0:00 | 7.0335 | 30
2023-03-29 00:30 | 0:30 | 7.0084 | 30
2023-03-29 01:00 | 1:00 | 6.8112 | 30
2023-03-29 01:30 | 1:30 | 6.5745 | 30
2023-03-29 02:00 | 2:00 | 6.5181 | 30
2023-03-29 02:30 | 2:30 | 6.3973 | 30
2023-03-29 03:00 | 3:00 | 6.3078 | 30
2023-03-29 03:30 | 3:30 | 6.3273 | 30
2023-03-29 04:00 | 4:00 | 6.3355 | 30
2023-03-29 04:30 | 4:30 | 6.4875 | 30
2023-03-29 05:00 | 5:00 | 6.6458 | 30
2023-03-29 05:30 | 5:30 | 6.8413 | 30
2023-03-29 06:00 | 6:00 | 7.3107 | 30
2023-03-29 06:30 | 6:30 | 7.7577 | 30
2023-03-29 07:00 | 7:00 | 8.2321 | 30
2023-03-29 07:30 | 7:30 | 8.5614 | 30
2023-03-29 08:00 | 8:00 | 8.4711 | 30
2023-03-29 08:30 | 8:30 | 8.4996 | 30
2023-03-29 09:00 | 9:00 | 7.9939 | 30
2023-03-29 09:30 | 9:30 | 6.3918 | 30
2023-03-29 10:00 | 10:00 | 4.9024 | 30
2023-03-29 10:30 | 10:30 | 4.9007 | 30
2023-03-29 11:00 | 11:00 | 5.7079 | 30
2023-03-29 11:30 | 11:30 | 5.4571 | 30
2023-03-29 12:00 | 12:00 | 5.5547 | 30
2023-03-29 12:30 | 12:30 | 6.4034 | 30
2023-03-29 13:00 | 13:00 | 7.0655 | 30
2023-03-29 13:30 | 13:30 | 6.5881 | 30
2023-03-29 14:00 | 14:00 | 5.2782 | 30
2023-03-29 14:30 | 14:30 | 6.3397 | 30
2023-03-29 15:00 | 15:00 | 8.1575 | 30
2023-03-29 15:30 | 15:30 | 8.8448 | 30
2023-03-29 16:00 | 16:00 | 9.4713 | 30
2023-03-29 16:30 | 16:30 | 10.3482 | 30
2023-03-29 17:00 | 17:00 | 10.9585 | 30
2023-03-29 17:30 | 17:30 | 11.6794 | 30
2023-03-29 18:00 | 18:00 | 12.188 | 30
2023-03-29 18:30 | 18:30 | 12.1395 | 30
2023-03-29 19:00 | 19:00 | 11.7903 | 30
2023-03-29 19:30 | 19:30 | 11.154 | 30
2023-03-29 20:00 | 20:00 | 10.7841 | 30
2023-03-29 20:30 | 20:30 | 10.208 | 30
2023-03-29 21:00 | 21:00 | 9.6397 | 30
2023-03-29 21:30 | 21:30 | 8.9687 | 30
2023-03-29 22:00 | 22:00 | 8.2903 | 30
2023-03-29 22:30 | 22:30 | 7.5954 | 30
2023-03-29 23:00 | 23:00 | 7.4967 | 30
2023-03-29 23:30 | 23:30 | 7.2187 | 30
2023-03-30 | 0:00 | 6.815 | 30
2023-03-30 00:30 | 0:30 | 6.632 | 30
2023-03-30 01:00 | 1:00 | 6.4716 | 30
2023-03-30 01:30 | 1:30 | 6.2233 | 30
2023-03-30 02:00 | 2:00 | 6.132 | 30
2023-03-30 02:30 | 2:30 | 6.0241 | 30
2023-03-30 03:00 | 3:00 | 5.8998 | 30
2023-03-30 03:30 | 3:30 | 5.9433 | 30
2023-03-30 04:00 | 4:00 | 6.0118 | 30
2023-03-30 04:30 | 4:30 | 6.0233 | 30
2023-03-30 05:00 | 5:00 | 6.0363 | 30
2023-03-30 05:30 | 5:30 | 6.2256 | 30
2023-03-30 06:00 | 6:00 | 6.6247 | 30
2023-03-30 06:30 | 6:30 | 7.3768 | 30
2023-03-30 07:00 | 7:00 | 8.4065 | 30
2023-03-30 07:30 | 7:30 | 6.9416 | 30
2023-03-30 08:00 | 8:00 | 4.6675 | 30
2023-03-30 08:30 | 8:30 | 4.6098 | 30
2023-03-30 09:00 | 9:00 | 3.3482 | 30
2023-03-30 09:30 | 9:30 | 1.3049 | 30
2023-03-30 10:00 | 10:00 | 2.3993 | 30
2023-03-30 10:30 | 10:30 | 3.1583 | 30
2023-03-30 11:00 | 11:00 | 2.0461 | 30
2023-03-30 11:30 | 11:30 | 1.42 | 30
2023-03-30 12:00 | 12:00 | 1.4123 | 30
2023-03-30 12:30 | 12:30 | 1.4383 | 30
2023-03-30 13:00 | 13:00 | 1.3539 | 30
2023-03-30 13:30 | 13:30 | 5.3092 | 30
2023-03-30 14:00 | 14:00 | 2.7601 | 30
2023-03-30 14:30 | 14:30 | 4.6938 | 30
2023-03-30 15:00 | 15:00 | 4.8763 | 30
2023-03-30 15:30 | 15:30 | 6.507 | 30
2023-03-30 16:00 | 16:00 | 8.2474 | 30
2023-03-30 16:30 | 16:30 | 9.819 | 30
2023-03-30 17:00 | 17:00 | 11.0331 | 30
2023-03-30 17:30 | 17:30 | 11.642 | 30
2023-03-30 18:00 | 18:00 | 11.9032 | 30
2023-03-30 18:30 | 18:30 | 11.9385 | 30
2023-03-30 19:00 | 19:00 | 11.474 | 30
2023-03-30 19:30 | 19:30 | 10.6701 | 30
2023-03-30 20:00 | 20:00 | 10.2967 | 30
2023-03-30 20:30 | 20:30 | 9.7906 | 30
2023-03-30 21:00 | 21:00 | 9.1954 | 30
2023-03-30 21:30 | 21:30 | 8.4559 | 30
2023-03-30 22:00 | 22:00 | 7.7411 | 30
2023-03-30 22:30 | 22:30 | 7.1225 | 30
2023-03-30 23:00 | 23:00 | 6.9632 | 30
2023-03-30 23:30 | 23:30 | 6.5726 | 30
2023-03-31 | 0:00 | 6.089 | 30
2023-03-31 00:30 | 0:30 | 5.8565 | 30
2023-03-31 01:00 | 1:00 | 5.725 | 30
2023-03-31 01:30 | 1:30 | 5.604 | 30
2023-03-31 02:00 | 2:00 | 5.4231 | 30
2023-03-31 02:30 | 2:30 | 5.3311 | 30
2023-03-31 03:00 | 3:00 | 5.1832 | 30
2023-03-31 03:30 | 3:30 | 5.2643 | 30
2023-03-31 04:00 | 4:00 | 5.3639 | 30
2023-03-31 04:30 | 4:30 | 5.446 | 30
2023-03-31 05:00 | 5:00 | 5.8085 | 30
2023-03-31 05:30 | 5:30 | 5.8694 | 30
2023-03-31 06:00 | 6:00 | 5.9635 | 30
2023-03-31 06:30 | 6:30 | 5.7845 | 30
2023-03-31 07:00 | 7:00 | 4.6801 | 30
2023-03-31 07:30 | 7:30 | 3.3423 | 30
2023-03-31 08:00 | 8:00 | 1.9106 | 30
2023-03-31 08:30 | 8:30 | 1.4457 | 30
2023-03-31 09:00 | 9:00 | 1.8204 | 30
2023-03-31 09:30 | 9:30 | 2.2807 | 30
2023-03-31 10:00 | 10:00 | 3.1198 | 30
2023-03-31 10:30 | 10:30 | 3.1883 | 30
2023-03-31 11:00 | 11:00 | 2.7086 | 30
2023-03-31 11:30 | 11:30 | 2.6778 | 30
2023-03-31 12:00 | 12:00 | 3.5366 | 30
2023-03-31 12:30 | 12:30 | 2.947 | 30
2023-03-31 13:00 | 13:00 | 2.8085 | 30
2023-03-31 13:30 | 13:30 | 1.9038 | 30
2023-03-31 14:00 | 14:00 | 0.98014 | 30
2023-03-31 14:30 | 14:30 | 1.9464 | 30
2023-03-31 15:00 | 15:00 | 3.5108 | 30
2023-03-31 15:30 | 15:30 | 5.823 | 30
2023-03-31 16:00 | 16:00 | 6.881 | 30
2023-03-31 16:30 | 16:30 | 8.626 | 30
2023-03-31 17:00 | 17:00 | 8.7059 | 30
2023-03-31 17:30 | 17:30 | 9.7513 | 30
2023-03-31 18:00 | 18:00 | 10.1258 | 30
2023-03-31 18:30 | 18:30 | 10.0511 | 30
2023-03-31 19:00 | 19:00 | 9.7728 | 30
2023-03-31 19:30 | 19:30 | 9.3843 | 30
2023-03-31 20:00 | 20:00 | 9.1525 | 30
2023-03-31 20:30 | 20:30 | 8.8485 | 30
2023-03-31 21:00 | 21:00 | 8.3241 | 30
2023-03-31 21:30 | 21:30 | 7.8657 | 30
2023-03-31 22:00 | 22:00 | 7.3753 | 30
2023-03-31 22:30 | 22:30 | 6.9744 | 30
2023-03-31 23:00 | 23:00 | 6.7559 | 30
2023-03-31 23:30 | 23:30 | 6.4272 | 30
2023-04-01 | 0:00 | 6.0671 | 30
2023-04-01 00:30 | 0:30 | 5.7973 | 30
2023-04-01 01:00 | 1:00 | 5.8063 | 30
2023-04-01 01:30 | 1:30 | 5.5443 | 30
2023-04-01 02:00 | 2:00 | 5.3777 | 30
2023-04-01 02:30 | 2:30 | 5.2178 | 30
2023-04-01 03:00 | 3:00 | 5.1089 | 30
2023-04-01 03:30 | 3:30 | 5.0955 | 30
2023-04-01 04:00 | 4:00 | 5.1891 | 30
2023-04-01 04:30 | 4:30 | 5.1522 | 30
2023-04-01 05:00 | 5:00 | 5.3499 | 30
2023-04-01 05:30 | 5:30 | 5.4633 | 30
2023-04-01 06:00 | 6:00 | 5.6754 | 30
2023-04-01 06:30 | 6:30 | 5.8528 | 30
2023-04-01 07:00 | 7:00 | 6.0238 | 30
2023-04-01 07:30 | 7:30 | 6.3027 | 30
2023-04-01 08:00 | 8:00 | 6.3927 | 30
2023-04-01 08:30 | 8:30 | 5.0015 | 30
2023-04-01 09:00 | 9:00 | 3.3237 | 30
2023-04-01 09:30 | 9:30 | 4.7126 | 30
2023-04-01 10:00 | 10:00 | 4.9265 | 30
2023-04-01 10:30 | 10:30 | 5.2358 | 30
2023-04-01 11:00 | 11:00 | 4.4366 | 30
2023-04-01 11:30 | 11:30 | 3.3791 | 30
2023-04-01 12:00 | 12:00 | 2.9399 | 30
2023-04-01 12:30 | 12:30 | 3.4089 | 30
2023-04-01 13:00 | 13:00 | 4.1226 | 30
2023-04-01 13:30 | 13:30 | 5.4811 | 30
2023-04-01 14:00 | 14:00 | 4.0676 | 30
2023-04-01 14:30 | 14:30 | 3.6455 | 30
2023-04-01 15:00 | 15:00 | 4.5906 | 30
2023-04-01 15:30 | 15:30 | 5.8519 | 30
2023-04-01 16:00 | 16:00 | 6.8795 | 30
2023-04-01 16:30 | 16:30 | 8.1182 | 30
2023-04-01 17:00 | 17:00 | 8.8484 | 30
2023-04-01 17:30 | 17:30 | 9.4769 | 30
2023-04-01 18:00 | 18:00 | 9.7261 | 30
2023-04-01 18:30 | 18:30 | 9.5707 | 30
2023-04-01 19:00 | 19:00 | 9.1353 | 30
2023-04-01 19:30 | 19:30 | 8.7524 | 30
2023-04-01 20:00 | 20:00 | 8.6007 | 30
2023-04-01 20:30 | 20:30 | 8.2589 | 30
2023-04-01 21:00 | 21:00 | 7.7721 | 30
2023-04-01 21:30 | 21:30 | 7.3348 | 30
2023-04-01 22:00 | 22:00 | 6.8063 | 30
2023-04-01 22:30 | 22:30 | 6.3344 | 30
2023-04-01 23:00 | 23:00 | 6.2042 | 30
2023-04-01 23:30 | 23:30 | 6.0234 | 30
2023-04-02 | 0:00 | 5.6288 | 30
2023-04-02 00:30 | 0:30 | 5.5276 | 30
2023-04-02 01:00 | 1:00 | 5.4682 | 30
2023-04-02 01:30 | 1:30 | 5.2353 | 30
2023-04-02 02:00 | 2:00 | 5.0317 | 30
2023-04-02 02:30 | 2:30 | 4.8919 | 30
2023-04-02 03:00 | 3:00 | 4.7993 | 30
2023-04-02 03:30 | 3:30 | 4.7904 | 30
2023-04-02 04:00 | 4:00 | 4.8228 | 30
2023-04-02 04:30 | 4:30 | 4.7753 | 30
2023-04-02 05:00 | 5:00 | 4.8668 | 30
2023-04-02 05:30 | 5:30 | 4.8765 | 30
2023-04-02 06:00 | 6:00 | 4.9439 | 30
2023-04-02 06:30 | 6:30 | 4.2459 | 30
2023-04-02 07:00 | 7:00 | 3.4838 | 30
2023-04-02 07:30 | 7:30 | 2.689 | 30
2023-04-02 08:00 | 8:00 | 1.8311 | 30
2023-04-02 08:30 | 8:30 | 1.5502 | 30
2023-04-02 09:00 | 9:00 | 2.0665 | 30
2023-04-02 09:30 | 9:30 | 2.5708 | 30
2023-04-02 10:00 | 10:00 | 2.9956 | 30
2023-04-02 10:30 | 10:30 | 2.0034 | 30
2023-04-02 11:00 | 11:00 | 1.1181 | 30
2023-04-02 11:30 | 11:30 | 1.0531 | 30
2023-04-02 12:00 | 12:00 | 1.3547 | 30
2023-04-02 12:30 | 12:30 | 2.3669 | 30
2023-04-02 13:00 | 13:00 | 2.5295 | 30
2023-04-02 13:30 | 13:30 | 1.9253 | 30
2023-04-02 14:00 | 14:00 | 4.3821 | 30
2023-04-02 14:30 | 14:30 | 4.0974 | 30
2023-04-02 15:00 | 15:00 | 4.182 | 30
2023-04-02 15:30 | 15:30 | 4.6183 | 30
2023-04-02 16:00 | 16:00 | 7.1499 | 30
2023-04-02 16:30 | 16:30 | 9.0124 | 30
2023-04-02 17:00 | 17:00 | 9.6977 | 30
2023-04-02 17:30 | 17:30 | 10.3209 | 30
2023-04-02 18:00 | 18:00 | 10.8532 | 30
2023-04-02 18:30 | 18:30 | 10.6714 | 30
2023-04-02 19:00 | 19:00 | 9.8612 | 30
2023-04-02 19:30 | 19:30 | 9.2849 | 30
2023-04-02 20:00 | 20:00 | 9.0051 | 30
2023-04-02 20:30 | 20:30 | 8.7474 | 30
2023-04-02 21:00 | 21:00 | 8.2575 | 30
2023-04-02 21:30 | 21:30 | 7.8143 | 30
2023-04-02 22:00 | 22:00 | 7.167 | 30
2023-04-02 22:30 | 22:30 | 6.4987 | 30
2023-04-02 23:00 | 23:00 | 6.4148 | 30
2023-04-02 23:30 | 23:30 | 6.11 | 30
2023-04-03 | 0:00 | 5.7524 | 30
2023-04-03 00:30 | 0:30 | 5.501 | 30
2023-04-03 01:00 | 1:00 | 5.4607 | 30
2023-04-03 01:30 | 1:30 | 5.2968 | 30
2023-04-03 02:00 | 2:00 | 5.1084 | 30
2023-04-03 02:30 | 2:30 | 4.9078 | 30
2023-04-03 03:00 | 3:00 | 4.8124 | 30
2023-04-03 03:30 | 3:30 | 4.8366 | 30
2023-04-03 04:00 | 4:00 | 4.9798 | 30
2023-04-03 04:30 | 4:30 | 5.3157 | 30
2023-04-03 05:00 | 5:00 | 5.5333 | 30
2023-04-03 05:30 | 5:30 | 5.6837 | 30
2023-04-03 06:00 | 6:00 | 5.7025 | 30
2023-04-03 06:30 | 6:30 | 5.0587 | 30
2023-04-03 07:00 | 7:00 | 4.1957 | 30
2023-04-03 07:30 | 7:30 | 3.022 | 30
2023-04-03 08:00 | 8:00 | 1.7966 | 30
2023-04-03 08:30 | 8:30 | 1.2783 | 30
2023-04-03 09:00 | 9:00 | 1.8971 | 30
2023-04-03 09:30 | 9:30 | 2.868 | 30
2023-04-03 10:00 | 10:00 | 3.2098 | 30
2023-04-03 10:30 | 10:30 | 2.0201 | 30
2023-04-03 11:00 | 11:00 | 2.2728 | 30
2023-04-03 11:30 | 11:30 | 1.7947 | 30
2023-04-03 12:00 | 12:00 | 1.2187 | 30
2023-04-03 12:30 | 12:30 | 1.7117 | 30
2023-04-03 13:00 | 13:00 | 0.93573 | 30
2023-04-03 13:30 | 13:30 | 1.1074 | 30
2023-04-03 14:00 | 14:00 | 0.91735 | 30
2023-04-03 14:30 | 14:30 | 1.0238 | 30
2023-04-03 15:00 | 15:00 | 2.567 | 30
2023-04-03 15:30 | 15:30 | 4.8069 | 30
2023-04-03 16:00 | 16:00 | 6.0299 | 30
2023-04-03 16:30 | 16:30 | 6.8195 | 30
2023-04-03 17:00 | 17:00 | 8.8776 | 30
2023-04-03 17:30 | 17:30 | 10.3955 | 30
2023-04-03 18:00 | 18:00 | 11.0369 | 30
2023-04-03 18:30 | 18:30 | 10.9187 | 30
2023-04-03 19:00 | 19:00 | 10.205 | 30
2023-04-03 19:30 | 19:30 | 9.6034 | 30
2023-04-03 20:00 | 20:00 | 9.2809 | 30
2023-04-03 20:30 | 20:30 | 9.0488 | 30
2023-04-03 21:00 | 21:00 | 8.5227 | 30
2023-04-03 21:30 | 21:30 | 8.0812 | 30
2023-04-03 22:00 | 22:00 | 7.548 | 30
2023-04-03 22:30 | 22:30 | 7.308 | 30
2023-04-03 23:00 | 23:00 | 7.0068 | 30
2023-04-03 23:30 | 23:30 | 6.5053 | 30
2023-04-04 | 0:00 | 5.922 | 30
2023-04-04 00:30 | 0:30 | 5.6996 | 30
2023-04-04 01:00 | 1:00 | 5.4465 | 30
2023-04-04 01:30 | 1:30 | 5.3087 | 30
2023-04-04 02:00 | 2:00 | 5.2312 | 30
2023-04-04 02:30 | 2:30 | 5.1805 | 30
2023-04-04 03:00 | 3:00 | 5.2611 | 30
2023-04-04 03:30 | 3:30 | 5.2552 | 30
2023-04-04 04:00 | 4:00 | 5.2754 | 30
2023-04-04 04:30 | 4:30 | 5.3613 | 30
2023-04-04 05:00 | 5:00 | 5.4778 | 30
2023-04-04 05:30 | 5:30 | 5.6478 | 30
2023-04-04 06:00 | 6:00 | 5.6372 | 30
2023-04-04 06:30 | 6:30 | 4.4926 | 30
2023-04-04 07:00 | 7:00 | 3.8053 | 30
2023-04-04 07:30 | 7:30 | 3.0709 | 30
2023-04-04 08:00 | 8:00 | 2.266 | 30
2023-04-04 08:30 | 8:30 | 1.8578 | 30
2023-04-04 09:00 | 9:00 | 1.145 | 30
2023-04-04 09:30 | 9:30 | 1.1288 | 30
2023-04-04 10:00 | 10:00 | 1.0778 | 30
2023-04-04 10:30 | 10:30 | 1.6953 | 30
2023-04-04 11:00 | 11:00 | 1.4663 | 30
2023-04-04 11:30 | 11:30 | 1.9998 | 30
2023-04-04 12:00 | 12:00 | 0.91714 | 30
2023-04-04 12:30 | 12:30 | 1.5662 | 30
2023-04-04 13:00 | 13:00 | 3.6422 | 30
2023-04-04 13:30 | 13:30 | 3.6653 | 30
2023-04-04 14:00 | 14:00 | 4.6483 | 30
2023-04-04 14:30 | 14:30 | 2.3385 | 30
2023-04-04 15:00 | 15:00 | 4.7617 | 30
2023-04-04 15:30 | 15:30 | 7.3808 | 30
2023-04-04 16:00 | 16:00 | 6.9362 | 30
2023-04-04 16:30 | 16:30 | 8.2573 | 30
2023-04-04 17:00 | 17:00 | 9.6819 | 30
2023-04-04 17:30 | 17:30 | 10.809 | 30
2023-04-04 18:00 | 18:00 | 11.3873 | 30
2023-04-04 18:30 | 18:30 | 11.2267 | 30
2023-04-04 19:00 | 19:00 | 10.6388 | 30
2023-04-04 19:30 | 19:30 | 10.1223 | 30
2023-04-04 20:00 | 20:00 | 9.5217 | 30
2023-04-04 20:30 | 20:30 | 8.8498 | 30
2023-04-04 21:00 | 21:00 | 8.3816 | 30
2023-04-04 21:30 | 21:30 | 7.7663 | 30
2023-04-04 22:00 | 22:00 | 7.519 | 30
2023-04-04 22:30 | 22:30 | 6.9141 | 30
2023-04-04 23:00 | 23:00 | 6.657 | 30
2023-04-04 23:30 | 23:30 | 6.2761 | 30
2023-04-05 | 0:00 | 5.6858 | 30
2023-04-05 00:30 | 0:30 | 5.4783 | 30
2023-04-05 01:00 | 1:00 | 5.3056 | 30
2023-04-05 01:30 | 1:30 | 5.186 | 30
2023-04-05 02:00 | 2:00 | 5.0118 | 30
2023-04-05 02:30 | 2:30 | 5.0081 | 30
2023-04-05 03:00 | 3:00 | 4.9641 | 30
2023-04-05 03:30 | 3:30 | 5.0997 | 30
2023-04-05 04:00 | 4:00 | 5.2316 | 30
2023-04-05 04:30 | 4:30 | 5.3682 | 30
2023-04-05 05:00 | 5:00 | 5.5965 | 30
2023-04-05 05:30 | 5:30 | 5.7969 | 30
2023-04-05 06:00 | 6:00 | 5.9003 | 30
2023-04-05 06:30 | 6:30 | 5.1711 | 30
2023-04-05 07:00 | 7:00 | 4.2151 | 30
2023-04-05 07:30 | 7:30 | 3.0266 | 30
2023-04-05 08:00 | 8:00 | 1.8492 | 30
2023-04-05 08:30 | 8:30 | 1.1914 | 30
2023-04-05 09:00 | 9:00 | 1.5784 | 30
2023-04-05 09:30 | 9:30 | 2.6248 | 30
2023-04-05 10:00 | 10:00 | 3.2464 | 30
2023-04-05 10:30 | 10:30 | 3.5634 | 30
2023-04-05 11:00 | 11:00 | 3.5151 | 30
2023-04-05 11:30 | 11:30 | 3.3669 | 30
2023-04-05 12:00 | 12:00 | 2.3052 | 30
2023-04-05 12:30 | 12:30 | 1.4978 | 30
2023-04-05 13:00 | 13:00 | 1.3789 | 30
2023-04-05 13:30 | 13:30 | 0.88909 | 30
2023-04-05 14:00 | 14:00 | 0.78117 | 30
2023-04-05 14:30 | 14:30 | 2.1605 | 30
2023-04-05 15:00 | 15:00 | 3.5209 | 30
2023-04-05 15:30 | 15:30 | 5.0374 | 30
2023-04-05 16:00 | 16:00 | 7.031 | 30
2023-04-05 16:30 | 16:30 | 8.712 | 30
2023-04-05 17:00 | 17:00 | 10.0562 | 30
2023-04-05 17:30 | 17:30 | 10.9852 | 30
2023-04-05 18:00 | 18:00 | 11.4972 | 30
2023-04-05 18:30 | 18:30 | 11.3745 | 30
2023-04-05 19:00 | 19:00 | 10.8574 | 30
2023-04-05 19:30 | 19:30 | 10.2173 | 30
2023-04-05 20:00 | 20:00 | 9.7304 | 30
2023-04-05 20:30 | 20:30 | 9.2424 | 30
2023-04-05 21:00 | 21:00 | 8.8176 | 30
2023-04-05 21:30 | 21:30 | 8.0962 | 30
2023-04-05 22:00 | 22:00 | 7.7446 | 30
2023-04-05 22:30 | 22:30 | 7.2537 | 30
2023-04-05 23:00 | 23:00 | 6.7499 | 30
2023-04-05 23:30 | 23:30 | 6.2439 | 30
2023-04-06 | 0:00 | 5.8214 | 30
2023-04-06 00:30 | 0:30 | 5.5583 | 30
2023-04-06 01:00 | 1:00 | 5.4704 | 30
2023-04-06 01:30 | 1:30 | 5.4209 | 30
2023-04-06 02:00 | 2:00 | 5.3683 | 30
2023-04-06 02:30 | 2:30 | 5.2279 | 30
2023-04-06 03:00 | 3:00 | 5.1496 | 30
2023-04-06 03:30 | 3:30 | 5.1746 | 30
2023-04-06 04:00 | 4:00 | 5.2946 | 30
2023-04-06 04:30 | 4:30 | 5.357 | 30
2023-04-06 05:00 | 5:00 | 5.5718 | 30
2023-04-06 05:30 | 5:30 | 5.7828 | 30
2023-04-06 06:00 | 6:00 | 6.0503 | 30
2023-04-06 06:30 | 6:30 | 4.9617 | 30
2023-04-06 07:00 | 7:00 | 3.9907 | 30
2023-04-06 07:30 | 7:30 | 2.9011 | 30
2023-04-06 08:00 | 8:00 | 1.7789 | 30
2023-04-06 08:30 | 8:30 | 1.2474 | 30
2023-04-06 09:00 | 9:00 | 1.6339 | 30
2023-04-06 09:30 | 9:30 | 2.3254 | 30
2023-04-06 10:00 | 10:00 | 2.8112 | 30
2023-04-06 10:30 | 10:30 | 1.975 | 30
2023-04-06 11:00 | 11:00 | 1.1727 | 30
2023-04-06 11:30 | 11:30 | 0.89332 | 30
2023-04-06 12:00 | 12:00 | 1.1153 | 30
2023-04-06 12:30 | 12:30 | 0.87992 | 30
2023-04-06 13:00 | 13:00 | 2.4911 | 30
2023-04-06 13:30 | 13:30 | 5.5697 | 30
2023-04-06 14:00 | 14:00 | 6.0824 | 30
2023-04-06 14:30 | 14:30 | 6.118 | 30
2023-04-06 15:00 | 15:00 | 3.7816 | 30
2023-04-06 15:30 | 15:30 | 6.0926 | 30
2023-04-06 16:00 | 16:00 | 7.9108 | 30
2023-04-06 16:30 | 16:30 | 8.5979 | 30
2023-04-06 17:00 | 17:00 | 9.2814 | 30
2023-04-06 17:30 | 17:30 | 9.9208 | 30
2023-04-06 18:00 | 18:00 | 10.2239 | 30
2023-04-06 18:30 | 18:30 | 10.0929 | 30
2023-04-06 19:00 | 19:00 | 9.8897 | 30
2023-04-06 19:30 | 19:30 | 9.611 | 30
2023-04-06 20:00 | 20:00 | 9.2252 | 30
2023-04-06 20:30 | 20:30 | 8.9189 | 30
2023-04-06 21:00 | 21:00 | 8.4699 | 30
2023-04-06 21:30 | 21:30 | 8.0453 | 30
2023-04-06 22:00 | 22:00 | 7.7738 | 30
2023-04-06 22:30 | 22:30 | 7.2596 | 30
2023-04-06 23:00 | 23:00 | 6.8892 | 30
2023-04-06 23:30 | 23:30 | 6.3737 | 30
2023-04-07 | 0:00 | 5.9523 | 30
2023-04-07 00:30 | 0:30 | 5.7549 | 30
2023-04-07 01:00 | 1:00 | 5.5175 | 30
2023-04-07 01:30 | 1:30 | 5.3772 | 30
2023-04-07 02:00 | 2:00 | 5.2361 | 30
2023-04-07 02:30 | 2:30 | 5.064 | 30
2023-04-07 03:00 | 3:00 | 4.887 | 30
2023-04-07 03:30 | 3:30 | 4.8655 | 30
2023-04-07 04:00 | 4:00 | 4.91 | 30
2023-04-07 04:30 | 4:30 | 4.9894 | 30
2023-04-07 05:00 | 5:00 | 4.9428 | 30
2023-04-07 05:30 | 5:30 | 5.0495 | 30
2023-04-07 06:00 | 6:00 | 5.1349 | 30
2023-04-07 06:30 | 6:30 | 5.3855 | 30
2023-04-07 07:00 | 7:00 | 5.03 | 30
2023-04-07 07:30 | 7:30 | 5.4181 | 30
2023-04-07 08:00 | 8:00 | 5.5809 | 30
2023-04-07 08:30 | 8:30 | 4.9697 | 30
2023-04-07 09:00 | 9:00 | 4.4302 | 30
2023-04-07 09:30 | 9:30 | 3.3848 | 30
2023-04-07 10:00 | 10:00 | 4.9971 | 30
2023-04-07 10:30 | 10:30 | 6.0049 | 30
2023-04-07 11:00 | 11:00 | 4.9914 | 30
2023-04-07 11:30 | 11:30 | 4.8886 | 30
2023-04-07 12:00 | 12:00 | 3.065 | 30
2023-04-07 12:30 | 12:30 | 4.1352 | 30
2023-04-07 13:00 | 13:00 | 3.8157 | 30
2023-04-07 13:30 | 13:30 | 5.1076 | 30
2023-04-07 14:00 | 14:00 | 5.7383 | 30
2023-04-07 14:30 | 14:30 | 6.4935 | 30
2023-04-07 15:00 | 15:00 | 7.0731 | 30
2023-04-07 15:30 | 15:30 | 7.0447 | 30
2023-04-07 16:00 | 16:00 | 8.041 | 30
2023-04-07 16:30 | 16:30 | 8.9307 | 30
2023-04-07 17:00 | 17:00 | 9.6798 | 30
2023-04-07 17:30 | 17:30 | 9.9918 | 30
2023-04-07 18:00 | 18:00 | 9.7194 | 30
2023-04-07 18:30 | 18:30 | 9.3889 | 30
2023-04-07 19:00 | 19:00 | 9.0572 | 30
2023-04-07 19:30 | 19:30 | 8.564 | 30
2023-04-07 20:00 | 20:00 | 8.3454 | 30
2023-04-07 20:30 | 20:30 | 8.2141 | 30
2023-04-07 21:00 | 21:00 | 7.7766 | 30
2023-04-07 21:30 | 21:30 | 7.4594 | 30
2023-04-07 22:00 | 22:00 | 7.0896 | 30
2023-04-07 22:30 | 22:30 | 6.6969 | 30
2023-04-07 23:00 | 23:00 | 6.7085 | 30
2023-04-07 23:30 | 23:30 | 6.2558 | 30
2023-04-08 | 0:00 | 5.8652 | 30
2023-04-08 00:30 | 0:30 | 5.9761 | 30
2023-04-08 01:00 | 1:00 | 5.9221 | 30
2023-04-08 01:30 | 1:30 | 5.6878 | 30
2023-04-08 02:00 | 2:00 | 5.5994 | 30
2023-04-08 02:30 | 2:30 | 5.3581 | 30
2023-04-08 03:00 | 3:00 | 5.1676 | 30
2023-04-08 03:30 | 3:30 | 5.1565 | 30
2023-04-08 04:00 | 4:00 | 5.1732 | 30
2023-04-08 04:30 | 4:30 | 5.1569 | 30
2023-04-08 05:00 | 5:00 | 5.0962 | 30
2023-04-08 05:30 | 5:30 | 5.2031 | 30
2023-04-08 06:00 | 6:00 | 5.1891 | 30
2023-04-08 06:30 | 6:30 | 4.6006 | 30
2023-04-08 07:00 | 7:00 | 3.6878 | 30
2023-04-08 07:30 | 7:30 | 2.9045 | 30
2023-04-08 08:00 | 8:00 | 1.8914 | 30
2023-04-08 08:30 | 8:30 | 1.4574 | 30
2023-04-08 09:00 | 9:00 | 1.8691 | 30
2023-04-08 09:30 | 9:30 | 2.6416 | 30
2023-04-08 10:00 | 10:00 | 3.4076 | 30
2023-04-08 10:30 | 10:30 | 3.9591 | 30
2023-04-08 11:00 | 11:00 | 4.2934 | 30
2023-04-08 11:30 | 11:30 | 4.3834 | 30
2023-04-08 12:00 | 12:00 | 4.3451 | 30
2023-04-08 12:30 | 12:30 | 4.0938 | 30
2023-04-08 13:00 | 13:00 | 3.685 | 30
2023-04-08 13:30 | 13:30 | 2.9974 | 30
2023-04-08 14:00 | 14:00 | 1.8842 | 30
2023-04-08 14:30 | 14:30 | 1.1205 | 30
2023-04-08 15:00 | 15:00 | 1.8535 | 30
2023-04-08 15:30 | 15:30 | 3.5431 | 30
2023-04-08 16:00 | 16:00 | 5.3822 | 30
2023-04-08 16:30 | 16:30 | 7.0702 | 30
2023-04-08 17:00 | 17:00 | 8.3662 | 30
2023-04-08 17:30 | 17:30 | 9.2355 | 30
2023-04-08 18:00 | 18:00 | 9.5798 | 30
2023-04-08 18:30 | 18:30 | 9.3812 | 30
2023-04-08 19:00 | 19:00 | 8.7667 | 30
2023-04-08 19:30 | 19:30 | 8.3181 | 30
2023-04-08 20:00 | 20:00 | 8.246 | 30
2023-04-08 20:30 | 20:30 | 7.8522 | 30
2023-04-08 21:00 | 21:00 | 7.5578 | 30
2023-04-08 21:30 | 21:30 | 7.2794 | 30
2023-04-08 22:00 | 22:00 | 6.7713 | 30
2023-04-08 22:30 | 22:30 | 6.2906 | 30
2023-04-08 23:00 | 23:00 | 6.3028 | 30
2023-04-08 23:30 | 23:30 | 5.9848 | 30
2023-04-09 | 0:00 | 5.6121 | 30
2023-04-09 00:30 | 0:30 | 5.5086 | 30
2023-04-09 01:00 | 1:00 | 5.5143 | 30
2023-04-09 01:30 | 1:30 | 5.2405 | 30
2023-04-09 02:00 | 2:00 | 5.0139 | 30
2023-04-09 02:30 | 2:30 | 4.8395 | 30
2023-04-09 03:00 | 3:00 | 4.7752 | 30
2023-04-09 03:30 | 3:30 | 4.6995 | 30
2023-04-09 04:00 | 4:00 | 4.7486 | 30
2023-04-09 04:30 | 4:30 | 4.8112 | 30
2023-04-09 05:00 | 5:00 | 4.898 | 30
2023-04-09 05:30 | 5:30 | 5.1422 | 30
2023-04-09 06:00 | 6:00 | 5.1785 | 30
2023-04-09 06:30 | 6:30 | 4.512 | 30
2023-04-09 07:00 | 7:00 | 3.6221 | 30
2023-04-09 07:30 | 7:30 | 2.6973 | 30
2023-04-09 08:00 | 8:00 | 1.7762 | 30
2023-04-09 08:30 | 8:30 | 1.5081 | 30
2023-04-09 09:00 | 9:00 | 2.4273 | 30
2023-04-09 09:30 | 9:30 | 3.5123 | 30
2023-04-09 10:00 | 10:00 | 4.2647 | 30
2023-04-09 10:30 | 10:30 | 4.7464 | 30
2023-04-09 11:00 | 11:00 | 5.023 | 30
2023-04-09 11:30 | 11:30 | 5.0914 | 30
2023-04-09 12:00 | 12:00 | 5.0194 | 30
2023-04-09 12:30 | 12:30 | 4.7246 | 30
2023-04-09 13:00 | 13:00 | 4.2866 | 30
2023-04-09 13:30 | 13:30 | 3.6222 | 30
2023-04-09 14:00 | 14:00 | 2.4347 | 30
2023-04-09 14:30 | 14:30 | 1.4642 | 30
2023-04-09 15:00 | 15:00 | 1.5368 | 30
2023-04-09 15:30 | 15:30 | 3.1277 | 30
2023-04-09 16:00 | 16:00 | 4.9214 | 30
2023-04-09 16:30 | 16:30 | 6.7277 | 30
2023-04-09 17:00 | 17:00 | 8.0359 | 30
2023-04-09 17:30 | 17:30 | 8.8989 | 30
2023-04-09 18:00 | 18:00 | 9.2138 | 30
2023-04-09 18:30 | 18:30 | 9.1095 | 30
2023-04-09 19:00 | 19:00 | 8.6831 | 30
2023-04-09 19:30 | 19:30 | 8.1878 | 30
2023-04-09 20:00 | 20:00 | 8.1414 | 30
2023-04-09 20:30 | 20:30 | 7.765 | 30
2023-04-09 21:00 | 21:00 | 7.4262 | 30
2023-04-09 21:30 | 21:30 | 7.1659 | 30
2023-04-09 22:00 | 22:00 | 6.8418 | 30
2023-04-09 22:30 | 22:30 | 6.3722 | 30
2023-04-09 23:00 | 23:00 | 6.3903 | 30
2023-04-09 23:30 | 23:30 | 6.1073 | 30
2023-04-10 | 0:00 | 5.6415 | 30
2023-04-10 00:30 | 0:30 | 5.5777 | 30
2023-04-10 01:00 | 1:00 | 5.6308 | 30
2023-04-10 01:30 | 1:30 | 5.1662 | 30
2023-04-10 02:00 | 2:00 | 4.9366 | 30
2023-04-10 02:30 | 2:30 | 4.7709 | 30
2023-04-10 03:00 | 3:00 | 4.7544 | 30
2023-04-10 03:30 | 3:30 | 4.7097 | 30
2023-04-10 04:00 | 4:00 | 5.0505 | 30
2023-04-10 04:30 | 4:30 | 4.9841 | 30
2023-04-10 05:00 | 5:00 | 5.0917 | 30
2023-04-10 05:30 | 5:30 | 4.9677 | 30
2023-04-10 06:00 | 6:00 | 4.9975 | 30
2023-04-10 06:30 | 6:30 | 4.2615 | 30
2023-04-10 07:00 | 7:00 | 3.3944 | 30
2023-04-10 07:30 | 7:30 | 2.3882 | 30
2023-04-10 08:00 | 8:00 | 1.7442 | 30
2023-04-10 08:30 | 8:30 | 1.6205 | 30
2023-04-10 09:00 | 9:00 | 2.2966 | 30
2023-04-10 09:30 | 9:30 | 3.0181 | 30
2023-04-10 10:00 | 10:00 | 3.7277 | 30
2023-04-10 10:30 | 10:30 | 4.3378 | 30
2023-04-10 11:00 | 11:00 | 4.5699 | 30
2023-04-10 11:30 | 11:30 | 4.7017 | 30
2023-04-10 12:00 | 12:00 | 3.9478 | 30
2023-04-10 12:30 | 12:30 | 2.5763 | 30
2023-04-10 13:00 | 13:00 | 2.4433 | 30
2023-04-10 13:30 | 13:30 | 2.6542 | 30
2023-04-10 14:00 | 14:00 | 2.4216 | 30
2023-04-10 14:30 | 14:30 | 2.4833 | 30
2023-04-10 15:00 | 15:00 | 2.2596 | 30
2023-04-10 15:30 | 15:30 | 4.1101 | 30
2023-04-10 16:00 | 16:00 | 6.368 | 30
2023-04-10 16:30 | 16:30 | 7.0113 | 30
2023-04-10 17:00 | 17:00 | 8.6348 | 30
2023-04-10 17:30 | 17:30 | 9.6448 | 30
2023-04-10 18:00 | 18:00 | 10.0964 | 30
2023-04-10 18:30 | 18:30 | 9.9273 | 30
2023-04-10 19:00 | 19:00 | 9.3048 | 30
2023-04-10 19:30 | 19:30 | 8.8832 | 30
2023-04-10 20:00 | 20:00 | 8.7969 | 30
2023-04-10 20:30 | 20:30 | 8.4356 | 30
2023-04-10 21:00 | 21:00 | 7.8935 | 30
2023-04-10 21:30 | 21:30 | 7.5371 | 30
2023-04-10 22:00 | 22:00 | 6.9361 | 30
2023-04-10 22:30 | 22:30 | 6.5255 | 30
2023-04-10 23:00 | 23:00 | 6.3723 | 30
2023-04-10 23:30 | 23:30 | 6.1029 | 30
2023-04-11 | 0:00 | 5.832 | 30
2023-04-11 00:30 | 0:30 | 5.608 | 30
2023-04-11 01:00 | 1:00 | 5.6355 | 30
2023-04-11 01:30 | 1:30 | 5.4086 | 30
2023-04-11 02:00 | 2:00 | 5.1174 | 30
2023-04-11 02:30 | 2:30 | 4.8159 | 30
2023-04-11 03:00 | 3:00 | 4.8547 | 30
2023-04-11 03:30 | 3:30 | 4.8631 | 30
2023-04-11 04:00 | 4:00 | 5.0285 | 30
2023-04-11 04:30 | 4:30 | 5.1475 | 30
2023-04-11 05:00 | 5:00 | 5.3851 | 30
2023-04-11 05:30 | 5:30 | 5.6964 | 30
2023-04-11 06:00 | 6:00 | 5.9497 | 30
2023-04-11 06:30 | 6:30 | 5.3297 | 30
2023-04-11 07:00 | 7:00 | 4.3224 | 30
2023-04-11 07:30 | 7:30 | 3.143 | 30
2023-04-11 08:00 | 8:00 | 1.8767 | 30
2023-04-11 08:30 | 8:30 | 1.4513 | 30
2023-04-11 09:00 | 9:00 | 2.178 | 30
2023-04-11 09:30 | 9:30 | 3.3451 | 30
2023-04-11 10:00 | 10:00 | 4.1095 | 30
2023-04-11 10:30 | 10:30 | 4.9503 | 30
2023-04-11 11:00 | 11:00 | 5.2472 | 30
2023-04-11 11:30 | 11:30 | 5.0155 | 30
2023-04-11 12:00 | 12:00 | 4.8356 | 30
2023-04-11 12:30 | 12:30 | 4.6987 | 30
2023-04-11 13:00 | 13:00 | 4.1323 | 30
2023-04-11 13:30 | 13:30 | 3.4695 | 30
2023-04-11 14:00 | 14:00 | 2.4807 | 30
2023-04-11 14:30 | 14:30 | 1.21 | 30
2023-04-11 15:00 | 15:00 | 1.5481 | 30
2023-04-11 15:30 | 15:30 | 3.2984 | 30
2023-04-11 16:00 | 16:00 | 5.1369 | 30
2023-04-11 16:30 | 16:30 | 7.0963 | 30
2023-04-11 17:00 | 17:00 | 8.4492 | 30
2023-04-11 17:30 | 17:30 | 9.6101 | 30
2023-04-11 18:00 | 18:00 | 10.3503 | 30
2023-04-11 18:30 | 18:30 | 10.1246 | 30
2023-04-11 19:00 | 19:00 | 9.4495 | 30
2023-04-11 19:30 | 19:30 | 8.8898 | 30
2023-04-11 20:00 | 20:00 | 8.6311 | 30
2023-04-11 20:30 | 20:30 | 8.5645 | 30
2023-04-11 21:00 | 21:00 | 8.2375 | 30
2023-04-11 21:30 | 21:30 | 7.7635 | 30
2023-04-11 22:00 | 22:00 | 7.1425 | 30
2023-04-11 22:30 | 22:30 | 6.4171 | 30
2023-04-11 23:00 | 23:00 | 6.37 | 30
2023-04-11 23:30 | 23:30 | 6.0452 | 30
2023-04-12 | 0:00 | 5.715 | 30
2023-04-12 00:30 | 0:30 | 5.6581 | 30
2023-04-12 01:00 | 1:00 | 5.4479 | 30
2023-04-12 01:30 | 1:30 | 5.1537 | 30
2023-04-12 02:00 | 2:00 | 4.9343 | 30
2023-04-12 02:30 | 2:30 | 4.9229 | 30
2023-04-12 03:00 | 3:00 | 4.8812 | 30
2023-04-12 03:30 | 3:30 | 4.884 | 30
2023-04-12 04:00 | 4:00 | 5.0477 | 30
2023-04-12 04:30 | 4:30 | 5.2758 | 30
2023-04-12 05:00 | 5:00 | 5.5164 | 30
2023-04-12 05:30 | 5:30 | 5.8018 | 30
2023-04-12 06:00 | 6:00 | 6.1774 | 30
2023-04-12 06:30 | 6:30 | 5.3646 | 30
2023-04-12 07:00 | 7:00 | 4.2633 | 30
2023-04-12 07:30 | 7:30 | 3.0919 | 30
2023-04-12 08:00 | 8:00 | 2.4078 | 30
2023-04-12 08:30 | 8:30 | 1.6291 | 30
2023-04-12 09:00 | 9:00 | 2.1986 | 30
2023-04-12 09:30 | 9:30 | 2.2661 | 30
2023-04-12 10:00 | 10:00 | 3.3377 | 30
2023-04-12 10:30 | 10:30 | 4.0327 | 30
2023-04-12 11:00 | 11:00 | 3.7894 | 30
2023-04-12 11:30 | 11:30 | 2.7801 | 30
2023-04-12 12:00 | 12:00 | 5.1636 | 30
2023-04-12 12:30 | 12:30 | 3.1142 | 30
2023-04-12 13:00 | 13:00 | 4.06 | 30
2023-04-12 13:30 | 13:30 | 3.4796 | 30
2023-04-12 14:00 | 14:00 | 2.8075 | 30
2023-04-12 14:30 | 14:30 | 1.3583 | 30
2023-04-12 15:00 | 15:00 | 1.6625 | 30
2023-04-12 15:30 | 15:30 | 3.2986 | 30
2023-04-12 16:00 | 16:00 | 5.269 | 30
2023-04-12 16:30 | 16:30 | 7.0468 | 30
2023-04-12 17:00 | 17:00 | 8.5493 | 30
2023-04-12 17:30 | 17:30 | 9.4995 | 30
2023-04-12 18:00 | 18:00 | 10.169 | 30
2023-04-12 18:30 | 18:30 | 9.9619 | 30
2023-04-12 19:00 | 19:00 | 9.3314 | 30
2023-04-12 19:30 | 19:30 | 8.8955 | 30
2023-04-12 20:00 | 20:00 | 8.7353 | 30
2023-04-12 20:30 | 20:30 | 8.4723 | 30
2023-04-12 21:00 | 21:00 | 8.0604 | 30
2023-04-12 21:30 | 21:30 | 7.6112 | 30
2023-04-12 22:00 | 22:00 | 7.0694 | 30
2023-04-12 22:30 | 22:30 | 6.4584 | 30
2023-04-12 23:00 | 23:00 | 6.2875 | 30
2023-04-12 23:30 | 23:30 | 6.0779 | 30
2023-04-13 | 0:00 | 5.6395 | 30
2023-04-13 00:30 | 0:30 | 5.5634 | 30
2023-04-13 01:00 | 1:00 | 5.4777 | 30
2023-04-13 01:30 | 1:30 | 5.2629 | 30
2023-04-13 02:00 | 2:00 | 5.1229 | 30
2023-04-13 02:30 | 2:30 | 4.9231 | 30
2023-04-13 03:00 | 3:00 | 4.8401 | 30
2023-04-13 03:30 | 3:30 | 4.926 | 30
2023-04-13 04:00 | 4:00 | 5.0224 | 30
2023-04-13 04:30 | 4:30 | 5.2499 | 30
2023-04-13 05:00 | 5:00 | 5.5362 | 30
2023-04-13 05:30 | 5:30 | 5.8019 | 30
2023-04-13 06:00 | 6:00 | 6.1943 | 30
2023-04-13 06:30 | 6:30 | 5.5514 | 30
2023-04-13 07:00 | 7:00 | 4.5789 | 30
2023-04-13 07:30 | 7:30 | 3.4052 | 30
2023-04-13 08:00 | 8:00 | 2.0604 | 30
2023-04-13 08:30 | 8:30 | 1.3181 | 30
2023-04-13 09:00 | 9:00 | 2.1858 | 30
2023-04-13 09:30 | 9:30 | 3.2677 | 30
2023-04-13 10:00 | 10:00 | 4.0084 | 30
2023-04-13 10:30 | 10:30 | 4.6254 | 30
2023-04-13 11:00 | 11:00 | 4.9042 | 30
2023-04-13 11:30 | 11:30 | 4.6671 | 30
2023-04-13 12:00 | 12:00 | 4.5299 | 30
2023-04-13 12:30 | 12:30 | 4.2047 | 30
2023-04-13 13:00 | 13:00 | 3.6388 | 30
2023-04-13 13:30 | 13:30 | 2.923 | 30
2023-04-13 14:00 | 14:00 | 2.2159 | 30
2023-04-13 14:30 | 14:30 | 1.2061 | 30
2023-04-13 15:00 | 15:00 | 1.5699 | 30
2023-04-13 15:30 | 15:30 | 3.42 | 30
2023-04-13 16:00 | 16:00 | 6.01 | 30
2023-04-13 16:30 | 16:30 | 7.7875 | 30
2023-04-13 17:00 | 17:00 | 8.6632 | 30
2023-04-13 17:30 | 17:30 | 9.7317 | 30
2023-04-13 18:00 | 18:00 | 10.4021 | 30
2023-04-13 18:30 | 18:30 | 10.1945 | 30
2023-04-13 19:00 | 19:00 | 9.7348 | 30
2023-04-13 19:30 | 19:30 | 9.3152 | 30
2023-04-13 20:00 | 20:00 | 8.9961 | 30
2023-04-13 20:30 | 20:30 | 8.7136 | 30
2023-04-13 21:00 | 21:00 | 8.2829 | 30
2023-04-13 21:30 | 21:30 | 7.9018 | 30
2023-04-13 22:00 | 22:00 | 7.1916 | 30
2023-04-13 22:30 | 22:30 | 6.5976 | 30
2023-04-13 23:00 | 23:00 | 6.3661 | 30
2023-04-13 23:30 | 23:30 | 6.135 | 30
2023-04-14 | 0:00 | 5.6538 | 30
2023-04-14 00:30 | 0:30 | 5.615 | 30
2023-04-14 01:00 | 1:00 | 5.5046 | 30
2023-04-14 01:30 | 1:30 | 5.2605 | 30
2023-04-14 02:00 | 2:00 | 5.096 | 30
2023-04-14 02:30 | 2:30 | 4.9961 | 30
2023-04-14 03:00 | 3:00 | 4.9445 | 30
2023-04-14 03:30 | 3:30 | 5.0283 | 30
2023-04-14 04:00 | 4:00 | 5.0996 | 30
2023-04-14 04:30 | 4:30 | 5.2948 | 30
2023-04-14 05:00 | 5:00 | 5.563 | 30
2023-04-14 05:30 | 5:30 | 5.6973 | 30
2023-04-14 06:00 | 6:00 | 5.9632 | 30
2023-04-14 06:30 | 6:30 | 5.5294 | 30
2023-04-14 07:00 | 7:00 | 4.5286 | 30
2023-04-14 07:30 | 7:30 | 3.304 | 30
2023-04-14 08:00 | 8:00 | 2.0455 | 30
2023-04-14 08:30 | 8:30 | 1.2976 | 30
2023-04-14 09:00 | 9:00 | 1.7759 | 30
2023-04-14 09:30 | 9:30 | 2.7031 | 30
2023-04-14 10:00 | 10:00 | 3.3427 | 30
2023-04-14 10:30 | 10:30 | 3.9416 | 30
2023-04-14 11:00 | 11:00 | 4.1629 | 30
2023-04-14 11:30 | 11:30 | 3.9758 | 30
2023-04-14 12:00 | 12:00 | 2.475 | 30
2023-04-14 12:30 | 12:30 | 2.6629 | 30
2023-04-14 13:00 | 13:00 | 1.2015 | 30
2023-04-14 13:30 | 13:30 | 1.2945 | 30
2023-04-14 14:00 | 14:00 | 2.9695 | 30
2023-04-14 14:30 | 14:30 | 4.9563 | 30
2023-04-14 15:00 | 15:00 | 6.4922 | 30
2023-04-14 15:30 | 15:30 | 5.907 | 30
2023-04-14 16:00 | 16:00 | 6.9054 | 30
2023-04-14 16:30 | 16:30 | 7.7395 | 30
2023-04-14 17:00 | 17:00 | 8.4581 | 30
2023-04-14 17:30 | 17:30 | 9.1905 | 30
2023-04-14 18:00 | 18:00 | 9.6576 | 30
2023-04-14 18:30 | 18:30 | 9.4766 | 30
2023-04-14 19:00 | 19:00 | 9.1053 | 30
2023-04-14 19:30 | 19:30 | 8.9169 | 30
2023-04-14 20:00 | 20:00 | 8.8238 | 30
2023-04-14 20:30 | 20:30 | 8.5248 | 30
2023-04-14 21:00 | 21:00 | 8.1357 | 30
2023-04-14 21:30 | 21:30 | 7.5906 | 30
2023-04-14 22:00 | 22:00 | 7.0676 | 30
2023-04-14 22:30 | 22:30 | 6.5142 | 30
2023-04-14 23:00 | 23:00 | 6.493 | 30
2023-04-14 23:30 | 23:30 | 6.2167 | 30
2023-04-15 | 0:00 | 5.8579 | 30
2023-04-15 00:30 | 0:30 | 5.6309 | 30
2023-04-15 01:00 | 1:00 | 5.6125 | 30
2023-04-15 01:30 | 1:30 | 5.3941 | 30
2023-04-15 02:00 | 2:00 | 5.2143 | 30
2023-04-15 02:30 | 2:30 | 5.0496 | 30
2023-04-15 03:00 | 3:00 | 4.9386 | 30
2023-04-15 03:30 | 3:30 | 4.9544 | 30
2023-04-15 04:00 | 4:00 | 5.4611 | 30
2023-04-15 04:30 | 4:30 | 5.3138 | 30
2023-04-15 05:00 | 5:00 | 5.4285 | 30
2023-04-15 05:30 | 5:30 | 5.6073 | 30
2023-04-15 06:00 | 6:00 | 5.8812 | 30
2023-04-15 06:30 | 6:30 | 5.2819 | 30
2023-04-15 07:00 | 7:00 | 4.3863 | 30
2023-04-15 07:30 | 7:30 | 3.2546 | 30
2023-04-15 08:00 | 8:00 | 2.1808 | 30
2023-04-15 08:30 | 8:30 | 1.428 | 30
2023-04-15 09:00 | 9:00 | 1.8331 | 30
2023-04-15 09:30 | 9:30 | 2.8813 | 30
2023-04-15 10:00 | 10:00 | 3.494 | 30
2023-04-15 10:30 | 10:30 | 3.4637 | 30
2023-04-15 11:00 | 11:00 | 3.2112 | 30
2023-04-15 11:30 | 11:30 | 3.0184 | 30
2023-04-15 12:00 | 12:00 | 2.7642 | 30
2023-04-15 12:30 | 12:30 | 1.5802 | 30
2023-04-15 13:00 | 13:00 | 2.0247 | 30
2023-04-15 13:30 | 13:30 | 2.2764 | 30
2023-04-15 14:00 | 14:00 | 2.909 | 30
2023-04-15 14:30 | 14:30 | 2.4181 | 30
2023-04-15 15:00 | 15:00 | 2.6946 | 30
2023-04-15 15:30 | 15:30 | 4.062 | 30
2023-04-15 16:00 | 16:00 | 5.8406 | 30
2023-04-15 16:30 | 16:30 | 7.6066 | 30
2023-04-15 17:00 | 17:00 | 8.9173 | 30
2023-04-15 17:30 | 17:30 | 9.6465 | 30
2023-04-15 18:00 | 18:00 | 9.9864 | 30
2023-04-15 18:30 | 18:30 | 9.7247 | 30
2023-04-15 19:00 | 19:00 | 9.1564 | 30
2023-04-15 19:30 | 19:30 | 8.9033 | 30
2023-04-15 20:00 | 20:00 | 8.5835 | 30
2023-04-15 20:30 | 20:30 | 8.3149 | 30
2023-04-15 21:00 | 21:00 | 7.8564 | 30
2023-04-15 21:30 | 21:30 | 7.3362 | 30
2023-04-15 22:00 | 22:00 | 6.857 | 30
2023-04-15 22:30 | 22:30 | 6.3677 | 30
2023-04-15 23:00 | 23:00 | 6.2883 | 30
2023-04-15 23:30 | 23:30 | 6.0273 | 30
2023-04-16 | 0:00 | 5.6934 | 30
2023-04-16 00:30 | 0:30 | 5.5197 | 30
2023-04-16 01:00 | 1:00 | 5.4584 | 30
2023-04-16 01:30 | 1:30 | 5.2986 | 30
2023-04-16 02:00 | 2:00 | 5.0245 | 30
2023-04-16 02:30 | 2:30 | 4.948 | 30
2023-04-16 03:00 | 3:00 | 4.8449 | 30
2023-04-16 03:30 | 3:30 | 4.8339 | 30
2023-04-16 04:00 | 4:00 | 4.8458 | 30
2023-04-16 04:30 | 4:30 | 4.8393 | 30
2023-04-16 05:00 | 5:00 | 4.9749 | 30
2023-04-16 05:30 | 5:30 | 5.0753 | 30
2023-04-16 06:00 | 6:00 | 5.1376 | 30
2023-04-16 06:30 | 6:30 | 4.6483 | 30
2023-04-16 07:00 | 7:00 | 4.1653 | 30
2023-04-16 07:30 | 7:30 | 3.1638 | 30
2023-04-16 08:00 | 8:00 | 2.2843 | 30
2023-04-16 08:30 | 8:30 | 1.5119 | 30
2023-04-16 09:00 | 9:00 | 1.5537 | 30
2023-04-16 09:30 | 9:30 | 1.9533 | 30
2023-04-16 10:00 | 10:00 | 2.2768 | 30
2023-04-16 10:30 | 10:30 | 2.5624 | 30
2023-04-16 11:00 | 11:00 | 3.1259 | 30
2023-04-16 11:30 | 11:30 | 3.1721 | 30
2023-04-16 12:00 | 12:00 | 2.8045 | 30
2023-04-16 12:30 | 12:30 | 1.335 | 30
2023-04-16 13:00 | 13:00 | 1.0149 | 30
2023-04-16 13:30 | 13:30 | 1.2585 | 30
2023-04-16 14:00 | 14:00 | 1.6834 | 30
2023-04-16 14:30 | 14:30 | 3.3566 | 30
2023-04-16 15:00 | 15:00 | 4.8949 | 30
2023-04-16 15:30 | 15:30 | 6.6492 | 30
2023-04-16 16:00 | 16:00 | 9.043 | 30
2023-04-16 16:30 | 16:30 | 10.5292 | 30
2023-04-16 17:00 | 17:00 | 11.2562 | 30
2023-04-16 17:30 | 17:30 | 11.9377 | 30
2023-04-16 18:00 | 18:00 | 12.1862 | 30
2023-04-16 18:30 | 18:30 | 11.7517 | 30
2023-04-16 19:00 | 19:00 | 10.9243 | 30
2023-04-16 19:30 | 19:30 | 10.4177 | 30
2023-04-16 20:00 | 20:00 | 10.0593 | 30
2023-04-16 20:30 | 20:30 | 9.2762 | 30
2023-04-16 21:00 | 21:00 | 8.6398 | 30
2023-04-16 21:30 | 21:30 | 8.1838 | 30
2023-04-16 22:00 | 22:00 | 7.5655 | 30
2023-04-16 22:30 | 22:30 | 6.893 | 30
2023-04-16 23:00 | 23:00 | 6.7007 | 30
2023-04-16 23:30 | 23:30 | 6.4679 | 30
2023-04-17 | 0:00 | 6.0846 | 30
2023-04-17 00:30 | 0:30 | 6.0075 | 30
2023-04-17 01:00 | 1:00 | 5.8769 | 30
2023-04-17 01:30 | 1:30 | 5.6616 | 30
2023-04-17 02:00 | 2:00 | 5.5099 | 30
2023-04-17 02:30 | 2:30 | 5.3609 | 30
2023-04-17 03:00 | 3:00 | 5.2377 | 30
2023-04-17 03:30 | 3:30 | 5.2844 | 30
2023-04-17 04:00 | 4:00 | 5.3367 | 30
2023-04-17 04:30 | 4:30 | 5.4471 | 30
2023-04-17 05:00 | 5:00 | 5.7759 | 30
2023-04-17 05:30 | 5:30 | 6.0322 | 30
2023-04-17 06:00 | 6:00 | 6.403 | 30
2023-04-17 06:30 | 6:30 | 6.04 | 30
2023-04-17 07:00 | 7:00 | 5.1121 | 30
2023-04-17 07:30 | 7:30 | 4.2832 | 30
2023-04-17 08:00 | 8:00 | 3.8286 | 30
2023-04-17 08:30 | 8:30 | 1.4198 | 30
2023-04-17 09:00 | 9:00 | 1.5577 | 30
2023-04-17 09:30 | 9:30 | 1.7154 | 30
2023-04-17 10:00 | 10:00 | 1.013 | 30
2023-04-17 10:30 | 10:30 | 1.4379 | 30
2023-04-17 11:00 | 11:00 | 2.0521 | 30
2023-04-17 11:30 | 11:30 | 2.5293 | 30
2023-04-17 12:00 | 12:00 | 5.0566 | 30
2023-04-17 12:30 | 12:30 | 6.4443 | 30
2023-04-17 13:00 | 13:00 | 5.0999 | 30
2023-04-17 13:30 | 13:30 | 3.6207 | 30
2023-04-17 14:00 | 14:00 | 5.4158 | 30
2023-04-17 14:30 | 14:30 | 5.4115 | 30
2023-04-17 15:00 | 15:00 | 6.6629 | 30
2023-04-17 15:30 | 15:30 | 8.111 | 30
2023-04-17 16:00 | 16:00 | 8.4552 | 30
2023-04-17 16:30 | 16:30 | 9.1666 | 30
2023-04-17 17:00 | 17:00 | 9.9436 | 30
2023-04-17 17:30 | 17:30 | 10.8661 | 30
2023-04-17 18:00 | 18:00 | 11.309 | 30
2023-04-17 18:30 | 18:30 | 11.1202 | 30
2023-04-17 19:00 | 19:00 | 10.4271 | 30
2023-04-17 19:30 | 19:30 | 9.7794 | 30
2023-04-17 20:00 | 20:00 | 9.5606 | 30
2023-04-17 20:30 | 20:30 | 9.1748 | 30
2023-04-17 21:00 | 21:00 | 8.4744 | 30
2023-04-17 21:30 | 21:30 | 7.9445 | 30
2023-04-17 22:00 | 22:00 | 7.2641 | 30
2023-04-17 22:30 | 22:30 | 6.5743 | 30
2023-04-17 23:00 | 23:00 | 6.3378 | 30
2023-04-17 23:30 | 23:30 | 6.1369 | 30
2023-04-18 | 0:00 | 5.7379 | 30
2023-04-18 00:30 | 0:30 | 5.7229 | 30
2023-04-18 01:00 | 1:00 | 5.7708 | 30
2023-04-18 01:30 | 1:30 | 5.515 | 30
2023-04-18 02:00 | 2:00 | 5.3539 | 30
2023-04-18 02:30 | 2:30 | 5.2138 | 30
2023-04-18 03:00 | 3:00 | 5.1532 | 30
2023-04-18 03:30 | 3:30 | 5.1886 | 30
2023-04-18 04:00 | 4:00 | 5.2977 | 30
2023-04-18 04:30 | 4:30 | 5.5705 | 30
2023-04-18 05:00 | 5:00 | 5.885 | 30
2023-04-18 05:30 | 5:30 | 6.1024 | 30
2023-04-18 06:00 | 6:00 | 6.5575 | 30
2023-04-18 06:30 | 6:30 | 6.1255 | 30
2023-04-18 07:00 | 7:00 | 5.0499 | 30
2023-04-18 07:30 | 7:30 | 3.9839 | 30
2023-04-18 08:00 | 8:00 | 2.6417 | 30
2023-04-18 08:30 | 8:30 | 1.3133 | 30
2023-04-18 09:00 | 9:00 | 1.4289 | 30
2023-04-18 09:30 | 9:30 | 2.5175 | 30
2023-04-18 10:00 | 10:00 | 2.8579 | 30
2023-04-18 10:30 | 10:30 | 3.1398 | 30
2023-04-18 11:00 | 11:00 | 2.5825 | 30
2023-04-18 11:30 | 11:30 | 1.1136 | 30
2023-04-18 12:00 | 12:00 | 1.0427 | 30
2023-04-18 12:30 | 12:30 | 1.402 | 30
2023-04-18 13:00 | 13:00 | 1.3134 | 30
2023-04-18 13:30 | 13:30 | 1.7646 | 30
2023-04-18 14:00 | 14:00 | 1.2404 | 30
2023-04-18 14:30 | 14:30 | 1.962 | 30
2023-04-18 15:00 | 15:00 | 4.8092 | 30
2023-04-18 15:30 | 15:30 | 5.5502 | 30
2023-04-18 16:00 | 16:00 | 6.5443 | 30
2023-04-18 16:30 | 16:30 | 7.5741 | 30
2023-04-18 17:00 | 17:00 | 9.1505 | 30
2023-04-18 17:30 | 17:30 | 10.1387 | 30
2023-04-18 18:00 | 18:00 | 10.6607 | 30
2023-04-18 18:30 | 18:30 | 10.476 | 30
2023-04-18 19:00 | 19:00 | 10.0553 | 30
2023-04-18 19:30 | 19:30 | 9.4828 | 30
2023-04-18 20:00 | 20:00 | 9.1482 | 30
2023-04-18 20:30 | 20:30 | 8.8042 | 30
2023-04-18 21:00 | 21:00 | 8.1728 | 30
2023-04-18 21:30 | 21:30 | 7.7346 | 30
2023-04-18 22:00 | 22:00 | 6.9506 | 30
2023-04-18 22:30 | 22:30 | 6.3158 | 30
2023-04-18 23:00 | 23:00 | 6.257 | 30
2023-04-18 23:30 | 23:30 | 5.9323 | 30
2023-04-19 | 0:00 | 5.5243 | 30
2023-04-19 00:30 | 0:30 | 5.44 | 30
2023-04-19 01:00 | 1:00 | 5.3381 | 30
2023-04-19 01:30 | 1:30 | 5.1583 | 30
2023-04-19 02:00 | 2:00 | 5.0294 | 30
2023-04-19 02:30 | 2:30 | 4.8479 | 30
2023-04-19 03:00 | 3:00 | 4.9047 | 30
2023-04-19 03:30 | 3:30 | 4.9514 | 30
2023-04-19 04:00 | 4:00 | 5.0844 | 30
2023-04-19 04:30 | 4:30 | 5.3168 | 30
2023-04-19 05:00 | 5:00 | 5.638 | 30
2023-04-19 05:30 | 5:30 | 5.9066 | 30
2023-04-19 06:00 | 6:00 | 6.459 | 30
2023-04-19 06:30 | 6:30 | 6.7857 | 30
2023-04-19 07:00 | 7:00 | 6.5811 | 30
2023-04-19 07:30 | 7:30 | 5.8267 | 30
2023-04-19 08:00 | 8:00 | 4.1838 | 30
2023-04-19 08:30 | 8:30 | 2.4194 | 30
2023-04-19 09:00 | 9:00 | 1.3291 | 30
2023-04-19 09:30 | 9:30 | 1.4362 | 30
2023-04-19 10:00 | 10:00 | 1.2577 | 30
2023-04-19 10:30 | 10:30 | 1.6357 | 30
2023-04-19 11:00 | 11:00 | 3.0071 | 30
2023-04-19 11:30 | 11:30 | 1.3885 | 30
2023-04-19 12:00 | 12:00 | 1.9099 | 30
2023-04-19 12:30 | 12:30 | 1.5367 | 30
2023-04-19 13:00 | 13:00 | 1.4354 | 30
2023-04-19 13:30 | 13:30 | 1.4943 | 30
2023-04-19 14:00 | 14:00 | 1.4177 | 30
2023-04-19 14:30 | 14:30 | 1.8792 | 30
2023-04-19 15:00 | 15:00 | 3.9989 | 30
2023-04-19 15:30 | 15:30 | 6.0914 | 30
2023-04-19 16:00 | 16:00 | 6.8122 | 30
2023-04-19 16:30 | 16:30 | 7.9086 | 30
2023-04-19 17:00 | 17:00 | 8.8371 | 30
2023-04-19 17:30 | 17:30 | 10.0338 | 30
2023-04-19 18:00 | 18:00 | 10.6992 | 30
2023-04-19 18:30 | 18:30 | 10.3838 | 30
2023-04-19 19:00 | 19:00 | 10.0765 | 30
2023-04-19 19:30 | 19:30 | 9.5428 | 30
2023-04-19 20:00 | 20:00 | 9.3698 | 30
2023-04-19 20:30 | 20:30 | 9.08 | 30
2023-04-19 21:00 | 21:00 | 8.3444 | 30
2023-04-19 21:30 | 21:30 | 7.8558 | 30
2023-04-19 22:00 | 22:00 | 7.2212 | 30
2023-04-19 22:30 | 22:30 | 6.7469 | 30
2023-04-19 23:00 | 23:00 | 6.4503 | 30
2023-04-19 23:30 | 23:30 | 6.0686 | 30
2023-04-20 | 0:00 | 5.6616 | 30
2023-04-20 00:30 | 0:30 | 5.3575 | 30
2023-04-20 01:00 | 1:00 | 5.256 | 30
2023-04-20 01:30 | 1:30 | 5.378 | 30
2023-04-20 02:00 | 2:00 | 5.318 | 30
2023-04-20 02:30 | 2:30 | 5.0808 | 30
2023-04-20 03:00 | 3:00 | 5.0323 | 30
2023-04-20 03:30 | 3:30 | 4.973 | 30
2023-04-20 04:00 | 4:00 | 5.1003 | 30
2023-04-20 04:30 | 4:30 | 5.3942 | 30
2023-04-20 05:00 | 5:00 | 5.6839 | 30
2023-04-20 05:30 | 5:30 | 5.8849 | 30
2023-04-20 06:00 | 6:00 | 6.2023 | 30
2023-04-20 06:30 | 6:30 | 5.8611 | 30
2023-04-20 07:00 | 7:00 | 4.888 | 30
2023-04-20 07:30 | 7:30 | 4.1201 | 30
2023-04-20 08:00 | 8:00 | 2.8933 | 30
2023-04-20 08:30 | 8:30 | 2.7879 | 30
2023-04-20 09:00 | 9:00 | 1.89 | 30
2023-04-20 09:30 | 9:30 | 1.7965 | 30
2023-04-20 10:00 | 10:00 | 2.7067 | 30
2023-04-20 10:30 | 10:30 | 3.9656 | 30
2023-04-20 11:00 | 11:00 | 4.1467 | 30
2023-04-20 11:30 | 11:30 | 3.3899 | 30
2023-04-20 12:00 | 12:00 | 2.5547 | 30
2023-04-20 12:30 | 12:30 | 2.5206 | 30
2023-04-20 13:00 | 13:00 | 1.8843 | 30
2023-04-20 13:30 | 13:30 | 2.4444 | 30
2023-04-20 14:00 | 14:00 | 3.2421 | 30
2023-04-20 14:30 | 14:30 | 5.0654 | 30
2023-04-20 15:00 | 15:00 | 5.5257 | 30
2023-04-20 15:30 | 15:30 | 6.1726 | 30
2023-04-20 16:00 | 16:00 | 6.9043 | 30
2023-04-20 16:30 | 16:30 | 8.0046 | 30
2023-04-20 17:00 | 17:00 | 9.1472 | 30
2023-04-20 17:30 | 17:30 | 10.1517 | 30
2023-04-20 18:00 | 18:00 | 10.4902 | 30
2023-04-20 18:30 | 18:30 | 10.2477 | 30
2023-04-20 19:00 | 19:00 | 9.9784 | 30
2023-04-20 19:30 | 19:30 | 9.5031 | 30
2023-04-20 20:00 | 20:00 | 9.0628 | 30
2023-04-20 20:30 | 20:30 | 8.5175 | 30
2023-04-20 21:00 | 21:00 | 8.0655 | 30
2023-04-20 21:30 | 21:30 | 7.5595 | 30
2023-04-20 22:00 | 22:00 | 7.4143 | 30
2023-04-20 22:30 | 22:30 | 6.9542 | 30
2023-04-20 23:00 | 23:00 | 6.3957 | 30
2023-04-20 23:30 | 23:30 | 5.8932 | 30
2023-04-21 | 0:00 | 5.44 | 30
2023-04-21 00:30 | 0:30 | 5.1157 | 30
2023-04-21 01:00 | 1:00 | 5.0486 | 30
2023-04-21 01:30 | 1:30 | 4.8807 | 30
2023-04-21 02:00 | 2:00 | 4.8606 | 30
2023-04-21 02:30 | 2:30 | 4.8077 | 30
2023-04-21 03:00 | 3:00 | 4.7871 | 30
2023-04-21 03:30 | 3:30 | 5.0736 | 30
2023-04-21 04:00 | 4:00 | 5.2432 | 30
2023-04-21 04:30 | 4:30 | 5.4168 | 30
2023-04-21 05:00 | 5:00 | 5.5922 | 30
2023-04-21 05:30 | 5:30 | 5.8891 | 30
2023-04-21 06:00 | 6:00 | 6.2605 | 30
2023-04-21 06:30 | 6:30 | 6.0155 | 30
2023-04-21 07:00 | 7:00 | 5.4347 | 30
2023-04-21 07:30 | 7:30 | 4.3086 | 30
2023-04-21 08:00 | 8:00 | 2.7265 | 30
2023-04-21 08:30 | 8:30 | 1.6217 | 30
2023-04-21 09:00 | 9:00 | 3.5884 | 30
2023-04-21 09:30 | 9:30 | 1.8689 | 30
2023-04-21 10:00 | 10:00 | 1.4194 | 30
2023-04-21 10:30 | 10:30 | 1.1811 | 30
2023-04-21 11:00 | 11:00 | 1.9443 | 30
2023-04-21 11:30 | 11:30 | 2.1267 | 30
2023-04-21 12:00 | 12:00 | 1.5392 | 30
2023-04-21 12:30 | 12:30 | 1.3066 | 30
2023-04-21 13:00 | 13:00 | 3.3055 | 30
2023-04-21 13:30 | 13:30 | 3.8694 | 30
2023-04-21 14:00 | 14:00 | 2.2925 | 30
2023-04-21 14:30 | 14:30 | 5.6099 | 30
2023-04-21 15:00 | 15:00 | 6.4064 | 30
2023-04-21 15:30 | 15:30 | 6.2713 | 30
2023-04-21 16:00 | 16:00 | 6.907 | 30
2023-04-21 16:30 | 16:30 | 7.4505 | 30
2023-04-21 17:00 | 17:00 | 8.6431 | 30
2023-04-21 17:30 | 17:30 | 9.369 | 30
2023-04-21 18:00 | 18:00 | 9.8264 | 30
2023-04-21 18:30 | 18:30 | 9.6605 | 30
2023-04-21 19:00 | 19:00 | 9.4014 | 30
2023-04-21 19:30 | 19:30 | 9.0518 | 30
2023-04-21 20:00 | 20:00 | 8.5874 | 30
2023-04-21 20:30 | 20:30 | 8.2745 | 30
2023-04-21 21:00 | 21:00 | 7.9524 | 30
2023-04-21 21:30 | 21:30 | 7.4063 | 30
2023-04-21 22:00 | 22:00 | 7.2929 | 30
2023-04-21 22:30 | 22:30 | 6.8949 | 30
2023-04-21 23:00 | 23:00 | 6.5125 | 30
2023-04-21 23:30 | 23:30 | 6.0039 | 30
2023-04-22 | 0:00 | 5.5406 | 30
2023-04-22 00:30 | 0:30 | 5.3954 | 30
2023-04-22 01:00 | 1:00 | 5.14 | 30
2023-04-22 01:30 | 1:30 | 4.9692 | 30
2023-04-22 02:00 | 2:00 | 4.8192 | 30
2023-04-22 02:30 | 2:30 | 4.851 | 30
2023-04-22 03:00 | 3:00 | 4.7137 | 30
2023-04-22 03:30 | 3:30 | 4.729 | 30
2023-04-22 04:00 | 4:00 | 4.7995 | 30
2023-04-22 04:30 | 4:30 | 4.7863 | 30
2023-04-22 05:00 | 5:00 | 4.9816 | 30
2023-04-22 05:30 | 5:30 | 5.3654 | 30
2023-04-22 06:00 | 6:00 | 5.5813 | 30
2023-04-22 06:30 | 6:30 | 5.2472 | 30
2023-04-22 07:00 | 7:00 | 4.3894 | 30
2023-04-22 07:30 | 7:30 | 3.426 | 30
2023-04-22 08:00 | 8:00 | 2.5922 | 30
2023-04-22 08:30 | 8:30 | 2.268 | 30
2023-04-22 09:00 | 9:00 | 2.6988 | 30
2023-04-22 09:30 | 9:30 | 1.6533 | 30
2023-04-22 10:00 | 10:00 | 1.3239 | 30
2023-04-22 10:30 | 10:30 | 2.8516 | 30
2023-04-22 11:00 | 11:00 | 2.7401 | 30
2023-04-22 11:30 | 11:30 | 1.2903 | 30
2023-04-22 12:00 | 12:00 | 2.2076 | 30
2023-04-22 12:30 | 12:30 | 2.2854 | 30
2023-04-22 13:00 | 13:00 | 1.5585 | 30
2023-04-22 13:30 | 13:30 | 1.4856 | 30
2023-04-22 14:00 | 14:00 | 1.2023 | 30
2023-04-22 14:30 | 14:30 | 2.8532 | 30
2023-04-22 15:00 | 15:00 | 3.1608 | 30
2023-04-22 15:30 | 15:30 | 4.4727 | 30
2023-04-22 16:00 | 16:00 | 6.2416 | 30
2023-04-22 16:30 | 16:30 | 7.1475 | 30
2023-04-22 17:00 | 17:00 | 8.584 | 30
2023-04-22 17:30 | 17:30 | 9.7353 | 30
2023-04-22 18:00 | 18:00 | 9.7531 | 30
2023-04-22 18:30 | 18:30 | 9.6587 | 30
2023-04-22 19:00 | 19:00 | 9.1466 | 30
2023-04-22 19:30 | 19:30 | 8.6183 | 30
2023-04-22 20:00 | 20:00 | 8.2673 | 30
2023-04-22 20:30 | 20:30 | 7.7787 | 30
2023-04-22 21:00 | 21:00 | 7.4591 | 30
2023-04-22 21:30 | 21:30 | 6.9541 | 30
2023-04-22 22:00 | 22:00 | 6.9769 | 30
2023-04-22 22:30 | 22:30 | 6.5756 | 30
2023-04-22 23:00 | 23:00 | 6.2768 | 30
2023-04-22 23:30 | 23:30 | 5.9568 | 30
2023-04-23 | 0:00 | 5.449 | 30
2023-04-23 00:30 | 0:30 | 5.3505 | 30
2023-04-23 01:00 | 1:00 | 5.403 | 30
2023-04-23 01:30 | 1:30 | 5.2235 | 30
2023-04-23 02:00 | 2:00 | 5.1096 | 30
2023-04-23 02:30 | 2:30 | 5.0292 | 30
2023-04-23 03:00 | 3:00 | 4.9859 | 30
2023-04-23 03:30 | 3:30 | 5.0027 | 30
2023-04-23 04:00 | 4:00 | 5.0048 | 30
2023-04-23 04:30 | 4:30 | 4.9997 | 30
2023-04-23 05:00 | 5:00 | 5.124 | 30
2023-04-23 05:30 | 5:30 | 5.1222 | 30
2023-04-23 06:00 | 6:00 | 5.2989 | 30
2023-04-23 06:30 | 6:30 | 4.8838 | 30
2023-04-23 07:00 | 7:00 | 4.1716 | 30
2023-04-23 07:30 | 7:30 | 3.5509 | 30
2023-04-23 08:00 | 8:00 | 2.3052 | 30
2023-04-23 08:30 | 8:30 | 1.5974 | 30
2023-04-23 09:00 | 9:00 | 1.3539 | 30
2023-04-23 09:30 | 9:30 | 2.0389 | 30
2023-04-23 10:00 | 10:00 | 2.8586 | 30
2023-04-23 10:30 | 10:30 | 3.0106 | 30
2023-04-23 11:00 | 11:00 | 1.7712 | 30
2023-04-23 11:30 | 11:30 | 2.2762 | 30
2023-04-23 12:00 | 12:00 | 2.1885 | 30
2023-04-23 12:30 | 12:30 | 1.8315 | 30
2023-04-23 13:00 | 13:00 | 1.4078 | 30
2023-04-23 13:30 | 13:30 | 1.784 | 30
2023-04-23 14:00 | 14:00 | 1.5102 | 30
2023-04-23 14:30 | 14:30 | 2.1943 | 30
2023-04-23 15:00 | 15:00 | 3.302 | 30
2023-04-23 15:30 | 15:30 | 4.378 | 30
2023-04-23 16:00 | 16:00 | 6.6417 | 30
2023-04-23 16:30 | 16:30 | 7.6936 | 30
2023-04-23 17:00 | 17:00 | 9.5297 | 30
2023-04-23 17:30 | 17:30 | 10.8321 | 30
2023-04-23 18:00 | 18:00 | 10.8063 | 30
2023-04-23 18:30 | 18:30 | 10.4121 | 30
2023-04-23 19:00 | 19:00 | 9.5218 | 30
2023-04-23 19:30 | 19:30 | 9.0595 | 30
2023-04-23 20:00 | 20:00 | 8.5199 | 30
2023-04-23 20:30 | 20:30 | 7.9963 | 30
2023-04-23 21:00 | 21:00 | 7.6802 | 30
2023-04-23 21:30 | 21:30 | 7.3249 | 30
2023-04-23 22:00 | 22:00 | 7.1565 | 30
2023-04-23 22:30 | 22:30 | 6.72 | 30
2023-04-23 23:00 | 23:00 | 6.309 | 30
2023-04-23 23:30 | 23:30 | 5.917 | 30
2023-04-24 | 0:00 | 5.6236 | 30
2023-04-24 00:30 | 0:30 | 5.4189 | 30
2023-04-24 01:00 | 1:00 | 5.1215 | 30
2023-04-24 01:30 | 1:30 | 4.9475 | 30
2023-04-24 02:00 | 2:00 | 4.8876 | 30
2023-04-24 02:30 | 2:30 | 4.8317 | 30
2023-04-24 03:00 | 3:00 | 4.8112 | 30
2023-04-24 03:30 | 3:30 | 4.8148 | 30
2023-04-24 04:00 | 4:00 | 5.215 | 30
2023-04-24 04:30 | 4:30 | 5.4243 | 30
2023-04-24 05:00 | 5:00 | 5.6669 | 30
2023-04-24 05:30 | 5:30 | 5.8479 | 30
2023-04-24 06:00 | 6:00 | 6.1801 | 30
2023-04-24 06:30 | 6:30 | 6.1225 | 30
2023-04-24 07:00 | 7:00 | 5.5063 | 30
2023-04-24 07:30 | 7:30 | 4.1261 | 30
2023-04-24 08:00 | 8:00 | 5.1539 | 30
2023-04-24 08:30 | 8:30 | 3.2998 | 30
2023-04-24 09:00 | 9:00 | 2.0869 | 30
2023-04-24 09:30 | 9:30 | 1.2058 | 30
2023-04-24 10:00 | 10:00 | 1.4051 | 30
2023-04-24 10:30 | 10:30 | 1.954 | 30
2023-04-24 11:00 | 11:00 | 1.2181 | 30
2023-04-24 11:30 | 11:30 | 2.41 | 30
2023-04-24 12:00 | 12:00 | 1.8974 | 30
2023-04-24 12:30 | 12:30 | 2.2607 | 30
2023-04-24 13:00 | 13:00 | 2.7913 | 30
2023-04-24 13:30 | 13:30 | 2.3571 | 30
2023-04-24 14:00 | 14:00 | 1.2948 | 30
2023-04-24 14:30 | 14:30 | 1.9677 | 30
2023-04-24 15:00 | 15:00 | 3.1289 | 30
2023-04-24 15:30 | 15:30 | 4.3265 | 30
2023-04-24 16:00 | 16:00 | 6.8022 | 30
2023-04-24 16:30 | 16:30 | 8.468 | 30
2023-04-24 17:00 | 17:00 | 9.2927 | 30
2023-04-24 17:30 | 17:30 | 10.405 | 30
2023-04-24 18:00 | 18:00 | 10.7115 | 30
2023-04-24 18:30 | 18:30 | 10.1532 | 30
2023-04-24 19:00 | 19:00 | 9.663 | 30
2023-04-24 19:30 | 19:30 | 9.2672 | 30
2023-04-24 20:00 | 20:00 | 8.6704 | 30
2023-04-24 20:30 | 20:30 | 8.2569 | 30
2023-04-24 21:00 | 21:00 | 7.9565 | 30
2023-04-24 21:30 | 21:30 | 7.5668 | 30
2023-04-24 22:00 | 22:00 | 7.3807 | 30
2023-04-24 22:30 | 22:30 | 7.0428 | 30
2023-04-24 23:00 | 23:00 | 6.8004 | 30
2023-04-24 23:30 | 23:30 | 6.26 | 30
2023-04-25 | 0:00 | 5.8083 | 30
2023-04-25 00:30 | 0:30 | 5.4836 | 30
2023-04-25 01:00 | 1:00 | 5.4802 | 30
2023-04-25 01:30 | 1:30 | 5.2156 | 30
2023-04-25 02:00 | 2:00 | 5.1124 | 30
2023-04-25 02:30 | 2:30 | 5.177 | 30
2023-04-25 03:00 | 3:00 | 4.9551 | 30
2023-04-25 03:30 | 3:30 | 4.9434 | 30
2023-04-25 04:00 | 4:00 | 5.0549 | 30
2023-04-25 04:30 | 4:30 | 5.0342 | 30
2023-04-25 05:00 | 5:00 | 4.9628 | 30
2023-04-25 05:30 | 5:30 | 5.1558 | 30
2023-04-25 06:00 | 6:00 | 5.1473 | 30
2023-04-25 06:30 | 6:30 | 5.1687 | 30
2023-04-25 07:00 | 7:00 | 4.704 | 30
2023-04-25 07:30 | 7:30 | 3.0526 | 30
2023-04-25 08:00 | 8:00 | 2.5064 | 30
2023-04-25 08:30 | 8:30 | 1.613 | 30
2023-04-25 09:00 | 9:00 | 1.4331 | 30
2023-04-25 09:30 | 9:30 | 2.8769 | 30
2023-04-25 10:00 | 10:00 | 4.9475 | 30
2023-04-25 10:30 | 10:30 | 2.7121 | 30
2023-04-25 11:00 | 11:00 | 3.3859 | 30
2023-04-25 11:30 | 11:30 | 1.4717 | 30
2023-04-25 12:00 | 12:00 | 1.5636 | 30
2023-04-25 12:30 | 12:30 | 2.5971 | 30
2023-04-25 13:00 | 13:00 | 3.8942 | 30
2023-04-25 13:30 | 13:30 | 3.6198 | 30
2023-04-25 14:00 | 14:00 | 4.9102 | 30
2023-04-25 14:30 | 14:30 | 3.634 | 30
2023-04-25 15:00 | 15:00 | 4.828 | 30
2023-04-25 15:30 | 15:30 | 6.7664 | 30
2023-04-25 16:00 | 16:00 | 7.337 | 30
2023-04-25 16:30 | 16:30 | 8.9075 | 30
2023-04-25 17:00 | 17:00 | 9.5685 | 30
2023-04-25 17:30 | 17:30 | 10.4518 | 30
2023-04-25 18:00 | 18:00 | 10.4999 | 30
2023-04-25 18:30 | 18:30 | 10.2197 | 30
2023-04-25 19:00 | 19:00 | 9.621 | 30
2023-04-25 19:30 | 19:30 | 9.0607 | 30
2023-04-25 20:00 | 20:00 | 8.6744 | 30
2023-04-25 20:30 | 20:30 | 8.1844 | 30
2023-04-25 21:00 | 21:00 | 7.8641 | 30
2023-04-25 21:30 | 21:30 | 7.259 | 30
2023-04-25 22:00 | 22:00 | 6.9755 | 30
2023-04-25 22:30 | 22:30 | 6.7422 | 30
2023-04-25 23:00 | 23:00 | 6.3949 | 30
2023-04-25 23:30 | 23:30 | 6.0668 | 30
2023-04-26 | 0:00 | 5.6759 | 30
2023-04-26 00:30 | 0:30 | 5.4446 | 30
2023-04-26 01:00 | 1:00 | 5.348 | 30
2023-04-26 01:30 | 1:30 | 4.8073 | 30
2023-04-26 02:00 | 2:00 | 4.7663 | 30
2023-04-26 02:30 | 2:30 | 4.723 | 30
2023-04-26 03:00 | 3:00 | 4.9345 | 30
2023-04-26 03:30 | 3:30 | 5.771 | 30
2023-04-26 04:00 | 4:00 | 5.9046 | 30
2023-04-26 04:30 | 4:30 | 6.0522 | 30
2023-04-26 05:00 | 5:00 | 6.3551 | 30
2023-04-26 05:30 | 5:30 | 6.5862 | 30
2023-04-26 06:00 | 6:00 | 7.0773 | 30
2023-04-26 06:30 | 6:30 | 6.9424 | 30
2023-04-26 07:00 | 7:00 | 6.8206 | 30
2023-04-26 07:30 | 7:30 | 6.0419 | 30
2023-04-26 08:00 | 8:00 | 5.0195 | 30
2023-04-26 08:30 | 8:30 | 4.6823 | 30
2023-04-26 09:00 | 9:00 | 3.2469 | 30
2023-04-26 09:30 | 9:30 | 2.0864 | 30
2023-04-26 10:00 | 10:00 | 1.7936 | 30
2023-04-26 10:30 | 10:30 | 1.7941 | 30
2023-04-26 11:00 | 11:00 | 1.4688 | 30
2023-04-26 11:30 | 11:30 | 2.6389 | 30
2023-04-26 12:00 | 12:00 | 1.3118 | 30
2023-04-26 12:30 | 12:30 | 2.115 | 30
2023-04-26 13:00 | 13:00 | 2.554 | 30
2023-04-26 13:30 | 13:30 | 2.6362 | 30
2023-04-26 14:00 | 14:00 | 1.7728 | 30
2023-04-26 14:30 | 14:30 | 3.3361 | 30
2023-04-26 15:00 | 15:00 | 4.4469 | 30
2023-04-26 15:30 | 15:30 | 5.9969 | 30
2023-04-26 16:00 | 16:00 | 5.9798 | 30
2023-04-26 16:30 | 16:30 | 7.8288 | 30
2023-04-26 17:00 | 17:00 | 9.5269 | 30
2023-04-26 17:30 | 17:30 | 10.7717 | 30
2023-04-26 18:00 | 18:00 | 11.0929 | 30
2023-04-26 18:30 | 18:30 | 10.814 | 30
2023-04-26 19:00 | 19:00 | 10.2651 | 30
2023-04-26 19:30 | 19:30 | 9.864 | 30
2023-04-26 20:00 | 20:00 | 9.3827 | 30
2023-04-26 20:30 | 20:30 | 8.471 | 30
2023-04-26 21:00 | 21:00 | 7.9236 | 30
2023-04-26 21:30 | 21:30 | 7.2265 | 30
2023-04-26 22:00 | 22:00 | 7.1265 | 30
2023-04-26 22:30 | 22:30 | 6.614 | 30
2023-04-26 23:00 | 23:00 | 6.2989 | 30
2023-04-26 23:30 | 23:30 | 5.8556 | 30
2023-04-27 | 0:00 | 5.5311 | 30
2023-04-27 00:30 | 0:30 | 5.2545 | 30
2023-04-27 01:00 | 1:00 | 5.0057 | 30
2023-04-27 01:30 | 1:30 | 4.7849 | 30
2023-04-27 02:00 | 2:00 | 4.7295 | 30
2023-04-27 02:30 | 2:30 | 4.9686 | 30
2023-04-27 03:00 | 3:00 | 5.0859 | 30
2023-04-27 03:30 | 3:30 | 5.0143 | 30
2023-04-27 04:00 | 4:00 | 4.9099 | 30
2023-04-27 04:30 | 4:30 | 5.1628 | 30
2023-04-27 05:00 | 5:00 | 5.3956 | 30
2023-04-27 05:30 | 5:30 | 5.6104 | 30
2023-04-27 06:00 | 6:00 | 6.2357 | 30
2023-04-27 06:30 | 6:30 | 6.3962 | 30
2023-04-27 07:00 | 7:00 | 5.165 | 30
2023-04-27 07:30 | 7:30 | 5.2928 | 30
2023-04-27 08:00 | 8:00 | 5.9007 | 30
2023-04-27 08:30 | 8:30 | 2.3709 | 30
2023-04-27 09:00 | 9:00 | 4.0171 | 30
2023-04-27 09:30 | 9:30 | 2.587 | 30
2023-04-27 10:00 | 10:00 | 3.4252 | 30
2023-04-27 10:30 | 10:30 | 1.9547 | 30
2023-04-27 11:00 | 11:00 | 1.1618 | 30
2023-04-27 11:30 | 11:30 | 2.303 | 30
2023-04-27 12:00 | 12:00 | 1.4124 | 30
2023-04-27 12:30 | 12:30 | 3.1169 | 30
2023-04-27 13:00 | 13:00 | 3.3501 | 30
2023-04-27 13:30 | 13:30 | 2.6246 | 30
2023-04-27 14:00 | 14:00 | 3.1089 | 30
2023-04-27 14:30 | 14:30 | 2.4915 | 30
2023-04-27 15:00 | 15:00 | 3.5721 | 30
2023-04-27 15:30 | 15:30 | 4.4772 | 30
2023-04-27 16:00 | 16:00 | 6.8784 | 30
2023-04-27 16:30 | 16:30 | 7.9029 | 30
2023-04-27 17:00 | 17:00 | 8.9647 | 30
2023-04-27 17:30 | 17:30 | 10.2874 | 30
2023-04-27 18:00 | 18:00 | 10.4332 | 30
2023-04-27 18:30 | 18:30 | 10.3226 | 30
2023-04-27 19:00 | 19:00 | 9.9291 | 30
2023-04-27 19:30 | 19:30 | 9.4808 | 30
2023-04-27 20:00 | 20:00 | 8.9741 | 30
2023-04-27 20:30 | 20:30 | 8.4301 | 30
2023-04-27 21:00 | 21:00 | 7.9907 | 30
2023-04-27 21:30 | 21:30 | 7.4238 | 30
2023-04-27 22:00 | 22:00 | 7.4341 | 30
2023-04-27 22:30 | 22:30 | 7.1176 | 30
2023-04-27 23:00 | 23:00 | 6.6859 | 30
2023-04-27 23:30 | 23:30 | 6.2019 | 30
2023-04-28 | 0:00 | 5.827 | 30
2023-04-28 00:30 | 0:30 | 5.5945 | 30
2023-04-28 01:00 | 1:00 | 5.3611 | 30
2023-04-28 01:30 | 1:30 | 4.9098 | 30
2023-04-28 02:00 | 2:00 | 4.8614 | 30
2023-04-28 02:30 | 2:30 | 4.7758 | 30
2023-04-28 03:00 | 3:00 | 4.9212 | 30
2023-04-28 03:30 | 3:30 | 5.1776 | 30
2023-04-28 04:00 | 4:00 | 5.5787 | 30
2023-04-28 04:30 | 4:30 | 5.7222 | 30
2023-04-28 05:00 | 5:00 | 6.033 | 30
2023-04-28 05:30 | 5:30 | 5.8557 | 30
2023-04-28 06:00 | 6:00 | 6.2928 | 30
2023-04-28 06:30 | 6:30 | 5.9096 | 30
2023-04-28 07:00 | 7:00 | 5.1609 | 30
2023-04-28 07:30 | 7:30 | 4.24 | 30
2023-04-28 08:00 | 8:00 | 2.6549 | 30
2023-04-28 08:30 | 8:30 | 1.345 | 30
2023-04-28 09:00 | 9:00 | 1.3197 | 30
2023-04-28 09:30 | 9:30 | 1.6614 | 30
2023-04-28 10:00 | 10:00 | 2.5784 | 30
2023-04-28 10:30 | 10:30 | 1.3919 | 30
2023-04-28 11:00 | 11:00 | 2.3072 | 30
2023-04-28 11:30 | 11:30 | 2.467 | 30
2023-04-28 12:00 | 12:00 | 2.8709 | 30
2023-04-28 12:30 | 12:30 | 1.1265 | 30
2023-04-28 13:00 | 13:00 | 1.3887 | 30
2023-04-28 13:30 | 13:30 | 2.2608 | 30
2023-04-28 14:00 | 14:00 | 1.3924 | 30
2023-04-28 14:30 | 14:30 | 1.3826 | 30
2023-04-28 15:00 | 15:00 | 2.4863 | 30
2023-04-28 15:30 | 15:30 | 4.3275 | 30
2023-04-28 16:00 | 16:00 | 5.8199 | 30
2023-04-28 16:30 | 16:30 | 7.4075 | 30
2023-04-28 17:00 | 17:00 | 8.5018 | 30
2023-04-28 17:30 | 17:30 | 9.587 | 30
2023-04-28 18:00 | 18:00 | 9.7692 | 30
2023-04-28 18:30 | 18:30 | 9.3893 | 30
2023-04-28 19:00 | 19:00 | 9.0418 | 30
2023-04-28 19:30 | 19:30 | 8.7255 | 30
2023-04-28 20:00 | 20:00 | 8.3022 | 30
2023-04-28 20:30 | 20:30 | 7.9916 | 30
2023-04-28 21:00 | 21:00 | 7.7224 | 30
2023-04-28 21:30 | 21:30 | 7.1521 | 30
2023-04-28 22:00 | 22:00 | 7.0671 | 30
2023-04-28 22:30 | 22:30 | 6.7478 | 30
2023-04-28 23:00 | 23:00 | 6.4167 | 30
2023-04-28 23:30 | 23:30 | 5.9312 | 30
2023-04-29 | 0:00 | 5.4695 | 30
2023-04-29 00:30 | 0:30 | 5.2991 | 30
2023-04-29 01:00 | 1:00 | 5.1138 | 30
2023-04-29 01:30 | 1:30 | 4.9778 | 30
2023-04-29 02:00 | 2:00 | 4.83 | 30
2023-04-29 02:30 | 2:30 | 4.7729 | 30
2023-04-29 03:00 | 3:00 | 4.7377 | 30
2023-04-29 03:30 | 3:30 | 4.7404 | 30
2023-04-29 04:00 | 4:00 | 4.8182 | 30
2023-04-29 04:30 | 4:30 | 4.8028 | 30
2023-04-29 05:00 | 5:00 | 4.9423 | 30
2023-04-29 05:30 | 5:30 | 5.1769 | 30
2023-04-29 06:00 | 6:00 | 5.4518 | 30
2023-04-29 06:30 | 6:30 | 5.4377 | 30
2023-04-29 07:00 | 7:00 | 5.2488 | 30
2023-04-29 07:30 | 7:30 | 4.8476 | 30
2023-04-29 08:00 | 8:00 | 4.9615 | 30
2023-04-29 08:30 | 8:30 | 2.805 | 30
2023-04-29 09:00 | 9:00 | 1.6313 | 30
2023-04-29 09:30 | 9:30 | 2.0241 | 30
2023-04-29 10:00 | 10:00 | 2.4292 | 30
2023-04-29 10:30 | 10:30 | 1.4475 | 30
2023-04-29 11:00 | 11:00 | 1.8164 | 30
2023-04-29 11:30 | 11:30 | 1.3066 | 30
2023-04-29 12:00 | 12:00 | 1.3234 | 30
2023-04-29 12:30 | 12:30 | 1.334 | 30
2023-04-29 13:00 | 13:00 | 2.1652 | 30
2023-04-29 13:30 | 13:30 | 2.3175 | 30
2023-04-29 14:00 | 14:00 | 4.1453 | 30
2023-04-29 14:30 | 14:30 | 5.5725 | 30
2023-04-29 15:00 | 15:00 | 6.456 | 30
2023-04-29 15:30 | 15:30 | 7.0043 | 30
2023-04-29 16:00 | 16:00 | 7.938 | 30
2023-04-29 16:30 | 16:30 | 8.4978 | 30
2023-04-29 17:00 | 17:00 | 9.1114 | 30
2023-04-29 17:30 | 17:30 | 9.8757 | 30
2023-04-29 18:00 | 18:00 | 9.75 | 30
2023-04-29 18:30 | 18:30 | 9.4194 | 30
2023-04-29 19:00 | 19:00 | 9.0384 | 30
2023-04-29 19:30 | 19:30 | 8.6886 | 30
2023-04-29 20:00 | 20:00 | 8.2662 | 30
2023-04-29 20:30 | 20:30 | 7.8447 | 30
2023-04-29 21:00 | 21:00 | 7.6009 | 30
2023-04-29 21:30 | 21:30 | 7.234 | 30
2023-04-29 22:00 | 22:00 | 7.1247 | 30
2023-04-29 22:30 | 22:30 | 6.7111 | 30
2023-04-29 23:00 | 23:00 | 6.3868 | 30
2023-04-29 23:30 | 23:30 | 5.8532 | 30
2023-04-30 | 0:00 | 5.4183 | 30
2023-04-30 00:30 | 0:30 | 5.2139 | 30
2023-04-30 01:00 | 1:00 | 5.0857 | 30
2023-04-30 01:30 | 1:30 | 5.0174 | 30
2023-04-30 02:00 | 2:00 | 5.0471 | 30
2023-04-30 02:30 | 2:30 | 4.8882 | 30
2023-04-30 03:00 | 3:00 | 4.8027 | 30
2023-04-30 03:30 | 3:30 | 4.71 | 30
2023-04-30 04:00 | 4:00 | 4.7237 | 30
2023-04-30 04:30 | 4:30 | 4.725 | 30
2023-04-30 05:00 | 5:00 | 4.7754 | 30
2023-04-30 05:30 | 5:30 | 4.9231 | 30
2023-04-30 06:00 | 6:00 | 5.1073 | 30
2023-04-30 06:30 | 6:30 | 5.2172 | 30
2023-04-30 07:00 | 7:00 | 4.1953 | 30
2023-04-30 07:30 | 7:30 | 3.4696 | 30
2023-04-30 08:00 | 8:00 | 3.6293 | 30
2023-04-30 08:30 | 8:30 | 3.1938 | 30
2023-04-30 09:00 | 9:00 | 2.6847 | 30
2023-04-30 09:30 | 9:30 | 3.0146 | 30
2023-04-30 10:00 | 10:00 | 2.9068 | 30
2023-04-30 10:30 | 10:30 | 3.0715 | 30
2023-04-30 11:00 | 11:00 | 2.813 | 30
2023-04-30 11:30 | 11:30 | 3.0633 | 30
2023-04-30 12:00 | 12:00 | 2.8757 | 30
2023-04-30 12:30 | 12:30 | 2.7781 | 30
2023-04-30 13:00 | 13:00 | 2.4982 | 30
2023-04-30 13:30 | 13:30 | 2.046 | 30
2023-04-30 14:00 | 14:00 | 1.2846 | 30
2023-04-30 14:30 | 14:30 | 1.5494 | 30
2023-04-30 15:00 | 15:00 | 2.9121 | 30
2023-04-30 15:30 | 15:30 | 4.5441 | 30
2023-04-30 16:00 | 16:00 | 6.3676 | 30
2023-04-30 16:30 | 16:30 | 7.8713 | 30
2023-04-30 17:00 | 17:00 | 9.1126 | 30
2023-04-30 17:30 | 17:30 | 9.9966 | 30
2023-04-30 18:00 | 18:00 | 10.1662 | 30
2023-04-30 18:30 | 18:30 | 9.6023 | 30
2023-04-30 19:00 | 19:00 | 9.1772 | 30
2023-04-30 19:30 | 19:30 | 8.6639 | 30
2023-04-30 20:00 | 20:00 | 8.2889 | 30
2023-04-30 20:30 | 20:30 | 7.8399 | 30
2023-04-30 21:00 | 21:00 | 7.4882 | 30
2023-04-30 21:30 | 21:30 | 7.0462 | 30
2023-04-30 22:00 | 22:00 | 7.0486 | 30
2023-04-30 22:30 | 22:30 | 6.6606 | 30
2023-04-30 23:00 | 23:00 | 6.3195 | 30
2023-04-30 23:30 | 23:30 | 6.0015 | 30
2023-05-01 | 0:00 | 5.5593 | 30
2023-05-01 00:30 | 0:30 | 5.3031 | 30
2023-05-01 01:00 | 1:00 | 5.1208 | 30
2023-05-01 01:30 | 1:30 | 5.0009 | 30
2023-05-01 02:00 | 2:00 | 4.9938 | 30
2023-05-01 02:30 | 2:30 | 4.9382 | 30
2023-05-01 03:00 | 3:00 | 4.9121 | 30
2023-05-01 03:30 | 3:30 | 4.8808 | 30
2023-05-01 04:00 | 4:00 | 4.9486 | 30
2023-05-01 04:30 | 4:30 | 5.0063 | 30
2023-05-01 05:00 | 5:00 | 5.0593 | 30
2023-05-01 05:30 | 5:30 | 5.236 | 30
2023-05-01 06:00 | 6:00 | 5.4028 | 30
2023-05-01 06:30 | 6:30 | 5.0809 | 30
2023-05-01 07:00 | 7:00 | 4.2094 | 30
2023-05-01 07:30 | 7:30 | 3.3058 | 30
2023-05-01 08:00 | 8:00 | 2.4012 | 30
2023-05-01 08:30 | 8:30 | 1.5246 | 30
2023-05-01 09:00 | 9:00 | 1.5611 | 30
2023-05-01 09:30 | 9:30 | 2.3275 | 30
2023-05-01 10:00 | 10:00 | 2.9923 | 30
2023-05-01 10:30 | 10:30 | 3.4355 | 30
2023-05-01 11:00 | 11:00 | 3.8291 | 30
2023-05-01 11:30 | 11:30 | 3.987 | 30
2023-05-01 12:00 | 12:00 | 3.6058 | 30
2023-05-01 12:30 | 12:30 | 3.2428 | 30
2023-05-01 13:00 | 13:00 | 2.8286 | 30
2023-05-01 13:30 | 13:30 | 2.3879 | 30
2023-05-01 14:00 | 14:00 | 1.5621 | 30
2023-05-01 14:30 | 14:30 | 1.6068 | 30
2023-05-01 15:00 | 15:00 | 3.0892 | 30
2023-05-01 15:30 | 15:30 | 5.0094 | 30
2023-05-01 16:00 | 16:00 | 6.1967 | 30
2023-05-01 16:30 | 16:30 | 7.9723 | 30
2023-05-01 17:00 | 17:00 | 9.7015 | 30
2023-05-01 17:30 | 17:30 | 10.9171 | 30
2023-05-01 18:00 | 18:00 | 10.9664 | 30
2023-05-01 18:30 | 18:30 | 10.5174 | 30
2023-05-01 19:00 | 19:00 | 10.063 | 30
2023-05-01 19:30 | 19:30 | 9.6749 | 30
2023-05-01 20:00 | 20:00 | 8.9838 | 30
2023-05-01 20:30 | 20:30 | 8.3847 | 30
2023-05-01 21:00 | 21:00 | 7.8991 | 30
2023-05-01 21:30 | 21:30 | 7.3115 | 30
2023-05-01 22:00 | 22:00 | 6.9978 | 30
2023-05-01 22:30 | 22:30 | 6.6914 | 30
2023-05-01 23:00 | 23:00 | 6.2544 | 30
2023-05-01 23:30 | 23:30 | 5.8652 | 30
2023-05-02 | 0:00 | 5.5576 | 30
2023-05-02 00:30 | 0:30 | 5.3579 | 30
2023-05-02 01:00 | 1:00 | 5.1912 | 30
2023-05-02 01:30 | 1:30 | 5.1041 | 30
2023-05-02 02:00 | 2:00 | 4.9933 | 30
2023-05-02 02:30 | 2:30 | 4.8617 | 30
2023-05-02 03:00 | 3:00 | 4.9168 | 30
2023-05-02 03:30 | 3:30 | 4.9671 | 30
2023-05-02 04:00 | 4:00 | 5.1978 | 30
2023-05-02 04:30 | 4:30 | 5.508 | 30
2023-05-02 05:00 | 5:00 | 5.8487 | 30
2023-05-02 05:30 | 5:30 | 6.2899 | 30
2023-05-02 06:00 | 6:00 | 6.9635 | 30
2023-05-02 06:30 | 6:30 | 7.4411 | 30
2023-05-02 07:00 | 7:00 | 7.4644 | 30
2023-05-02 07:30 | 7:30 | 5.1657 | 30
2023-05-02 08:00 | 8:00 | 3.3529 | 30
2023-05-02 08:30 | 8:30 | 3.4073 | 30
2023-05-02 09:00 | 9:00 | 3.6643 | 30
2023-05-02 09:30 | 9:30 | 2.1102 | 30
2023-05-02 10:00 | 10:00 | 3.1316 | 30
2023-05-02 10:30 | 10:30 | 2.8568 | 30
2023-05-02 11:00 | 11:00 | 3.0984 | 30
2023-05-02 11:30 | 11:30 | 3.5757 | 30
2023-05-02 12:00 | 12:00 | 2.8185 | 30
2023-05-02 12:30 | 12:30 | 2.6936 | 30
2023-05-02 13:00 | 13:00 | 2.5258 | 30
2023-05-02 13:30 | 13:30 | 2.1339 | 30
2023-05-02 14:00 | 14:00 | 2.3911 | 30
2023-05-02 14:30 | 14:30 | 1.4276 | 30
2023-05-02 15:00 | 15:00 | 3.4391 | 30
2023-05-02 15:30 | 15:30 | 5.8163 | 30
2023-05-02 16:00 | 16:00 | 7.0409 | 30
2023-05-02 16:30 | 16:30 | 8.1306 | 30
2023-05-02 17:00 | 17:00 | 9.3452 | 30
2023-05-02 17:30 | 17:30 | 10.6794 | 30
2023-05-02 18:00 | 18:00 | 10.9072 | 30
2023-05-02 18:30 | 18:30 | 10.6292 | 30
2023-05-02 19:00 | 19:00 | 10.3898 | 30
2023-05-02 19:30 | 19:30 | 9.853 | 30
2023-05-02 20:00 | 20:00 | 9.3956 | 30
2023-05-02 20:30 | 20:30 | 8.8802 | 30
2023-05-02 21:00 | 21:00 | 8.4859 | 30
2023-05-02 21:30 | 21:30 | 7.7146 | 30
2023-05-02 22:00 | 22:00 | 7.3292 | 30
2023-05-02 22:30 | 22:30 | 6.7279 | 30
2023-05-02 23:00 | 23:00 | 6.2106 | 30
2023-05-02 23:30 | 23:30 | 5.7658 | 30
2023-05-03 | 0:00 | 5.4213 | 30
2023-05-03 00:30 | 0:30 | 5.1609 | 30
2023-05-03 01:00 | 1:00 | 5.0184 | 30
2023-05-03 01:30 | 1:30 | 4.8664 | 30
2023-05-03 02:00 | 2:00 | 4.9211 | 30
2023-05-03 02:30 | 2:30 | 5.0897 | 30
2023-05-03 03:00 | 3:00 | 5.1478 | 30
2023-05-03 03:30 | 3:30 | 5.3195 | 30
2023-05-03 04:00 | 4:00 | 5.6161 | 30
2023-05-03 04:30 | 4:30 | 5.9122 | 30
2023-05-03 05:00 | 5:00 | 6.2328 | 30
2023-05-03 05:30 | 5:30 | 6.7162 | 30
2023-05-03 06:00 | 6:00 | 7.2336 | 30
2023-05-03 06:30 | 6:30 | 7.2839 | 30
2023-05-03 07:00 | 7:00 | 6.3713 | 30
2023-05-03 07:30 | 7:30 | 4.8977 | 30
2023-05-03 08:00 | 8:00 | 2.9934 | 30
2023-05-03 08:30 | 8:30 | 1.614 | 30
2023-05-03 09:00 | 9:00 | 1.6269 | 30
2023-05-03 09:30 | 9:30 | 2.4625 | 30
2023-05-03 10:00 | 10:00 | 3.2845 | 30
2023-05-03 10:30 | 10:30 | 3.726 | 30
2023-05-03 11:00 | 11:00 | 3.8878 | 30
2023-05-03 11:30 | 11:30 | 4.1825 | 30
2023-05-03 12:00 | 12:00 | 3.851 | 30
2023-05-03 12:30 | 12:30 | 3.5427 | 30
2023-05-03 13:00 | 13:00 | 3.2001 | 30
2023-05-03 13:30 | 13:30 | 2.5203 | 30
2023-05-03 14:00 | 14:00 | 1.5239 | 30
2023-05-03 14:30 | 14:30 | 1.2186 | 30
2023-05-03 15:00 | 15:00 | 2.3556 | 30
2023-05-03 15:30 | 15:30 | 4.2282 | 30
2023-05-03 16:00 | 16:00 | 6.0023 | 30
2023-05-03 16:30 | 16:30 | 7.6862 | 30
2023-05-03 17:00 | 17:00 | 9.1101 | 30
2023-05-03 17:30 | 17:30 | 10.3122 | 30
2023-05-03 18:00 | 18:00 | 10.7253 | 30
2023-05-03 18:30 | 18:30 | 10.5621 | 30
2023-05-03 19:00 | 19:00 | 10.2355 | 30
2023-05-03 19:30 | 19:30 | 9.602 | 30
2023-05-03 20:00 | 20:00 | 9.1383 | 30
2023-05-03 20:30 | 20:30 | 8.6087 | 30
2023-05-03 21:00 | 21:00 | 8.1493 | 30
2023-05-03 21:30 | 21:30 | 7.5035 | 30
2023-05-03 22:00 | 22:00 | 7.3229 | 30
2023-05-03 22:30 | 22:30 | 7.0403 | 30
2023-05-03 23:00 | 23:00 | 6.6486 | 30
2023-05-03 23:30 | 23:30 | 6.202 | 30
2023-05-04 | 0:00 | 5.8389 | 30
2023-05-04 00:30 | 0:30 | 5.5626 | 30
2023-05-04 01:00 | 1:00 | 5.3638 | 30
2023-05-04 01:30 | 1:30 | 5.2162 | 30
2023-05-04 02:00 | 2:00 | 5.2099 | 30
2023-05-04 02:30 | 2:30 | 5.1451 | 30
2023-05-04 03:00 | 3:00 | 5.2244 | 30
2023-05-04 03:30 | 3:30 | 5.3007 | 30
2023-05-04 04:00 | 4:00 | 5.5061 | 30
2023-05-04 04:30 | 4:30 | 5.5575 | 30
2023-05-04 05:00 | 5:00 | 5.94 | 30
2023-05-04 05:30 | 5:30 | 6.445 | 30
2023-05-04 06:00 | 6:00 | 7.0515 | 30
2023-05-04 06:30 | 6:30 | 7.1497 | 30
2023-05-04 07:00 | 7:00 | 6.6715 | 30
2023-05-04 07:30 | 7:30 | 5.1363 | 30
2023-05-04 08:00 | 8:00 | 3.0556 | 30
2023-05-04 08:30 | 8:30 | 1.6304 | 30
2023-05-04 09:00 | 9:00 | 1.6062 | 30
2023-05-04 09:30 | 9:30 | 2.5759 | 30
2023-05-04 10:00 | 10:00 | 3.5475 | 30
2023-05-04 10:30 | 10:30 | 3.9464 | 30
2023-05-04 11:00 | 11:00 | 4.1852 | 30
2023-05-04 11:30 | 11:30 | 4.326 | 30
2023-05-04 12:00 | 12:00 | 4.1624 | 30
2023-05-04 12:30 | 12:30 | 3.8414 | 30
2023-05-04 13:00 | 13:00 | 3.2507 | 30
2023-05-04 13:30 | 13:30 | 2.4804 | 30
2023-05-04 14:00 | 14:00 | 1.5887 | 30
2023-05-04 14:30 | 14:30 | 1.0909 | 30
2023-05-04 15:00 | 15:00 | 1.948 | 30
2023-05-04 15:30 | 15:30 | 3.4906 | 30
2023-05-04 16:00 | 16:00 | 5.4538 | 30
2023-05-04 16:30 | 16:30 | 7.6168 | 30
2023-05-04 17:00 | 17:00 | 8.8294 | 30
2023-05-04 17:30 | 17:30 | 10.2106 | 30
2023-05-04 18:00 | 18:00 | 10.5716 | 30
2023-05-04 18:30 | 18:30 | 10.3606 | 30
2023-05-04 19:00 | 19:00 | 10.0286 | 30
2023-05-04 19:30 | 19:30 | 9.5779 | 30
2023-05-04 20:00 | 20:00 | 9.0657 | 30
2023-05-04 20:30 | 20:30 | 8.6656 | 30
2023-05-04 21:00 | 21:00 | 8.296 | 30
2023-05-04 21:30 | 21:30 | 7.7987 | 30
2023-05-04 22:00 | 22:00 | 7.5222 | 30
2023-05-04 22:30 | 22:30 | 7.0766 | 30
2023-05-04 23:00 | 23:00 | 6.6241 | 30
2023-05-04 23:30 | 23:30 | 6.2947 | 30
2023-05-05 | 0:00 | 5.858 | 30
2023-05-05 00:30 | 0:30 | 5.3892 | 30
2023-05-05 01:00 | 1:00 | 5.0633 | 30
2023-05-05 01:30 | 1:30 | 4.991 | 30
2023-05-05 02:00 | 2:00 | 4.8996 | 30
2023-05-05 02:30 | 2:30 | 4.8102 | 30
2023-05-05 03:00 | 3:00 | 4.8047 | 30
2023-05-05 03:30 | 3:30 | 4.9089 | 30
2023-05-05 04:00 | 4:00 | 5.2889 | 30
2023-05-05 04:30 | 4:30 | 5.6527 | 30
2023-05-05 05:00 | 5:00 | 5.9133 | 30
2023-05-05 05:30 | 5:30 | 6.3111 | 30
2023-05-05 06:00 | 6:00 | 6.9019 | 30
2023-05-05 06:30 | 6:30 | 6.8241 | 30
2023-05-05 07:00 | 7:00 | 6.3452 | 30
2023-05-05 07:30 | 7:30 | 5.5734 | 30
2023-05-05 08:00 | 8:00 | 4.2466 | 30
2023-05-05 08:30 | 8:30 | 1.6835 | 30
2023-05-05 09:00 | 9:00 | 1.3394 | 30
2023-05-05 09:30 | 9:30 | 1.6034 | 30
2023-05-05 10:00 | 10:00 | 1.5462 | 30
2023-05-05 10:30 | 10:30 | 1.2604 | 30
2023-05-05 11:00 | 11:00 | 2.4281 | 30
2023-05-05 11:30 | 11:30 | 1.5166 | 30
2023-05-05 12:00 | 12:00 | 1.1843 | 30
2023-05-05 12:30 | 12:30 | 1.5785 | 30
2023-05-05 13:00 | 13:00 | 1.2707 | 30
2023-05-05 13:30 | 13:30 | 1.2911 | 30
2023-05-05 14:00 | 14:00 | 1.8119 | 30
2023-05-05 14:30 | 14:30 | 2.0396 | 30
2023-05-05 15:00 | 15:00 | 2.6482 | 30
2023-05-05 15:30 | 15:30 | 4.4259 | 30
2023-05-05 16:00 | 16:00 | 6.1627 | 30
2023-05-05 16:30 | 16:30 | 7.6724 | 30
2023-05-05 17:00 | 17:00 | 8.8614 | 30
2023-05-05 17:30 | 17:30 | 10.0482 | 30
2023-05-05 18:00 | 18:00 | 10.2494 | 30
2023-05-05 18:30 | 18:30 | 9.9759 | 30
2023-05-05 19:00 | 19:00 | 9.8255 | 30
2023-05-05 19:30 | 19:30 | 9.4942 | 30
2023-05-05 20:00 | 20:00 | 9.039 | 30
2023-05-05 20:30 | 20:30 | 8.6743 | 30
2023-05-05 21:00 | 21:00 | 8.0884 | 30
2023-05-05 21:30 | 21:30 | 7.6827 | 30
2023-05-05 22:00 | 22:00 | 7.4592 | 30
2023-05-05 22:30 | 22:30 | 6.9945 | 30
2023-05-05 23:00 | 23:00 | 6.7375 | 30
2023-05-05 23:30 | 23:30 | 6.2934 | 30
2023-05-06 | 0:00 | 5.7531 | 30
2023-05-06 00:30 | 0:30 | 5.4262 | 30
2023-05-06 01:00 | 1:00 | 5.2462 | 30
2023-05-06 01:30 | 1:30 | 5.1884 | 30
2023-05-06 02:00 | 2:00 | 5.0068 | 30
2023-05-06 02:30 | 2:30 | 4.983 | 30
2023-05-06 03:00 | 3:00 | 4.9678 | 30
2023-05-06 03:30 | 3:30 | 4.9045 | 30
2023-05-06 04:00 | 4:00 | 4.9434 | 30
2023-05-06 04:30 | 4:30 | 5.0788 | 30
2023-05-06 05:00 | 5:00 | 5.2798 | 30
2023-05-06 05:30 | 5:30 | 5.5111 | 30
2023-05-06 06:00 | 6:00 | 5.8499 | 30
2023-05-06 06:30 | 6:30 | 5.8587 | 30
2023-05-06 07:00 | 7:00 | 5.0785 | 30
2023-05-06 07:30 | 7:30 | 4.1632 | 30
2023-05-06 08:00 | 8:00 | 2.9896 | 30
2023-05-06 08:30 | 8:30 | 1.8425 | 30
2023-05-06 09:00 | 9:00 | 1.2702 | 30
2023-05-06 09:30 | 9:30 | 1.7661 | 30
2023-05-06 10:00 | 10:00 | 2.4756 | 30
2023-05-06 10:30 | 10:30 | 2.8748 | 30
2023-05-06 11:00 | 11:00 | 3.1235 | 30
2023-05-06 11:30 | 11:30 | 3.1884 | 30
2023-05-06 12:00 | 12:00 | 2.4988 | 30
2023-05-06 12:30 | 12:30 | 1.9463 | 30
2023-05-06 13:00 | 13:00 | 1.6618 | 30
2023-05-06 13:30 | 13:30 | 1.1642 | 30
2023-05-06 14:00 | 14:00 | 1.2658 | 30
2023-05-06 14:30 | 14:30 | 1.9771 | 30
2023-05-06 15:00 | 15:00 | 3.4962 | 30
2023-05-06 15:30 | 15:30 | 5.257 | 30
2023-05-06 16:00 | 16:00 | 6.3445 | 30
2023-05-06 16:30 | 16:30 | 7.7778 | 30
2023-05-06 17:00 | 17:00 | 9.0488 | 30
2023-05-06 17:30 | 17:30 | 9.7827 | 30
2023-05-06 18:00 | 18:00 | 9.8031 | 30
2023-05-06 18:30 | 18:30 | 9.317 | 30
2023-05-06 19:00 | 19:00 | 8.8563 | 30
2023-05-06 19:30 | 19:30 | 8.4991 | 30
2023-05-06 20:00 | 20:00 | 8.0676 | 30
2023-05-06 20:30 | 20:30 | 7.8313 | 30
2023-05-06 21:00 | 21:00 | 7.5944 | 30
2023-05-06 21:30 | 21:30 | 7.225 | 30
2023-05-06 22:00 | 22:00 | 7.1924 | 30
2023-05-06 22:30 | 22:30 | 6.8184 | 30
2023-05-06 23:00 | 23:00 | 6.3874 | 30
2023-05-06 23:30 | 23:30 | 5.9303 | 30
2023-05-07 | 0:00 | 5.631 | 30
2023-05-07 00:30 | 0:30 | 5.2506 | 30
2023-05-07 01:00 | 1:00 | 5.0846 | 30
2023-05-07 01:30 | 1:30 | 4.9351 | 30
2023-05-07 02:00 | 2:00 | 4.8499 | 30
2023-05-07 02:30 | 2:30 | 4.8089 | 30
2023-05-07 03:00 | 3:00 | 4.7887 | 30
2023-05-07 03:30 | 3:30 | 4.8103 | 30
2023-05-07 04:00 | 4:00 | 4.8134 | 30
2023-05-07 04:30 | 4:30 | 4.9354 | 30
2023-05-07 05:00 | 5:00 | 5.1173 | 30
2023-05-07 05:30 | 5:30 | 5.1952 | 30
2023-05-07 06:00 | 6:00 | 5.371 | 30
2023-05-07 06:30 | 6:30 | 5.3645 | 30
2023-05-07 07:00 | 7:00 | 5.1695 | 30
2023-05-07 07:30 | 7:30 | 4.3846 | 30
2023-05-07 08:00 | 8:00 | 4.2634 | 30
2023-05-07 08:30 | 8:30 | 4.0102 | 30
2023-05-07 09:00 | 9:00 | 2.0535 | 30
2023-05-07 09:30 | 9:30 | 3.4598 | 30
2023-05-07 10:00 | 10:00 | 2.4341 | 30
2023-05-07 10:30 | 10:30 | 3.5715 | 30
2023-05-07 11:00 | 11:00 | 3.6432 | 30
2023-05-07 11:30 | 11:30 | 3.5872 | 30
2023-05-07 12:00 | 12:00 | 1.8805 | 30
2023-05-07 12:30 | 12:30 | 2.2545 | 30
2023-05-07 13:00 | 13:00 | 1.8137 | 30
2023-05-07 13:30 | 13:30 | 1.5215 | 30
2023-05-07 14:00 | 14:00 | 2.9792 | 30
2023-05-07 14:30 | 14:30 | 2.3202 | 30
2023-05-07 15:00 | 15:00 | 4.2103 | 30
2023-05-07 15:30 | 15:30 | 7.2381 | 30
2023-05-07 16:00 | 16:00 | 7.2571 | 30
2023-05-07 16:30 | 16:30 | 8.6037 | 30
2023-05-07 17:00 | 17:00 | 10.2215 | 30
2023-05-07 17:30 | 17:30 | 10.956 | 30
2023-05-07 18:00 | 18:00 | 10.9609 | 30
2023-05-07 18:30 | 18:30 | 10.431 | 30
2023-05-07 19:00 | 19:00 | 9.8921 | 30
2023-05-07 19:30 | 19:30 | 9.4703 | 30
2023-05-07 20:00 | 20:00 | 8.8418 | 30
2023-05-07 20:30 | 20:30 | 8.3017 | 30
2023-05-07 21:00 | 21:00 | 7.8449 | 30
2023-05-07 21:30 | 21:30 | 7.2591 | 30
2023-05-07 22:00 | 22:00 | 7.0395 | 30
2023-05-07 22:30 | 22:30 | 6.5856 | 30
2023-05-07 23:00 | 23:00 | 6.2813 | 30
2023-05-07 23:30 | 23:30 | 5.9157 | 30
2023-05-08 | 0:00 | 5.4477 | 30
2023-05-08 00:30 | 0:30 | 5.3254 | 30
2023-05-08 01:00 | 1:00 | 5.1482 | 30
2023-05-08 01:30 | 1:30 | 5.0852 | 30
2023-05-08 02:00 | 2:00 | 5.0421 | 30
2023-05-08 02:30 | 2:30 | 4.9991 | 30
2023-05-08 03:00 | 3:00 | 5.0764 | 30
2023-05-08 03:30 | 3:30 | 5.1243 | 30
2023-05-08 04:00 | 4:00 | 5.3772 | 30
2023-05-08 04:30 | 4:30 | 6.0959 | 30
2023-05-08 05:00 | 5:00 | 6.4743 | 30
2023-05-08 05:30 | 5:30 | 7.0325 | 30
2023-05-08 06:00 | 6:00 | 7.8319 | 30
2023-05-08 06:30 | 6:30 | 8.1489 | 30
2023-05-08 07:00 | 7:00 | 7.422 | 30
2023-05-08 07:30 | 7:30 | 5.9578 | 30
2023-05-08 08:00 | 8:00 | 3.8165 | 30
2023-05-08 08:30 | 8:30 | 1.9382 | 30
2023-05-08 09:00 | 9:00 | 1.3573 | 30
2023-05-08 09:30 | 9:30 | 2.2439 | 30
2023-05-08 10:00 | 10:00 | 3.2756 | 30
2023-05-08 10:30 | 10:30 | 3.7332 | 30
2023-05-08 11:00 | 11:00 | 4.056 | 30
2023-05-08 11:30 | 11:30 | 4.4256 | 30
2023-05-08 12:00 | 12:00 | 4.1372 | 30
2023-05-08 12:30 | 12:30 | 3.92 | 30
2023-05-08 13:00 | 13:00 | 3.4379 | 30
2023-05-08 13:30 | 13:30 | 2.8091 | 30
2023-05-08 14:00 | 14:00 | 1.9614 | 30
2023-05-08 14:30 | 14:30 | 1.3683 | 30
2023-05-08 15:00 | 15:00 | 2.3125 | 30
2023-05-08 15:30 | 15:30 | 4.0515 | 30
2023-05-08 16:00 | 16:00 | 6.1128 | 30
2023-05-08 16:30 | 16:30 | 8.1273 | 30
2023-05-08 17:00 | 17:00 | 10.0364 | 30
2023-05-08 17:30 | 17:30 | 11.5792 | 30
2023-05-08 18:00 | 18:00 | 11.7383 | 30
2023-05-08 18:30 | 18:30 | 11.6868 | 30
2023-05-08 19:00 | 19:00 | 11.3214 | 30
2023-05-08 19:30 | 19:30 | 10.8791 | 30
2023-05-08 20:00 | 20:00 | 10.4842 | 30
2023-05-08 20:30 | 20:30 | 9.7934 | 30
2023-05-08 21:00 | 21:00 | 9.28 | 30
2023-05-08 21:30 | 21:30 | 8.6537 | 30
2023-05-08 22:00 | 22:00 | 8.1768 | 30
2023-05-08 22:30 | 22:30 | 7.6017 | 30
2023-05-08 23:00 | 23:00 | 7.1642 | 30
2023-05-08 23:30 | 23:30 | 6.7147 | 30
2023-05-09 | 0:00 | 6.4119 | 30
2023-05-09 00:30 | 0:30 | 6.0986 | 30
2023-05-09 01:00 | 1:00 | 6.1234 | 30
2023-05-09 01:30 | 1:30 | 6.2104 | 30
2023-05-09 02:00 | 2:00 | 6.2687 | 30
2023-05-09 02:30 | 2:30 | 6.2696 | 30
2023-05-09 03:00 | 3:00 | 6.2713 | 30
2023-05-09 03:30 | 3:30 | 6.4767 | 30
2023-05-09 04:00 | 4:00 | 6.825 | 30
2023-05-09 04:30 | 4:30 | 7.3472 | 30
2023-05-09 05:00 | 5:00 | 8.2086 | 30
2023-05-09 05:30 | 5:30 | 9.1108 | 30
2023-05-09 06:00 | 6:00 | 10.3603 | 30
2023-05-09 06:30 | 6:30 | 10.8963 | 30
2023-05-09 07:00 | 7:00 | 10.2935 | 30
2023-05-09 07:30 | 7:30 | 8.7238 | 30
2023-05-09 08:00 | 8:00 | 6.0315 | 30
2023-05-09 08:30 | 8:30 | 3.4968 | 30
2023-05-09 09:00 | 9:00 | 1.6505 | 30
2023-05-09 09:30 | 9:30 | 1.6093 | 30
2023-05-09 10:00 | 10:00 | 2.6159 | 30
2023-05-09 10:30 | 10:30 | 3.3011 | 30
2023-05-09 11:00 | 11:00 | 3.8248 | 30
2023-05-09 11:30 | 11:30 | 4.0821 | 30
2023-05-09 12:00 | 12:00 | 3.8619 | 30
2023-05-09 12:30 | 12:30 | 3.5432 | 30
2023-05-09 13:00 | 13:00 | 3.0978 | 30
2023-05-09 13:30 | 13:30 | 2.5739 | 30
2023-05-09 14:00 | 14:00 | 1.6522 | 30
2023-05-09 14:30 | 14:30 | 1.4534 | 30
2023-05-09 15:00 | 15:00 | 2.5687 | 30
2023-05-09 15:30 | 15:30 | 4.3479 | 30
2023-05-09 16:00 | 16:00 | 6.2737 | 30
2023-05-09 16:30 | 16:30 | 8.1452 | 30
2023-05-09 17:00 | 17:00 | 9.793 | 30
2023-05-09 17:30 | 17:30 | 11.1866 | 30
2023-05-09 18:00 | 18:00 | 11.762 | 30
2023-05-09 18:30 | 18:30 | 11.812 | 30
2023-05-09 19:00 | 19:00 | 11.5813 | 30
2023-05-09 19:30 | 19:30 | 11.0915 | 30
2023-05-09 20:00 | 20:00 | 10.7036 | 30
2023-05-09 20:30 | 20:30 | 10.1372 | 30
2023-05-09 21:00 | 21:00 | 9.2671 | 30
2023-05-09 21:30 | 21:30 | 8.5835 | 30
2023-05-09 22:00 | 22:00 | 8.1995 | 30
2023-05-09 22:30 | 22:30 | 7.7605 | 30
2023-05-09 23:00 | 23:00 | 7.3264 | 30
2023-05-09 23:30 | 23:30 | 6.6866 | 30
2023-05-10 | 0:00 | 6.2116 | 30
2023-05-10 00:30 | 0:30 | 5.8865 | 30
2023-05-10 01:00 | 1:00 | 5.7579 | 30
2023-05-10 01:30 | 1:30 | 5.6874 | 30
2023-05-10 02:00 | 2:00 | 5.6238 | 30
2023-05-10 02:30 | 2:30 | 5.6234 | 30
2023-05-10 03:00 | 3:00 | 5.6317 | 30
2023-05-10 03:30 | 3:30 | 5.937 | 30
2023-05-10 04:00 | 4:00 | 6.381 | 30
2023-05-10 04:30 | 4:30 | 6.8914 | 30
2023-05-10 05:00 | 5:00 | 7.536 | 30
2023-05-10 05:30 | 5:30 | 8.2363 | 30
2023-05-10 06:00 | 6:00 | 9.1617 | 30
2023-05-10 06:30 | 6:30 | 9.7076 | 30
2023-05-10 07:00 | 7:00 | 8.7915 | 30
2023-05-10 07:30 | 7:30 | 7.0275 | 30
2023-05-10 08:00 | 8:00 | 4.5021 | 30
2023-05-10 08:30 | 8:30 | 2.4542 | 30
2023-05-10 09:00 | 9:00 | 1.3397 | 30
2023-05-10 09:30 | 9:30 | 1.747 | 30
2023-05-10 10:00 | 10:00 | 2.7812 | 30
2023-05-10 10:30 | 10:30 | 3.2801 | 30
2023-05-10 11:00 | 11:00 | 3.4556 | 30
2023-05-10 11:30 | 11:30 | 1.861 | 30
2023-05-10 12:00 | 12:00 | 1.3816 | 30
2023-05-10 12:30 | 12:30 | 1.7144 | 30
2023-05-10 13:00 | 13:00 | 1.3667 | 30
2023-05-10 13:30 | 13:30 | 2.2925 | 30
2023-05-10 14:00 | 14:00 | 1.5143 | 30
2023-05-10 14:30 | 14:30 | 3.1793 | 30
2023-05-10 15:00 | 15:00 | 4.6463 | 30
2023-05-10 15:30 | 15:30 | 5.3466 | 30
2023-05-10 16:00 | 16:00 | 7.3044 | 30
2023-05-10 16:30 | 16:30 | 8.5209 | 30
2023-05-10 17:00 | 17:00 | 9.8074 | 30
2023-05-10 17:30 | 17:30 | 11.2208 | 30
2023-05-10 18:00 | 18:00 | 11.6321 | 30
2023-05-10 18:30 | 18:30 | 11.5667 | 30
2023-05-10 19:00 | 19:00 | 11.2248 | 30
2023-05-10 19:30 | 19:30 | 10.8345 | 30
2023-05-10 20:00 | 20:00 | 10.2771 | 30
2023-05-10 20:30 | 20:30 | 9.2566 | 30
2023-05-10 21:00 | 21:00 | 8.6412 | 30
2023-05-10 21:30 | 21:30 | 7.7952 | 30
2023-05-10 22:00 | 22:00 | 7.5561 | 30
2023-05-10 22:30 | 22:30 | 7.0126 | 30
2023-05-10 23:00 | 23:00 | 6.5664 | 30
2023-05-10 23:30 | 23:30 | 6.1379 | 30
2023-05-11 | 0:00 | 5.7544 | 30
2023-05-11 00:30 | 0:30 | 5.4999 | 30
2023-05-11 01:00 | 1:00 | 5.2394 | 30
2023-05-11 01:30 | 1:30 | 5.1303 | 30
2023-05-11 02:00 | 2:00 | 5.1185 | 30
2023-05-11 02:30 | 2:30 | 5.1654 | 30
2023-05-11 03:00 | 3:00 | 5.2059 | 30
2023-05-11 03:30 | 3:30 | 5.2771 | 30
2023-05-11 04:00 | 4:00 | 5.6992 | 30
2023-05-11 04:30 | 4:30 | 6.064 | 30
2023-05-11 05:00 | 5:00 | 6.5935 | 30
2023-05-11 05:30 | 5:30 | 7.2079 | 30
2023-05-11 06:00 | 6:00 | 7.7829 | 30
2023-05-11 06:30 | 6:30 | 7.9164 | 30
2023-05-11 07:00 | 7:00 | 7.1359 | 30
2023-05-11 07:30 | 7:30 | 5.651 | 30
2023-05-11 08:00 | 8:00 | 3.6833 | 30
2023-05-11 08:30 | 8:30 | 1.9885 | 30
2023-05-11 09:00 | 9:00 | 1.2887 | 30
2023-05-11 09:30 | 9:30 | 1.891 | 30
2023-05-11 10:00 | 10:00 | 2.473 | 30
2023-05-11 10:30 | 10:30 | 2.194 | 30
2023-05-11 11:00 | 11:00 | 2.0196 | 30
2023-05-11 11:30 | 11:30 | 1.8014 | 30
2023-05-11 12:00 | 12:00 | 1.7622 | 30
2023-05-11 12:30 | 12:30 | 1.8361 | 30
2023-05-11 13:00 | 13:00 | 2.4019 | 30
2023-05-11 13:30 | 13:30 | 3.7741 | 30
2023-05-11 14:00 | 14:00 | 2.4667 | 30
2023-05-11 14:30 | 14:30 | 1.8444 | 30
2023-05-11 15:00 | 15:00 | 2.9442 | 30
2023-05-11 15:30 | 15:30 | 4.404 | 30
2023-05-11 16:00 | 16:00 | 6.3665 | 30
2023-05-11 16:30 | 16:30 | 7.7736 | 30
2023-05-11 17:00 | 17:00 | 9.4523 | 30
2023-05-11 17:30 | 17:30 | 10.7692 | 30
2023-05-11 18:00 | 18:00 | 11.1358 | 30
2023-05-11 18:30 | 18:30 | 10.8926 | 30
2023-05-11 19:00 | 19:00 | 10.4901 | 30
2023-05-11 19:30 | 19:30 | 10.3412 | 30
2023-05-11 20:00 | 20:00 | 9.5975 | 30
2023-05-11 20:30 | 20:30 | 9.112 | 30
2023-05-11 21:00 | 21:00 | 8.7221 | 30
2023-05-11 21:30 | 21:30 | 8.1864 | 30
2023-05-11 22:00 | 22:00 | 7.8637 | 30
2023-05-11 22:30 | 22:30 | 7.414 | 30
2023-05-11 23:00 | 23:00 | 6.918 | 30
2023-05-11 23:30 | 23:30 | 6.3731 | 30
2023-05-12 | 0:00 | 5.9431 | 30
2023-05-12 00:30 | 0:30 | 5.6973 | 30
2023-05-12 01:00 | 1:00 | 5.4567 | 30
2023-05-12 01:30 | 1:30 | 5.3964 | 30
2023-05-12 02:00 | 2:00 | 5.2638 | 30
2023-05-12 02:30 | 2:30 | 5.1022 | 30
2023-05-12 03:00 | 3:00 | 5.1373 | 30
2023-05-12 03:30 | 3:30 | 5.3466 | 30
2023-05-12 04:00 | 4:00 | 5.6053 | 30
2023-05-12 04:30 | 4:30 | 5.697 | 30
2023-05-12 05:00 | 5:00 | 6.0772 | 30
2023-05-12 05:30 | 5:30 | 6.6745 | 30
2023-05-12 06:00 | 6:00 | 7.2389 | 30
2023-05-12 06:30 | 6:30 | 7.9407 | 30
2023-05-12 07:00 | 7:00 | 7.5975 | 30
2023-05-12 07:30 | 7:30 | 5.7183 | 30
2023-05-12 08:00 | 8:00 | 3.7854 | 30
2023-05-12 08:30 | 8:30 | 2.0855 | 30
2023-05-12 09:00 | 9:00 | 1.1909 | 30
2023-05-12 09:30 | 9:30 | 3.31 | 30
2023-05-12 10:00 | 10:00 | 2.5781 | 30
2023-05-12 10:30 | 10:30 | 1.3529 | 30
2023-05-12 11:00 | 11:00 | 1.4347 | 30
2023-05-12 11:30 | 11:30 | 1.9892 | 30
2023-05-12 12:00 | 12:00 | 1.1069 | 30
2023-05-12 12:30 | 12:30 | 1.7752 | 30
2023-05-12 13:00 | 13:00 | 1.8101 | 30
2023-05-12 13:30 | 13:30 | 1.7808 | 30
2023-05-12 14:00 | 14:00 | 1.4706 | 30
2023-05-12 14:30 | 14:30 | 1.4837 | 30
2023-05-12 15:00 | 15:00 | 2.8549 | 30
2023-05-12 15:30 | 15:30 | 4.3303 | 30
2023-05-12 16:00 | 16:00 | 6.2578 | 30
2023-05-12 16:30 | 16:30 | 7.7565 | 30
2023-05-12 17:00 | 17:00 | 8.9196 | 30
2023-05-12 17:30 | 17:30 | 9.7951 | 30
2023-05-12 18:00 | 18:00 | 9.9339 | 30
2023-05-12 18:30 | 18:30 | 9.5686 | 30
2023-05-12 19:00 | 19:00 | 9.5407 | 30
2023-05-12 19:30 | 19:30 | 9.375 | 30
2023-05-12 20:00 | 20:00 | 8.9016 | 30
2023-05-12 20:30 | 20:30 | 8.555 | 30
2023-05-12 21:00 | 21:00 | 8.0428 | 30
2023-05-12 21:30 | 21:30 | 8.1749 | 30
2023-05-12 22:00 | 22:00 | 8.1502 | 30
2023-05-12 22:30 | 22:30 | 7.7873 | 30
2023-05-12 23:00 | 23:00 | 7.4354 | 30
2023-05-12 23:30 | 23:30 | 6.9372 | 30
2023-05-13 | 0:00 | 5.9186 | 30
2023-05-13 00:30 | 0:30 | 5.6335 | 30
2023-05-13 01:00 | 1:00 | 5.5681 | 30
2023-05-13 01:30 | 1:30 | 5.4734 | 30
2023-05-13 02:00 | 2:00 | 5.3676 | 30
2023-05-13 02:30 | 2:30 | 5.2692 | 30
2023-05-13 03:00 | 3:00 | 5.2626 | 30
2023-05-13 03:30 | 3:30 | 5.2511 | 30
2023-05-13 04:00 | 4:00 | 5.3223 | 30
2023-05-13 04:30 | 4:30 | 5.1859 | 30
2023-05-13 05:00 | 5:00 | 5.3098 | 30
2023-05-13 05:30 | 5:30 | 5.6186 | 30
2023-05-13 06:00 | 6:00 | 5.9712 | 30
2023-05-13 06:30 | 6:30 | 6.2574 | 30
2023-05-13 07:00 | 7:00 | 5.6927 | 30
2023-05-13 07:30 | 7:30 | 4.8535 | 30
2023-05-13 08:00 | 8:00 | 3.7392 | 30
2023-05-13 08:30 | 8:30 | 2.497 | 30
2023-05-13 09:00 | 9:00 | 1.4034 | 30
2023-05-13 09:30 | 9:30 | 2.2272 | 30
2023-05-13 10:00 | 10:00 | 1.8352 | 30
2023-05-13 10:30 | 10:30 | 1.3071 | 30
2023-05-13 11:00 | 11:00 | 1.4797 | 30
2023-05-13 11:30 | 11:30 | 2.3158 | 30
2023-05-13 12:00 | 12:00 | 1.9225 | 30
2023-05-13 12:30 | 12:30 | 2.2253 | 30
2023-05-13 13:00 | 13:00 | 2.0046 | 30
2023-05-13 13:30 | 13:30 | 1.4809 | 30
2023-05-13 14:00 | 14:00 | 1.1723 | 30
2023-05-13 14:30 | 14:30 | 1.8893 | 30
2023-05-13 15:00 | 15:00 | 3.2935 | 30
2023-05-13 15:30 | 15:30 | 4.7311 | 30
2023-05-13 16:00 | 16:00 | 6.3746 | 30
2023-05-13 16:30 | 16:30 | 8.1034 | 30
2023-05-13 17:00 | 17:00 | 9.1748 | 30
2023-05-13 17:30 | 17:30 | 10.0559 | 30
2023-05-13 18:00 | 18:00 | 10.2759 | 30
2023-05-13 18:30 | 18:30 | 9.8633 | 30
2023-05-13 19:00 | 19:00 | 9.6663 | 30
2023-05-13 19:30 | 19:30 | 9.1909 | 30
2023-05-13 20:00 | 20:00 | 8.8147 | 30
2023-05-13 20:30 | 20:30 | 8.3535 | 30
2023-05-13 21:00 | 21:00 | 8.0595 | 30
2023-05-13 21:30 | 21:30 | 7.6845 | 30
2023-05-13 22:00 | 22:00 | 7.5443 | 30
2023-05-13 22:30 | 22:30 | 7.1464 | 30
2023-05-13 23:00 | 23:00 | 6.8541 | 30
2023-05-13 23:30 | 23:30 | 6.3774 | 30
2023-05-14 | 0:00 | 5.8945 | 30
2023-05-14 00:30 | 0:30 | 5.6363 | 30
2023-05-14 01:00 | 1:00 | 5.3594 | 30
2023-05-14 01:30 | 1:30 | 5.1846 | 30
2023-05-14 02:00 | 2:00 | 5.0642 | 30
2023-05-14 02:30 | 2:30 | 5.0292 | 30
2023-05-14 03:00 | 3:00 | 4.9431 | 30
2023-05-14 03:30 | 3:30 | 4.9369 | 30
2023-05-14 04:00 | 4:00 | 5.0114 | 30
2023-05-14 04:30 | 4:30 | 5.1692 | 30
2023-05-14 05:00 | 5:00 | 5.3202 | 30
2023-05-14 05:30 | 5:30 | 5.5608 | 30
2023-05-14 06:00 | 6:00 | 5.6618 | 30
2023-05-14 06:30 | 6:30 | 5.9768 | 30
2023-05-14 07:00 | 7:00 | 6.4842 | 30
2023-05-14 07:30 | 7:30 | 4.9139 | 30
2023-05-14 08:00 | 8:00 | 5.4897 | 30
2023-05-14 08:30 | 8:30 | 6.4468 | 30
2023-05-14 09:00 | 9:00 | 4.4842 | 30
2023-05-14 09:30 | 9:30 | 2.3109 | 30
2023-05-14 10:00 | 10:00 | 2.3117 | 30
2023-05-14 10:30 | 10:30 | 3.8662 | 30
2023-05-14 11:00 | 11:00 | 4.9552 | 30
2023-05-14 11:30 | 11:30 | 5.8661 | 30
2023-05-14 12:00 | 12:00 | 6.9192 | 30
2023-05-14 12:30 | 12:30 | 7.0235 | 30
2023-05-14 13:00 | 13:00 | 7.9016 | 30
2023-05-14 13:30 | 13:30 | 7.6795 | 30
2023-05-14 14:00 | 14:00 | 6.0982 | 30
2023-05-14 14:30 | 14:30 | 7.2032 | 30
2023-05-14 15:00 | 15:00 | 7.9658 | 30
2023-05-14 15:30 | 15:30 | 8.217 | 30
2023-05-14 16:00 | 16:00 | 7.4346 | 30
2023-05-14 16:30 | 16:30 | 8.3055 | 30
2023-05-14 17:00 | 17:00 | 10.9099 | 30
2023-05-14 17:30 | 17:30 | 11.4348 | 30
2023-05-14 18:00 | 18:00 | 11.291 | 30
2023-05-14 18:30 | 18:30 | 11.2614 | 30
2023-05-14 19:00 | 19:00 | 10.6774 | 30
2023-05-14 19:30 | 19:30 | 10.1503 | 30
2023-05-14 20:00 | 20:00 | 9.583 | 30
2023-05-14 20:30 | 20:30 | 9.0483 | 30
2023-05-14 21:00 | 21:00 | 8.5253 | 30
2023-05-14 21:30 | 21:30 | 7.9217 | 30
2023-05-14 22:00 | 22:00 | 7.4995 | 30
2023-05-14 22:30 | 22:30 | 6.7987 | 30
2023-05-14 23:00 | 23:00 | 6.407 | 30
2023-05-14 23:30 | 23:30 | 6.1864 | 30
2023-05-15 | 0:00 | 5.8416 | 30
2023-05-15 00:30 | 0:30 | 5.6009 | 30
2023-05-15 01:00 | 1:00 | 5.497 | 30
2023-05-15 01:30 | 1:30 | 5.3228 | 30
2023-05-15 02:00 | 2:00 | 5.2179 | 30
2023-05-15 02:30 | 2:30 | 5.143 | 30
2023-05-15 03:00 | 3:00 | 5.1155 | 30
2023-05-15 03:30 | 3:30 | 5.2428 | 30
2023-05-15 04:00 | 4:00 | 5.4497 | 30
2023-05-15 04:30 | 4:30 | 5.6757 | 30
2023-05-15 05:00 | 5:00 | 5.9411 | 30
2023-05-15 05:30 | 5:30 | 6.3439 | 30
2023-05-15 06:00 | 6:00 | 6.8461 | 30
2023-05-15 06:30 | 6:30 | 7.2029 | 30
2023-05-15 07:00 | 7:00 | 7.0914 | 30
2023-05-15 07:30 | 7:30 | 7.3645 | 30
2023-05-15 08:00 | 8:00 | 6.8563 | 30
2023-05-15 08:30 | 8:30 | 5.6219 | 30
2023-05-15 09:00 | 9:00 | 3.8864 | 30
2023-05-15 09:30 | 9:30 | 1.4842 | 30
2023-05-15 10:00 | 10:00 | 1.3871 | 30
2023-05-15 10:30 | 10:30 | 1.4812 | 30
2023-05-15 11:00 | 11:00 | 3.1948 | 30
2023-05-15 11:30 | 11:30 | 3.5909 | 30
2023-05-15 12:00 | 12:00 | 3.4787 | 30
2023-05-15 12:30 | 12:30 | 3.5395 | 30
2023-05-15 13:00 | 13:00 | 2.9782 | 30
2023-05-15 13:30 | 13:30 | 4.939 | 30
2023-05-15 14:00 | 14:00 | 4.412 | 30
2023-05-15 14:30 | 14:30 | 4.8378 | 30
2023-05-15 15:00 | 15:00 | 5.5502 | 30
2023-05-15 15:30 | 15:30 | 6.706 | 30
2023-05-15 16:00 | 16:00 | 8.0956 | 30
2023-05-15 16:30 | 16:30 | 9.6877 | 30
2023-05-15 17:00 | 17:00 | 11.0887 | 30
2023-05-15 17:30 | 17:30 | 11.7021 | 30
2023-05-15 18:00 | 18:00 | 11.4175 | 30
2023-05-15 18:30 | 18:30 | 11.1906 | 30
2023-05-15 19:00 | 19:00 | 10.7767 | 30
2023-05-15 19:30 | 19:30 | 10.2399 | 30
2023-05-15 20:00 | 20:00 | 9.5865 | 30
2023-05-15 20:30 | 20:30 | 8.9223 | 30
2023-05-15 21:00 | 21:00 | 8.5098 | 30
2023-05-15 21:30 | 21:30 | 7.9642 | 30
2023-05-15 22:00 | 22:00 | 7.5664 | 30
2023-05-15 22:30 | 22:30 | 7.0838 | 30
2023-05-15 23:00 | 23:00 | 6.7594 | 30
2023-05-15 23:30 | 23:30 | 6.2655 | 30
2023-05-16 | 0:00 | 5.8097 | 30
2023-05-16 00:30 | 0:30 | 5.3859 | 30
2023-05-16 01:00 | 1:00 | 5.2093 | 30
2023-05-16 01:30 | 1:30 | 5.0815 | 30
2023-05-16 02:00 | 2:00 | 5.0161 | 30
2023-05-16 02:30 | 2:30 | 4.8714 | 30
2023-05-16 03:00 | 3:00 | 4.8754 | 30
2023-05-16 03:30 | 3:30 | 5.1119 | 30
2023-05-16 04:00 | 4:00 | 5.4666 | 30
2023-05-16 04:30 | 4:30 | 5.6061 | 30
2023-05-16 05:00 | 5:00 | 5.8555 | 30
2023-05-16 05:30 | 5:30 | 6.1852 | 30
2023-05-16 06:00 | 6:00 | 6.8016 | 30
2023-05-16 06:30 | 6:30 | 7.2574 | 30
2023-05-16 07:00 | 7:00 | 7.5268 | 30
2023-05-16 07:30 | 7:30 | 7.3803 | 30
2023-05-16 08:00 | 8:00 | 6.4461 | 30
2023-05-16 08:30 | 8:30 | 6.0457 | 30
2023-05-16 09:00 | 9:00 | 5.7719 | 30
2023-05-16 09:30 | 9:30 | 4.4487 | 30
2023-05-16 10:00 | 10:00 | 5.3469 | 30
2023-05-16 10:30 | 10:30 | 4.5909 | 30
2023-05-16 11:00 | 11:00 | 4.8844 | 30
2023-05-16 11:30 | 11:30 | 5.0664 | 30
2023-05-16 12:00 | 12:00 | 4.6537 | 30
2023-05-16 12:30 | 12:30 | 4.3448 | 30
2023-05-16 13:00 | 13:00 | 5.3184 | 30
2023-05-16 13:30 | 13:30 | 5.7542 | 30
2023-05-16 14:00 | 14:00 | 6.5309 | 30
2023-05-16 14:30 | 14:30 | 6.3997 | 30
2023-05-16 15:00 | 15:00 | 5.1147 | 30
2023-05-16 15:30 | 15:30 | 6.7314 | 30
2023-05-16 16:00 | 16:00 | 7.5569 | 30
2023-05-16 16:30 | 16:30 | 8.8382 | 30
2023-05-16 17:00 | 17:00 | 10.9599 | 30
2023-05-16 17:30 | 17:30 | 12.1221 | 30
2023-05-16 18:00 | 18:00 | 12.2442 | 30
2023-05-16 18:30 | 18:30 | 11.8762 | 30
2023-05-16 19:00 | 19:00 | 11.4791 | 30
2023-05-16 19:30 | 19:30 | 10.798 | 30
2023-05-16 20:00 | 20:00 | 10.0428 | 30
2023-05-16 20:30 | 20:30 | 9.5295 | 30
2023-05-16 21:00 | 21:00 | 9.1183 | 30
2023-05-16 21:30 | 21:30 | 8.4626 | 30
2023-05-16 22:00 | 22:00 | 8.0599 | 30
2023-05-16 22:30 | 22:30 | 7.4232 | 30
2023-05-16 23:00 | 23:00 | 6.8753 | 30
2023-05-16 23:30 | 23:30 | 6.492 | 30
2023-05-17 | 0:00 | 5.9871 | 30
2023-05-17 00:30 | 0:30 | 5.6514 | 30
2023-05-17 01:00 | 1:00 | 5.5012 | 30
2023-05-17 01:30 | 1:30 | 5.3919 | 30
2023-05-17 02:00 | 2:00 | 5.6053 | 30
2023-05-17 02:30 | 2:30 | 5.4734 | 30
2023-05-17 03:00 | 3:00 | 5.5527 | 30
2023-05-17 03:30 | 3:30 | 5.6942 | 30
2023-05-17 04:00 | 4:00 | 5.9098 | 30
2023-05-17 04:30 | 4:30 | 6.3159 | 30
2023-05-17 05:00 | 5:00 | 6.7836 | 30
2023-05-17 05:30 | 5:30 | 7.368 | 30
2023-05-17 06:00 | 6:00 | 8.1697 | 30
2023-05-17 06:30 | 6:30 | 8.6406 | 30
2023-05-17 07:00 | 7:00 | 7.8093 | 30
2023-05-17 07:30 | 7:30 | 6.2381 | 30
2023-05-17 08:00 | 8:00 | 4.2693 | 30
2023-05-17 08:30 | 8:30 | 2.3972 | 30
2023-05-17 09:00 | 9:00 | 1.3423 | 30
2023-05-17 09:30 | 9:30 | 1.5817 | 30
2023-05-17 10:00 | 10:00 | 2.3312 | 30
2023-05-17 10:30 | 10:30 | 2.9168 | 30
2023-05-17 11:00 | 11:00 | 3.0924 | 30
2023-05-17 11:30 | 11:30 | 2.8288 | 30
2023-05-17 12:00 | 12:00 | 2.7256 | 30
2023-05-17 12:30 | 12:30 | 1.5081 | 30
2023-05-17 13:00 | 13:00 | 1.6524 | 30
2023-05-17 13:30 | 13:30 | 1.3691 | 30
2023-05-17 14:00 | 14:00 | 1.4548 | 30
2023-05-17 14:30 | 14:30 | 2.794 | 30
2023-05-17 15:00 | 15:00 | 3.5088 | 30
2023-05-17 15:30 | 15:30 | 4.7547 | 30
2023-05-17 16:00 | 16:00 | 6.6294 | 30
2023-05-17 16:30 | 16:30 | 8.3595 | 30
2023-05-17 17:00 | 17:00 | 9.9208 | 30
2023-05-17 17:30 | 17:30 | 11.2206 | 30
2023-05-17 18:00 | 18:00 | 11.2998 | 30
2023-05-17 18:30 | 18:30 | 11.0747 | 30
2023-05-17 19:00 | 19:00 | 10.8075 | 30
2023-05-17 19:30 | 19:30 | 10.5179 | 30
2023-05-17 20:00 | 20:00 | 10.0409 | 30
2023-05-17 20:30 | 20:30 | 9.4244 | 30
2023-05-17 21:00 | 21:00 | 8.9089 | 30
2023-05-17 21:30 | 21:30 | 8.2623 | 30
2023-05-17 22:00 | 22:00 | 8.1269 | 30
2023-05-17 22:30 | 22:30 | 7.665 | 30
2023-05-17 23:00 | 23:00 | 7.1577 | 30
2023-05-17 23:30 | 23:30 | 6.6394 | 30
2023-05-18 | 0:00 | 5.9332 | 30
2023-05-18 00:30 | 0:30 | 5.6992 | 30
2023-05-18 01:00 | 1:00 | 5.5115 | 30
2023-05-18 01:30 | 1:30 | 5.4825 | 30
2023-05-18 02:00 | 2:00 | 5.4318 | 30
2023-05-18 02:30 | 2:30 | 5.3338 | 30
2023-05-18 03:00 | 3:00 | 5.4276 | 30
2023-05-18 03:30 | 3:30 | 5.5391 | 30
2023-05-18 04:00 | 4:00 | 5.75 | 30
2023-05-18 04:30 | 4:30 | 6.2427 | 30
2023-05-18 05:00 | 5:00 | 6.6575 | 30
2023-05-18 05:30 | 5:30 | 7.4001 | 30
2023-05-18 06:00 | 6:00 | 8.4497 | 30
2023-05-18 06:30 | 6:30 | 9.0252 | 30
2023-05-18 07:00 | 7:00 | 8.295 | 30
2023-05-18 07:30 | 7:30 | 6.5814 | 30
2023-05-18 08:00 | 8:00 | 4.3252 | 30
2023-05-18 08:30 | 8:30 | 2.4616 | 30
2023-05-18 09:00 | 9:00 | 1.4119 | 30
2023-05-18 09:30 | 9:30 | 1.7656 | 30
2023-05-18 10:00 | 10:00 | 2.6286 | 30
2023-05-18 10:30 | 10:30 | 3.1606 | 30
2023-05-18 11:00 | 11:00 | 3.5445 | 30
2023-05-18 11:30 | 11:30 | 3.5079 | 30
2023-05-18 12:00 | 12:00 | 3.2319 | 30
2023-05-18 12:30 | 12:30 | 2.5047 | 30
2023-05-18 13:00 | 13:00 | 2.1034 | 30
2023-05-18 13:30 | 13:30 | 1.6615 | 30
2023-05-18 14:00 | 14:00 | 1.4108 | 30
2023-05-18 14:30 | 14:30 | 1.494 | 30
2023-05-18 15:00 | 15:00 | 2.7511 | 30
2023-05-18 15:30 | 15:30 | 4.5085 | 30
2023-05-18 16:00 | 16:00 | 6.7252 | 30
2023-05-18 16:30 | 16:30 | 8.2448 | 30
2023-05-18 17:00 | 17:00 | 9.9017 | 30
2023-05-18 17:30 | 17:30 | 11.0997 | 30
2023-05-18 18:00 | 18:00 | 11.4072 | 30
2023-05-18 18:30 | 18:30 | 11.5821 | 30
2023-05-18 19:00 | 19:00 | 11.3831 | 30
2023-05-18 19:30 | 19:30 | 11.0239 | 30
2023-05-18 20:00 | 20:00 | 10.5733 | 30
2023-05-18 20:30 | 20:30 | 10.0697 | 30
2023-05-18 21:00 | 21:00 | 9.4898 | 30
2023-05-18 21:30 | 21:30 | 8.8744 | 30
2023-05-18 22:00 | 22:00 | 8.432 | 30
2023-05-18 22:30 | 22:30 | 7.843 | 30
2023-05-18 23:00 | 23:00 | 7.3945 | 30
2023-05-18 23:30 | 23:30 | 6.8625 | 30
2023-05-19 | 0:00 | 6.4065 | 30
2023-05-19 00:30 | 0:30 | 6.0044 | 30
2023-05-19 01:00 | 1:00 | 5.8306 | 30
2023-05-19 01:30 | 1:30 | 5.7509 | 30
2023-05-19 02:00 | 2:00 | 5.6355 | 30
2023-05-19 02:30 | 2:30 | 5.5962 | 30
2023-05-19 03:00 | 3:00 | 5.6942 | 30
2023-05-19 03:30 | 3:30 | 5.7607 | 30
2023-05-19 04:00 | 4:00 | 6.2715 | 30
2023-05-19 04:30 | 4:30 | 6.6984 | 30
2023-05-19 05:00 | 5:00 | 7.3624 | 30
2023-05-19 05:30 | 5:30 | 8.0945 | 30
2023-05-19 06:00 | 6:00 | 9.1448 | 30
2023-05-19 06:30 | 6:30 | 9.7343 | 30
2023-05-19 07:00 | 7:00 | 9.0902 | 30
2023-05-19 07:30 | 7:30 | 7.5759 | 30
2023-05-19 08:00 | 8:00 | 5.3754 | 30
2023-05-19 08:30 | 8:30 | 3.3185 | 30
2023-05-19 09:00 | 9:00 | 1.7105 | 30
2023-05-19 09:30 | 9:30 | 1.3842 | 30
2023-05-19 10:00 | 10:00 | 2.0655 | 30
2023-05-19 10:30 | 10:30 | 2.6883 | 30
2023-05-19 11:00 | 11:00 | 3.015 | 30
2023-05-19 11:30 | 11:30 | 2.6048 | 30
2023-05-19 12:00 | 12:00 | 3.0124 | 30
2023-05-19 12:30 | 12:30 | 2.8458 | 30
2023-05-19 13:00 | 13:00 | 2.7944 | 30
2023-05-19 13:30 | 13:30 | 2.2922 | 30
2023-05-19 14:00 | 14:00 | 1.5516 | 30
2023-05-19 14:30 | 14:30 | 1.5176 | 30
2023-05-19 15:00 | 15:00 | 2.6907 | 30
2023-05-19 15:30 | 15:30 | 4.4784 | 30
2023-05-19 16:00 | 16:00 | 6.3606 | 30
2023-05-19 16:30 | 16:30 | 8.2195 | 30
2023-05-19 17:00 | 17:00 | 9.9168 | 30
2023-05-19 17:30 | 17:30 | 11.2176 | 30
2023-05-19 18:00 | 18:00 | 11.5695 | 30
2023-05-19 18:30 | 18:30 | 11.4354 | 30
2023-05-19 19:00 | 19:00 | 11.3131 | 30
2023-05-19 19:30 | 19:30 | 11.131 | 30
2023-05-19 20:00 | 20:00 | 10.767 | 30
2023-05-19 20:30 | 20:30 | 10.3486 | 30
2023-05-19 21:00 | 21:00 | 9.9815 | 30
2023-05-19 21:30 | 21:30 | 9.2934 | 30
2023-05-19 22:00 | 22:00 | 8.973 | 30
2023-05-19 22:30 | 22:30 | 8.5185 | 30
2023-05-19 23:00 | 23:00 | 8.0373 | 30
2023-05-19 23:30 | 23:30 | 7.3263 | 30
2023-05-20 | 0:00 | 6.9403 | 30
2023-05-20 00:30 | 0:30 | 6.5075 | 30
2023-05-20 01:00 | 1:00 | 6.3173 | 30
2023-05-20 01:30 | 1:30 | 6.401 | 30
2023-05-20 02:00 | 2:00 | 6.6555 | 30
2023-05-20 02:30 | 2:30 | 6.5852 | 30
2023-05-20 03:00 | 3:00 | 6.6002 | 30
2023-05-20 03:30 | 3:30 | 6.7113 | 30
2023-05-20 04:00 | 4:00 | 6.8685 | 30
2023-05-20 04:30 | 4:30 | 6.9844 | 30
2023-05-20 05:00 | 5:00 | 6.7885 | 30
2023-05-20 05:30 | 5:30 | 7.2594 | 30
2023-05-20 06:00 | 6:00 | 7.8139 | 30
2023-05-20 06:30 | 6:30 | 8.3105 | 30
2023-05-20 07:00 | 7:00 | 8.0236 | 30
2023-05-20 07:30 | 7:30 | 7.2678 | 30
2023-05-20 08:00 | 8:00 | 6.6101 | 30
2023-05-20 08:30 | 8:30 | 4.7293 | 30
2023-05-20 09:00 | 9:00 | 2.7395 | 30
2023-05-20 09:30 | 9:30 | 1.2267 | 30
2023-05-20 10:00 | 10:00 | 1.4629 | 30
2023-05-20 10:30 | 10:30 | 2.0314 | 30
2023-05-20 11:00 | 11:00 | 1.7047 | 30
2023-05-20 11:30 | 11:30 | 1.5579 | 30
2023-05-20 12:00 | 12:00 | 1.3793 | 30
2023-05-20 12:30 | 12:30 | 2.4037 | 30
2023-05-20 13:00 | 13:00 | 2.4406 | 30
2023-05-20 13:30 | 13:30 | 1.6747 | 30
2023-05-20 14:00 | 14:00 | 1.4221 | 30
2023-05-20 14:30 | 14:30 | 2.7343 | 30
2023-05-20 15:00 | 15:00 | 3.1659 | 30
2023-05-20 15:30 | 15:30 | 4.8161 | 30
2023-05-20 16:00 | 16:00 | 6.728 | 30
2023-05-20 16:30 | 16:30 | 8.4103 | 30
2023-05-20 17:00 | 17:00 | 10.0023 | 30
2023-05-20 17:30 | 17:30 | 11.3302 | 30
2023-05-20 18:00 | 18:00 | 11.4182 | 30
2023-05-20 18:30 | 18:30 | 11.2711 | 30
2023-05-20 19:00 | 19:00 | 11.1864 | 30
2023-05-20 19:30 | 19:30 | 10.8961 | 30
2023-05-20 20:00 | 20:00 | 10.515 | 30
2023-05-20 20:30 | 20:30 | 10.1896 | 30
2023-05-20 21:00 | 21:00 | 9.8444 | 30
2023-05-20 21:30 | 21:30 | 9.4163 | 30
2023-05-20 22:00 | 22:00 | 9.3565 | 30
2023-05-20 22:30 | 22:30 | 8.9683 | 30
2023-05-20 23:00 | 23:00 | 8.5051 | 30
2023-05-20 23:30 | 23:30 | 7.9834 | 30
2023-05-21 | 0:00 | 7.5755 | 30
2023-05-21 00:30 | 0:30 | 7.1377 | 30
2023-05-21 01:00 | 1:00 | 6.904 | 30
2023-05-21 01:30 | 1:30 | 6.6832 | 30
2023-05-21 02:00 | 2:00 | 6.4616 | 30
2023-05-21 02:30 | 2:30 | 6.4152 | 30
2023-05-21 03:00 | 3:00 | 6.4411 | 30
2023-05-21 03:30 | 3:30 | 6.6281 | 30
2023-05-21 04:00 | 4:00 | 6.7301 | 30
2023-05-21 04:30 | 4:30 | 6.9957 | 30
2023-05-21 05:00 | 5:00 | 7.2342 | 30
2023-05-21 05:30 | 5:30 | 7.7134 | 30
2023-05-21 06:00 | 6:00 | 8.3118 | 30
2023-05-21 06:30 | 6:30 | 8.7898 | 30
2023-05-21 07:00 | 7:00 | 8.62 | 30
2023-05-21 07:30 | 7:30 | 7.6931 | 30
2023-05-21 08:00 | 8:00 | 6.3615 | 30
2023-05-21 08:30 | 8:30 | 4.7298 | 30
2023-05-21 09:00 | 9:00 | 2.8732 | 30
2023-05-21 09:30 | 9:30 | 1.5804 | 30
2023-05-21 10:00 | 10:00 | 1.4529 | 30
2023-05-21 10:30 | 10:30 | 1.9205 | 30
2023-05-21 11:00 | 11:00 | 2.5073 | 30
2023-05-21 11:30 | 11:30 | 2.8702 | 30
2023-05-21 12:00 | 12:00 | 2.7153 | 30
2023-05-21 12:30 | 12:30 | 2.4502 | 30
2023-05-21 13:00 | 13:00 | 2.0199 | 30
2023-05-21 13:30 | 13:30 | 1.5347 | 30
2023-05-21 14:00 | 14:00 | 1.4396 | 30
2023-05-21 14:30 | 14:30 | 2.1898 | 30
2023-05-21 15:00 | 15:00 | 3.5941 | 30
2023-05-21 15:30 | 15:30 | 5.5263 | 30
2023-05-21 16:00 | 16:00 | 7.764 | 30
2023-05-21 16:30 | 16:30 | 9.8489 | 30
2023-05-21 17:00 | 17:00 | 11.6762 | 30
2023-05-21 17:30 | 17:30 | 12.8577 | 30
2023-05-21 18:00 | 18:00 | 12.8621 | 30
2023-05-21 18:30 | 18:30 | 12.5786 | 30
2023-05-21 19:00 | 19:00 | 11.9858 | 30
2023-05-21 19:30 | 19:30 | 11.6414 | 30
2023-05-21 20:00 | 20:00 | 11.2531 | 30
2023-05-21 20:30 | 20:30 | 10.6756 | 30
2023-05-21 21:00 | 21:00 | 10.1189 | 30
2023-05-21 21:30 | 21:30 | 9.3619 | 30
2023-05-21 22:00 | 22:00 | 8.9311 | 30
2023-05-21 22:30 | 22:30 | 8.308 | 30
2023-05-21 23:00 | 23:00 | 7.8704 | 30
2023-05-21 23:30 | 23:30 | 7.434 | 30
2023-05-22 | 0:00 | 6.9333 | 30
2023-05-22 00:30 | 0:30 | 6.7045 | 30
2023-05-22 01:00 | 1:00 | 6.4825 | 30
2023-05-22 01:30 | 1:30 | 6.4258 | 30
2023-05-22 02:00 | 2:00 | 6.279 | 30
2023-05-22 02:30 | 2:30 | 6.3258 | 30
2023-05-22 03:00 | 3:00 | 6.2987 | 30
2023-05-22 03:30 | 3:30 | 6.5075 | 30
2023-05-22 04:00 | 4:00 | 6.9945 | 30
2023-05-22 04:30 | 4:30 | 7.4925 | 30
2023-05-22 05:00 | 5:00 | 8.4144 | 30
2023-05-22 05:30 | 5:30 | 9.0891 | 30
2023-05-22 06:00 | 6:00 | 10.1099 | 30
2023-05-22 06:30 | 6:30 | 11.0122 | 30
2023-05-22 07:00 | 7:00 | 10.6405 | 30
2023-05-22 07:30 | 7:30 | 8.8725 | 30
2023-05-22 08:00 | 8:00 | 6.2759 | 30
2023-05-22 08:30 | 8:30 | 3.7076 | 30
2023-05-22 09:00 | 9:00 | 2.0579 | 30
2023-05-22 09:30 | 9:30 | 1.5232 | 30
2023-05-22 10:00 | 10:00 | 2.0344 | 30
2023-05-22 10:30 | 10:30 | 2.5901 | 30
2023-05-22 11:00 | 11:00 | 2.9058 | 30
2023-05-22 11:30 | 11:30 | 3.0957 | 30
2023-05-22 12:00 | 12:00 | 2.843 | 30
2023-05-22 12:30 | 12:30 | 2.4492 | 30
2023-05-22 13:00 | 13:00 | 2.2539 | 30
2023-05-22 13:30 | 13:30 | 1.635 | 30
2023-05-22 14:00 | 14:00 | 1.3115 | 30
2023-05-22 14:30 | 14:30 | 1.7556 | 30
2023-05-22 15:00 | 15:00 | 3.0832 | 30
2023-05-22 15:30 | 15:30 | 4.8026 | 30
2023-05-22 16:00 | 16:00 | 6.8898 | 30
2023-05-22 16:30 | 16:30 | 8.8373 | 30
2023-05-22 17:00 | 17:00 | 10.7191 | 30
2023-05-22 17:30 | 17:30 | 12.27 | 30
2023-05-22 18:00 | 18:00 | 12.6931 | 30
2023-05-22 18:30 | 18:30 | 12.3734 | 30
2023-05-22 19:00 | 19:00 | 12.1868 | 30
2023-05-22 19:30 | 19:30 | 11.6565 | 30
2023-05-22 20:00 | 20:00 | 11.027 | 30
2023-05-22 20:30 | 20:30 | 10.4706 | 30
2023-05-22 21:00 | 21:00 | 10.1177 | 30
2023-05-22 21:30 | 21:30 | 9.1804 | 30
2023-05-22 22:00 | 22:00 | 8.6393 | 30
2023-05-22 22:30 | 22:30 | 8.1721 | 30
2023-05-22 23:00 | 23:00 | 7.8744 | 30
2023-05-22 23:30 | 23:30 | 7.3556 | 30
2023-05-23 | 0:00 | 6.7993 | 30
2023-05-23 00:30 | 0:30 | 6.5683 | 30
2023-05-23 01:00 | 1:00 | 6.4213 | 30
2023-05-23 01:30 | 1:30 | 6.2509 | 30
2023-05-23 02:00 | 2:00 | 6.1146 | 30
2023-05-23 02:30 | 2:30 | 6.0252 | 30
2023-05-23 03:00 | 3:00 | 6.3534 | 30
2023-05-23 03:30 | 3:30 | 6.5049 | 30
2023-05-23 04:00 | 4:00 | 7.0787 | 30
2023-05-23 04:30 | 4:30 | 7.8577 | 30
2023-05-23 05:00 | 5:00 | 8.7556 | 30
2023-05-23 05:30 | 5:30 | 9.4618 | 30
2023-05-23 06:00 | 6:00 | 10.7852 | 30
2023-05-23 06:30 | 6:30 | 11.6392 | 30
2023-05-23 07:00 | 7:00 | 10.9064 | 30
2023-05-23 07:30 | 7:30 | 9.0971 | 30
2023-05-23 08:00 | 8:00 | 6.6672 | 30
2023-05-23 08:30 | 8:30 | 4.0485 | 30
2023-05-23 09:00 | 9:00 | 2.2383 | 30
2023-05-23 09:30 | 9:30 | 1.3153 | 30
2023-05-23 10:00 | 10:00 | 1.7736 | 30
2023-05-23 10:30 | 10:30 | 2.4578 | 30
2023-05-23 11:00 | 11:00 | 2.8336 | 30
2023-05-23 11:30 | 11:30 | 2.8976 | 30
2023-05-23 12:00 | 12:00 | 2.8369 | 30
2023-05-23 12:30 | 12:30 | 2.5065 | 30
2023-05-23 13:00 | 13:00 | 2.2321 | 30
2023-05-23 13:30 | 13:30 | 1.9482 | 30
2023-05-23 14:00 | 14:00 | 1.4631 | 30
2023-05-23 14:30 | 14:30 | 1.7661 | 30
2023-05-23 15:00 | 15:00 | 3.0734 | 30
2023-05-23 15:30 | 15:30 | 4.8722 | 30
2023-05-23 16:00 | 16:00 | 6.8208 | 30
2023-05-23 16:30 | 16:30 | 8.6586 | 30
2023-05-23 17:00 | 17:00 | 10.4179 | 30
2023-05-23 17:30 | 17:30 | 12.0204 | 30
2023-05-23 18:00 | 18:00 | 12.3622 | 30
2023-05-23 18:30 | 18:30 | 12.2898 | 30
2023-05-23 19:00 | 19:00 | 12.0253 | 30
2023-05-23 19:30 | 19:30 | 11.5804 | 30
2023-05-23 20:00 | 20:00 | 11.1629 | 30
2023-05-23 20:30 | 20:30 | 10.5231 | 30
2023-05-23 21:00 | 21:00 | 10.0366 | 30
2023-05-23 21:30 | 21:30 | 9.2031 | 30
2023-05-23 22:00 | 22:00 | 8.6604 | 30
2023-05-23 22:30 | 22:30 | 7.8774 | 30
2023-05-23 23:00 | 23:00 | 7.3058 | 30
2023-05-23 23:30 | 23:30 | 6.8796 | 30
2023-05-24 | 0:00 | 6.4733 | 30
2023-05-24 00:30 | 0:30 | 6.2245 | 30
2023-05-24 01:00 | 1:00 | 6.0201 | 30
2023-05-24 01:30 | 1:30 | 5.9195 | 30
2023-05-24 02:00 | 2:00 | 5.7587 | 30
2023-05-24 02:30 | 2:30 | 5.849 | 30
2023-05-24 03:00 | 3:00 | 6.0218 | 30
2023-05-24 03:30 | 3:30 | 6.2648 | 30
2023-05-24 04:00 | 4:00 | 6.5697 | 30
2023-05-24 04:30 | 4:30 | 7.1987 | 30
2023-05-24 05:00 | 5:00 | 7.9868 | 30
2023-05-24 05:30 | 5:30 | 8.8086 | 30
2023-05-24 06:00 | 6:00 | 9.8391 | 30
2023-05-24 06:30 | 6:30 | 10.5341 | 30
2023-05-24 07:00 | 7:00 | 10.0185 | 30
2023-05-24 07:30 | 7:30 | 8.2159 | 30
2023-05-24 08:00 | 8:00 | 5.8423 | 30
2023-05-24 08:30 | 8:30 | 3.6006 | 30
2023-05-24 09:00 | 9:00 | 1.9448 | 30
2023-05-24 09:30 | 9:30 | 1.3572 | 30
2023-05-24 10:00 | 10:00 | 1.8512 | 30
2023-05-24 10:30 | 10:30 | 2.5038 | 30
2023-05-24 11:00 | 11:00 | 2.8666 | 30
2023-05-24 11:30 | 11:30 | 3.0711 | 30
2023-05-24 12:00 | 12:00 | 2.8882 | 30
2023-05-24 12:30 | 12:30 | 2.5967 | 30
2023-05-24 13:00 | 13:00 | 2.1945 | 30
2023-05-24 13:30 | 13:30 | 1.7683 | 30
2023-05-24 14:00 | 14:00 | 1.4062 | 30
2023-05-24 14:30 | 14:30 | 1.9118 | 30
2023-05-24 15:00 | 15:00 | 3.1427 | 30
2023-05-24 15:30 | 15:30 | 5.1366 | 30
2023-05-24 16:00 | 16:00 | 6.8924 | 30
2023-05-24 16:30 | 16:30 | 8.65 | 30
2023-05-24 17:00 | 17:00 | 10.2473 | 30
2023-05-24 17:30 | 17:30 | 11.7089 | 30
2023-05-24 18:00 | 18:00 | 11.8952 | 30
2023-05-24 18:30 | 18:30 | 11.8243 | 30
2023-05-24 19:00 | 19:00 | 11.7193 | 30
2023-05-24 19:30 | 19:30 | 11.3614 | 30
2023-05-24 20:00 | 20:00 | 10.8467 | 30
2023-05-24 20:30 | 20:30 | 10.23 | 30
2023-05-24 21:00 | 21:00 | 9.7104 | 30
2023-05-24 21:30 | 21:30 | 8.909 | 30
2023-05-24 22:00 | 22:00 | 8.6645 | 30
2023-05-24 22:30 | 22:30 | 8.0818 | 30
2023-05-24 23:00 | 23:00 | 7.6188 | 30
2023-05-24 23:30 | 23:30 | 7.1049 | 30
2023-05-25 | 0:00 | 6.707 | 30
2023-05-25 00:30 | 0:30 | 6.4146 | 30
2023-05-25 01:00 | 1:00 | 6.1983 | 30
2023-05-25 01:30 | 1:30 | 5.9581 | 30
2023-05-25 02:00 | 2:00 | 5.87 | 30
2023-05-25 02:30 | 2:30 | 5.8687 | 30
2023-05-25 03:00 | 3:00 | 5.8487 | 30
2023-05-25 03:30 | 3:30 | 6.1023 | 30
2023-05-25 04:00 | 4:00 | 6.3267 | 30
2023-05-25 04:30 | 4:30 | 6.7374 | 30
2023-05-25 05:00 | 5:00 | 7.5321 | 30
2023-05-25 05:30 | 5:30 | 8.2172 | 30
2023-05-25 06:00 | 6:00 | 9.2826 | 30
2023-05-25 06:30 | 6:30 | 10.2436 | 30
2023-05-25 07:00 | 7:00 | 9.6634 | 30
2023-05-25 07:30 | 7:30 | 8.0176 | 30
2023-05-25 08:00 | 8:00 | 5.8309 | 30
2023-05-25 08:30 | 8:30 | 3.7485 | 30
2023-05-25 09:00 | 9:00 | 2.0521 | 30
2023-05-25 09:30 | 9:30 | 1.2801 | 30
2023-05-25 10:00 | 10:00 | 1.6333 | 30
2023-05-25 10:30 | 10:30 | 2.1819 | 30
2023-05-25 11:00 | 11:00 | 2.6292 | 30
2023-05-25 11:30 | 11:30 | 2.7733 | 30
2023-05-25 12:00 | 12:00 | 2.5897 | 30
2023-05-25 12:30 | 12:30 | 2.3134 | 30
2023-05-25 13:00 | 13:00 | 2.002 | 30
2023-05-25 13:30 | 13:30 | 1.4942 | 30
2023-05-25 14:00 | 14:00 | 1.289 | 30
2023-05-25 14:30 | 14:30 | 1.8049 | 30
2023-05-25 15:00 | 15:00 | 3.1361 | 30
2023-05-25 15:30 | 15:30 | 4.8541 | 30
2023-05-25 16:00 | 16:00 | 6.652 | 30
2023-05-25 16:30 | 16:30 | 8.3703 | 30
2023-05-25 17:00 | 17:00 | 9.8654 | 30
2023-05-25 17:30 | 17:30 | 11.2919 | 30
2023-05-25 18:00 | 18:00 | 11.6262 | 30
2023-05-25 18:30 | 18:30 | 11.4122 | 30
2023-05-25 19:00 | 19:00 | 11.1983 | 30
2023-05-25 19:30 | 19:30 | 11.0119 | 30
2023-05-25 20:00 | 20:00 | 10.5656 | 30
2023-05-25 20:30 | 20:30 | 10.1833 | 30
2023-05-25 21:00 | 21:00 | 9.7384 | 30
2023-05-25 21:30 | 21:30 | 8.9315 | 30
2023-05-25 22:00 | 22:00 | 8.5325 | 30
2023-05-25 22:30 | 22:30 | 7.9068 | 30
2023-05-25 23:00 | 23:00 | 7.4663 | 30
2023-05-25 23:30 | 23:30 | 6.9491 | 30
2023-05-26 | 0:00 | 6.4678 | 30
2023-05-26 00:30 | 0:30 | 6.1204 | 30
2023-05-26 01:00 | 1:00 | 6.0246 | 30
2023-05-26 01:30 | 1:30 | 5.8829 | 30
2023-05-26 02:00 | 2:00 | 5.85 | 30
2023-05-26 02:30 | 2:30 | 5.9486 | 30
2023-05-26 03:00 | 3:00 | 5.8881 | 30
2023-05-26 03:30 | 3:30 | 6.1127 | 30
2023-05-26 04:00 | 4:00 | 6.3639 | 30
2023-05-26 04:30 | 4:30 | 6.8186 | 30
2023-05-26 05:00 | 5:00 | 7.5389 | 30
2023-05-26 05:30 | 5:30 | 8.2334 | 30
2023-05-26 06:00 | 6:00 | 9.1898 | 30
2023-05-26 06:30 | 6:30 | 9.8547 | 30
2023-05-26 07:00 | 7:00 | 9.5746 | 30
2023-05-26 07:30 | 7:30 | 8.7381 | 30
2023-05-26 08:00 | 8:00 | 6.5524 | 30
2023-05-26 08:30 | 8:30 | 4.3744 | 30
2023-05-26 09:00 | 9:00 | 2.5845 | 30
2023-05-26 09:30 | 9:30 | 1.2481 | 30
2023-05-26 10:00 | 10:00 | 1.2317 | 30
2023-05-26 10:30 | 10:30 | 2.0752 | 30
2023-05-26 11:00 | 11:00 | 2.7286 | 30
2023-05-26 11:30 | 11:30 | 2.9945 | 30
2023-05-26 12:00 | 12:00 | 2.764 | 30
2023-05-26 12:30 | 12:30 | 2.1804 | 30
2023-05-26 13:00 | 13:00 | 2.3066 | 30
2023-05-26 13:30 | 13:30 | 1.9642 | 30
2023-05-26 14:00 | 14:00 | 3.1487 | 30
2023-05-26 14:30 | 14:30 | 2.6912 | 30
2023-05-26 15:00 | 15:00 | 3.4143 | 30
2023-05-26 15:30 | 15:30 | 4.7835 | 30
2023-05-26 16:00 | 16:00 | 6.5781 | 30
2023-05-26 16:30 | 16:30 | 8.233 | 30
2023-05-26 17:00 | 17:00 | 9.5889 | 30
2023-05-26 17:30 | 17:30 | 10.7684 | 30
2023-05-26 18:00 | 18:00 | 10.978 | 30
2023-05-26 18:30 | 18:30 | 10.9513 | 30
2023-05-26 19:00 | 19:00 | 10.7665 | 30
2023-05-26 19:30 | 19:30 | 10.2229 | 30
2023-05-26 20:00 | 20:00 | 9.9272 | 30
2023-05-26 20:30 | 20:30 | 9.6727 | 30
2023-05-26 21:00 | 21:00 | 9.2826 | 30
2023-05-26 21:30 | 21:30 | 8.609 | 30
2023-05-26 22:00 | 22:00 | 8.3546 | 30
2023-05-26 22:30 | 22:30 | 7.9054 | 30
2023-05-26 23:00 | 23:00 | 7.584 | 30
2023-05-26 23:30 | 23:30 | 7.1413 | 30
2023-05-27 | 0:00 | 6.6814 | 30
2023-05-27 00:30 | 0:30 | 6.4132 | 30
2023-05-27 01:00 | 1:00 | 6.1587 | 30
2023-05-27 01:30 | 1:30 | 6.1181 | 30
2023-05-27 02:00 | 2:00 | 6.0069 | 30
2023-05-27 02:30 | 2:30 | 5.9661 | 30
2023-05-27 03:00 | 3:00 | 5.9496 | 30
2023-05-27 03:30 | 3:30 | 6.0148 | 30
2023-05-27 04:00 | 4:00 | 6.1616 | 30
2023-05-27 04:30 | 4:30 | 6.3507 | 30
2023-05-27 05:00 | 5:00 | 6.7271 | 30
2023-05-27 05:30 | 5:30 | 7.1074 | 30
2023-05-27 06:00 | 6:00 | 7.7675 | 30
2023-05-27 06:30 | 6:30 | 8.4178 | 30
2023-05-27 07:00 | 7:00 | 8.1373 | 30
2023-05-27 07:30 | 7:30 | 7.3259 | 30
2023-05-27 08:00 | 8:00 | 5.867 | 30
2023-05-27 08:30 | 8:30 | 4.309 | 30
2023-05-27 09:00 | 9:00 | 2.6491 | 30
2023-05-27 09:30 | 9:30 | 1.3642 | 30
2023-05-27 10:00 | 10:00 | 1.1622 | 30
2023-05-27 10:30 | 10:30 | 1.5106 | 30
2023-05-27 11:00 | 11:00 | 1.9977 | 30
2023-05-27 11:30 | 11:30 | 2.412 | 30
2023-05-27 12:00 | 12:00 | 1.4533 | 30
2023-05-27 12:30 | 12:30 | 1.9402 | 30
2023-05-27 13:00 | 13:00 | 1.7009 | 30
2023-05-27 13:30 | 13:30 | 1.2959 | 30
2023-05-27 14:00 | 14:00 | 1.3273 | 30
2023-05-27 14:30 | 14:30 | 2.2717 | 30
2023-05-27 15:00 | 15:00 | 3.7272 | 30
2023-05-27 15:30 | 15:30 | 5.1826 | 30
2023-05-27 16:00 | 16:00 | 6.981 | 30
2023-05-27 16:30 | 16:30 | 8.4403 | 30
2023-05-27 17:00 | 17:00 | 10.049 | 30
2023-05-27 17:30 | 17:30 | 11.03 | 30
2023-05-27 18:00 | 18:00 | 10.9733 | 30
2023-05-27 18:30 | 18:30 | 10.9139 | 30
2023-05-27 19:00 | 19:00 | 10.5505 | 30
2023-05-27 19:30 | 19:30 | 10.2984 | 30
2023-05-27 20:00 | 20:00 | 9.9012 | 30
2023-05-27 20:30 | 20:30 | 9.4545 | 30
2023-05-27 21:00 | 21:00 | 9.0798 | 30
2023-05-27 21:30 | 21:30 | 8.7239 | 30
2023-05-27 22:00 | 22:00 | 8.4521 | 30
2023-05-27 22:30 | 22:30 | 8.2499 | 30
2023-05-27 23:00 | 23:00 | 7.8597 | 30
2023-05-27 23:30 | 23:30 | 7.2744 | 30
2023-05-28 | 0:00 | 6.9235 | 30
2023-05-28 00:30 | 0:30 | 6.5873 | 30
2023-05-28 01:00 | 1:00 | 6.4093 | 30
2023-05-28 01:30 | 1:30 | 6.2198 | 30
2023-05-28 02:00 | 2:00 | 6.1047 | 30
2023-05-28 02:30 | 2:30 | 5.8966 | 30
2023-05-28 03:00 | 3:00 | 5.8914 | 30
2023-05-28 03:30 | 3:30 | 5.9326 | 30
2023-05-28 04:00 | 4:00 | 6.0122 | 30
2023-05-28 04:30 | 4:30 | 6.1867 | 30
2023-05-28 05:00 | 5:00 | 6.3377 | 30
2023-05-28 05:30 | 5:30 | 6.8296 | 30
2023-05-28 06:00 | 6:00 | 7.2762 | 30
2023-05-28 06:30 | 6:30 | 7.7426 | 30
2023-05-28 07:00 | 7:00 | 7.7428 | 30
2023-05-28 07:30 | 7:30 | 7.0128 | 30
2023-05-28 08:00 | 8:00 | 5.7833 | 30
2023-05-28 08:30 | 8:30 | 4.1884 | 30
2023-05-28 09:00 | 9:00 | 2.4852 | 30
2023-05-28 09:30 | 9:30 | 1.3566 | 30
2023-05-28 10:00 | 10:00 | 1.0418 | 30
2023-05-28 10:30 | 10:30 | 1.8198 | 30
2023-05-28 11:00 | 11:00 | 2.2734 | 30
2023-05-28 11:30 | 11:30 | 2.5249 | 30
2023-05-28 12:00 | 12:00 | 2.334 | 30
2023-05-28 12:30 | 12:30 | 2.0455 | 30
2023-05-28 13:00 | 13:00 | 1.8067 | 30
2023-05-28 13:30 | 13:30 | 1.5514 | 30
2023-05-28 14:00 | 14:00 | 1.4368 | 30
2023-05-28 14:30 | 14:30 | 2.3244 | 30
2023-05-28 15:00 | 15:00 | 3.9128 | 30
2023-05-28 15:30 | 15:30 | 5.7691 | 30
2023-05-28 16:00 | 16:00 | 7.5584 | 30
2023-05-28 16:30 | 16:30 | 9.7378 | 30
2023-05-28 17:00 | 17:00 | 11.4633 | 30
2023-05-28 17:30 | 17:30 | 12.7789 | 30
2023-05-28 18:00 | 18:00 | 12.8064 | 30
2023-05-28 18:30 | 18:30 | 12.5211 | 30
2023-05-28 19:00 | 19:00 | 12.2371 | 30
2023-05-28 19:30 | 19:30 | 11.8154 | 30
2023-05-28 20:00 | 20:00 | 11.5637 | 30
2023-05-28 20:30 | 20:30 | 10.8406 | 30
2023-05-28 21:00 | 21:00 | 10.4285 | 30
2023-05-28 21:30 | 21:30 | 9.6054 | 30
2023-05-28 22:00 | 22:00 | 9.2083 | 30
2023-05-28 22:30 | 22:30 | 8.6166 | 30
2023-05-28 23:00 | 23:00 | 8.1662 | 30
2023-05-28 23:30 | 23:30 | 7.6531 | 30
2023-05-29 | 0:00 | 7.0648 | 30
2023-05-29 00:30 | 0:30 | 6.7945 | 30
2023-05-29 01:00 | 1:00 | 6.6476 | 30
2023-05-29 01:30 | 1:30 | 6.3312 | 30
2023-05-29 02:00 | 2:00 | 6.2227 | 30
2023-05-29 02:30 | 2:30 | 6.1947 | 30
2023-05-29 03:00 | 3:00 | 6.2379 | 30
2023-05-29 03:30 | 3:30 | 6.401 | 30
2023-05-29 04:00 | 4:00 | 7.0464 | 30
2023-05-29 04:30 | 4:30 | 7.7009 | 30
2023-05-29 05:00 | 5:00 | 8.5917 | 30
2023-05-29 05:30 | 5:30 | 9.518 | 30
2023-05-29 06:00 | 6:00 | 10.6628 | 30
2023-05-29 06:30 | 6:30 | 11.8119 | 30
2023-05-29 07:00 | 7:00 | 11.2391 | 30
2023-05-29 07:30 | 7:30 | 9.7204 | 30
2023-05-29 08:00 | 8:00 | 7.4247 | 30
2023-05-29 08:30 | 8:30 | 4.7173 | 30
2023-05-29 09:00 | 9:00 | 2.7076 | 30
2023-05-29 09:30 | 9:30 | 1.3123 | 30
2023-05-29 10:00 | 10:00 | 1.2652 | 30
2023-05-29 10:30 | 10:30 | 1.7588 | 30
2023-05-29 11:00 | 11:00 | 2.1767 | 30
2023-05-29 11:30 | 11:30 | 2.4661 | 30
2023-05-29 12:00 | 12:00 | 2.5288 | 30
2023-05-29 12:30 | 12:30 | 2.1179 | 30
2023-05-29 13:00 | 13:00 | 1.9754 | 30
2023-05-29 13:30 | 13:30 | 1.5083 | 30
2023-05-29 14:00 | 14:00 | 1.2023 | 30
2023-05-29 14:30 | 14:30 | 1.8177 | 30
2023-05-29 15:00 | 15:00 | 3.3283 | 30
2023-05-29 15:30 | 15:30 | 5.1741 | 30
2023-05-29 16:00 | 16:00 | 7.2944 | 30
2023-05-29 16:30 | 16:30 | 9.4746 | 30
2023-05-29 17:00 | 17:00 | 11.4535 | 30
2023-05-29 17:30 | 17:30 | 13.3071 | 30
2023-05-29 18:00 | 18:00 | 13.6681 | 30
2023-05-29 18:30 | 18:30 | 13.7231 | 30
2023-05-29 19:00 | 19:00 | 13.1805 | 30
2023-05-29 19:30 | 19:30 | 12.8095 | 30
2023-05-29 20:00 | 20:00 | 12.3793 | 30
2023-05-29 20:30 | 20:30 | 11.616 | 30
2023-05-29 21:00 | 21:00 | 10.9747 | 30
2023-05-29 21:30 | 21:30 | 10.1445 | 30
2023-05-29 22:00 | 22:00 | 9.529 | 30
2023-05-29 22:30 | 22:30 | 8.9544 | 30
2023-05-29 23:00 | 23:00 | 8.3718 | 30
2023-05-29 23:30 | 23:30 | 7.837 | 30
2023-05-30 | 0:00 | 7.33 | 30
2023-05-30 00:30 | 0:30 | 6.9822 | 30
2023-05-30 01:00 | 1:00 | 6.6737 | 30
2023-05-30 01:30 | 1:30 | 6.4661 | 30
2023-05-30 02:00 | 2:00 | 6.4616 | 30
2023-05-30 02:30 | 2:30 | 6.4903 | 30
2023-05-30 03:00 | 3:00 | 6.5493 | 30
2023-05-30 03:30 | 3:30 | 6.8123 | 30
2023-05-30 04:00 | 4:00 | 7.3359 | 30
2023-05-30 04:30 | 4:30 | 7.8467 | 30
2023-05-30 05:00 | 5:00 | 8.7742 | 30
2023-05-30 05:30 | 5:30 | 9.643 | 30
2023-05-30 06:00 | 6:00 | 10.9962 | 30
2023-05-30 06:30 | 6:30 | 12.1362 | 30
2023-05-30 07:00 | 7:00 | 11.5065 | 30
2023-05-30 07:30 | 7:30 | 9.9748 | 30
2023-05-30 08:00 | 8:00 | 7.5511 | 30
2023-05-30 08:30 | 8:30 | 5.1467 | 30
2023-05-30 09:00 | 9:00 | 3.0892 | 30
2023-05-30 09:30 | 9:30 | 1.5004 | 30
2023-05-30 10:00 | 10:00 | 1.1456 | 30
2023-05-30 10:30 | 10:30 | 1.5797 | 30
2023-05-30 11:00 | 11:00 | 2.2237 | 30
2023-05-30 11:30 | 11:30 | 2.3503 | 30
2023-05-30 12:00 | 12:00 | 2.2098 | 30
2023-05-30 12:30 | 12:30 | 2.0947 | 30
2023-05-30 13:00 | 13:00 | 1.7387 | 30
2023-05-30 13:30 | 13:30 | 1.3697 | 30
2023-05-30 14:00 | 14:00 | 1.281 | 30
2023-05-30 14:30 | 14:30 | 2.0551 | 30
2023-05-30 15:00 | 15:00 | 3.4764 | 30
2023-05-30 15:30 | 15:30 | 5.2278 | 30
2023-05-30 16:00 | 16:00 | 7.2376 | 30
2023-05-30 16:30 | 16:30 | 9.3158 | 30
2023-05-30 17:00 | 17:00 | 11.2323 | 30
2023-05-30 17:30 | 17:30 | 12.971 | 30
2023-05-30 18:00 | 18:00 | 13.3808 | 30
2023-05-30 18:30 | 18:30 | 13.264 | 30
2023-05-30 19:00 | 19:00 | 13.2167 | 30
2023-05-30 19:30 | 19:30 | 13.049 | 30
2023-05-30 20:00 | 20:00 | 12.6819 | 30
2023-05-30 20:30 | 20:30 | 11.829 | 30
2023-05-30 21:00 | 21:00 | 11.4107 | 30
2023-05-30 21:30 | 21:30 | 10.4079 | 30
2023-05-30 22:00 | 22:00 | 9.578 | 30
2023-05-30 22:30 | 22:30 | 8.9284 | 30
2023-05-30 23:00 | 23:00 | 8.2593 | 30
2023-05-30 23:30 | 23:30 | 7.7182 | 30
2023-05-31 | 0:00 | 7.2309 | 30
2023-05-31 00:30 | 0:30 | 6.9468 | 30
2023-05-31 01:00 | 1:00 | 6.7119 | 30
2023-05-31 01:30 | 1:30 | 6.6346 | 30
2023-05-31 02:00 | 2:00 | 6.4411 | 30
2023-05-31 02:30 | 2:30 | 6.4364 | 30
2023-05-31 03:00 | 3:00 | 6.6866 | 30
2023-05-31 03:30 | 3:30 | 6.9352 | 30
2023-05-31 04:00 | 4:00 | 7.4033 | 30
2023-05-31 04:30 | 4:30 | 7.9999 | 30
2023-05-31 05:00 | 5:00 | 8.9531 | 30
2023-05-31 05:30 | 5:30 | 9.7258 | 30
2023-05-31 06:00 | 6:00 | 11.0521 | 30
2023-05-31 06:30 | 6:30 | 12.1981 | 30
2023-05-31 07:00 | 7:00 | 11.8579 | 30
2023-05-31 07:30 | 7:30 | 10.1339 | 30
2023-05-31 08:00 | 8:00 | 7.7833 | 30
2023-05-31 08:30 | 8:30 | 5.3929 | 30
2023-05-31 09:00 | 9:00 | 3.246 | 30
2023-05-31 09:30 | 9:30 | 1.6801 | 30
2023-05-31 10:00 | 10:00 | 1.2559 | 30
2023-05-31 10:30 | 10:30 | 1.7187 | 30
2023-05-31 11:00 | 11:00 | 2.5762 | 30
2023-05-31 11:30 | 11:30 | 2.803 | 30
2023-05-31 12:00 | 12:00 | 2.7339 | 30
2023-05-31 12:30 | 12:30 | 2.4187 | 30
2023-05-31 13:00 | 13:00 | 2.2654 | 30
2023-05-31 13:30 | 13:30 | 1.796 | 30
2023-05-31 14:00 | 14:00 | 1.4006 | 30
2023-05-31 14:30 | 14:30 | 2.0564 | 30
2023-05-31 15:00 | 15:00 | 3.5939 | 30
2023-05-31 15:30 | 15:30 | 4.8021 | 30
2023-05-31 16:00 | 16:00 | 6.874 | 30
2023-05-31 16:30 | 16:30 | 9.0295 | 30
2023-05-31 17:00 | 17:00 | 10.8906 | 30
2023-05-31 17:30 | 17:30 | 12.7331 | 30
2023-05-31 18:00 | 18:00 | 12.9952 | 30
2023-05-31 18:30 | 18:30 | 12.8919 | 30
2023-05-31 19:00 | 19:00 | 12.8507 | 30
2023-05-31 19:30 | 19:30 | 12.5208 | 30
2023-05-31 20:00 | 20:00 | 11.8999 | 30
2023-05-31 20:30 | 20:30 | 11.1362 | 30
2023-05-31 21:00 | 21:00 | 10.6808 | 30
2023-05-31 21:30 | 21:30 | 9.7849 | 30
2023-05-31 22:00 | 22:00 | 9.3705 | 30
2023-05-31 22:30 | 22:30 | 8.8588 | 30
2023-05-31 23:00 | 23:00 | 8.0901 | 30
2023-05-31 23:30 | 23:30 | 7.4845 | 30
2023-06-01 | 0:00 | 6.9471 | 30
2023-06-01 00:30 | 0:30 | 6.5064 | 30
2023-06-01 01:00 | 1:00 | 6.4574 | 30
2023-06-01 01:30 | 1:30 | 6.252 | 30
2023-06-01 02:00 | 2:00 | 6.1168 | 30
2023-06-01 02:30 | 2:30 | 6.2888 | 30
2023-06-01 03:00 | 3:00 | 6.336 | 30
2023-06-01 03:30 | 3:30 | 6.5921 | 30
2023-06-01 04:00 | 4:00 | 6.9255 | 30
2023-06-01 04:30 | 4:30 | 7.5025 | 30
2023-06-01 05:00 | 5:00 | 8.1405 | 30
2023-06-01 05:30 | 5:30 | 9.0352 | 30
2023-06-01 06:00 | 6:00 | 10.3778 | 30
2023-06-01 06:30 | 6:30 | 11.2076 | 30
2023-06-01 07:00 | 7:00 | 10.6974 | 30
2023-06-01 07:30 | 7:30 | 9.164 | 30
2023-06-01 08:00 | 8:00 | 6.8399 | 30
2023-06-01 08:30 | 8:30 | 4.3271 | 30
2023-06-01 09:00 | 9:00 | 2.4613 | 30
2023-06-01 09:30 | 9:30 | 1.4001 | 30
2023-06-01 10:00 | 10:00 | 1.505 | 30
2023-06-01 10:30 | 10:30 | 1.7208 | 30
2023-06-01 11:00 | 11:00 | 2.1128 | 30
2023-06-01 11:30 | 11:30 | 2.2487 | 30
2023-06-01 12:00 | 12:00 | 1.7752 | 30
2023-06-01 12:30 | 12:30 | 1.9749 | 30
2023-06-01 13:00 | 13:00 | 1.829 | 30
2023-06-01 13:30 | 13:30 | 1.9082 | 30
2023-06-01 14:00 | 14:00 | 1.4709 | 30
2023-06-01 14:30 | 14:30 | 2.0334 | 30
2023-06-01 15:00 | 15:00 | 4.3359 | 30
2023-06-01 15:30 | 15:30 | 5.1427 | 30
2023-06-01 16:00 | 16:00 | 6.8433 | 30
2023-06-01 16:30 | 16:30 | 8.5723 | 30
2023-06-01 17:00 | 17:00 | 10.2625 | 30
2023-06-01 17:30 | 17:30 | 11.6497 | 30
2023-06-01 18:00 | 18:00 | 11.9689 | 30
2023-06-01 18:30 | 18:30 | 11.7458 | 30
2023-06-01 19:00 | 19:00 | 11.3669 | 30
2023-06-01 19:30 | 19:30 | 11.0381 | 30
2023-06-01 20:00 | 20:00 | 10.6174 | 30
2023-06-01 20:30 | 20:30 | 10.064 | 30
2023-06-01 21:00 | 21:00 | 9.6752 | 30
2023-06-01 21:30 | 21:30 | 8.9158 | 30
2023-06-01 22:00 | 22:00 | 8.3966 | 30
2023-06-01 22:30 | 22:30 | 7.8799 | 30
2023-06-01 23:00 | 23:00 | 7.3675 | 30
2023-06-01 23:30 | 23:30 | 6.8621 | 30
2023-06-02 | 0:00 | 6.4692 | 30
2023-06-02 00:30 | 0:30 | 6.2519 | 30
2023-06-02 01:00 | 1:00 | 6.0678 | 30
2023-06-02 01:30 | 1:30 | 5.9506 | 30
2023-06-02 02:00 | 2:00 | 5.7668 | 30
2023-06-02 02:30 | 2:30 | 5.7722 | 30
2023-06-02 03:00 | 3:00 | 5.7498 | 30
2023-06-02 03:30 | 3:30 | 5.9405 | 30
2023-06-02 04:00 | 4:00 | 6.2031 | 30
2023-06-02 04:30 | 4:30 | 6.7874 | 30
2023-06-02 05:00 | 5:00 | 7.4457 | 30
2023-06-02 05:30 | 5:30 | 8.2045 | 30
2023-06-02 06:00 | 6:00 | 9.2454 | 30
2023-06-02 06:30 | 6:30 | 10.0191 | 30
2023-06-02 07:00 | 7:00 | 9.6368 | 30
2023-06-02 07:30 | 7:30 | 8.4628 | 30
2023-06-02 08:00 | 8:00 | 6.458 | 30
2023-06-02 08:30 | 8:30 | 4.4445 | 30
2023-06-02 09:00 | 9:00 | 2.6936 | 30
2023-06-02 09:30 | 9:30 | 1.2916 | 30
2023-06-02 10:00 | 10:00 | 1.1636 | 30
2023-06-02 10:30 | 10:30 | 1.721 | 30
2023-06-02 11:00 | 11:00 | 1.1606 | 30
2023-06-02 11:30 | 11:30 | 1.3552 | 30
2023-06-02 12:00 | 12:00 | 1.1424 | 30
2023-06-02 12:30 | 12:30 | 1.4977 | 30
2023-06-02 13:00 | 13:00 | 1.5432 | 30
2023-06-02 13:30 | 13:30 | 1.5326 | 30
2023-06-02 14:00 | 14:00 | 1.3918 | 30
2023-06-02 14:30 | 14:30 | 1.9494 | 30
2023-06-02 15:00 | 15:00 | 3.4521 | 30
2023-06-02 15:30 | 15:30 | 5.3249 | 30
2023-06-02 16:00 | 16:00 | 7.1281 | 30
2023-06-02 16:30 | 16:30 | 8.7037 | 30
2023-06-02 17:00 | 17:00 | 10.0581 | 30
2023-06-02 17:30 | 17:30 | 11.1332 | 30
2023-06-02 18:00 | 18:00 | 11.3557 | 30
2023-06-02 18:30 | 18:30 | 11.1446 | 30
2023-06-02 19:00 | 19:00 | 10.9281 | 30
2023-06-02 19:30 | 19:30 | 10.5451 | 30
2023-06-02 20:00 | 20:00 | 10.1915 | 30
2023-06-02 20:30 | 20:30 | 9.7659 | 30
2023-06-02 21:00 | 21:00 | 9.1435 | 30
2023-06-02 21:30 | 21:30 | 8.5592 | 30
2023-06-02 22:00 | 22:00 | 8.3329 | 30
2023-06-02 22:30 | 22:30 | 7.9143 | 30
2023-06-02 23:00 | 23:00 | 7.4933 | 30
2023-06-02 23:30 | 23:30 | 7.058 | 30
2023-06-03 | 0:00 | 6.562 | 30
2023-06-03 00:30 | 0:30 | 6.1963 | 30
2023-06-03 01:00 | 1:00 | 6.0703 | 30
2023-06-03 01:30 | 1:30 | 5.7956 | 30
2023-06-03 02:00 | 2:00 | 5.6578 | 30
2023-06-03 02:30 | 2:30 | 5.4938 | 30
2023-06-03 03:00 | 3:00 | 5.6139 | 30
2023-06-03 03:30 | 3:30 | 5.67 | 30
2023-06-03 04:00 | 4:00 | 5.7587 | 30
2023-06-03 04:30 | 4:30 | 5.8534 | 30
2023-06-03 05:00 | 5:00 | 6.0723 | 30
2023-06-03 05:30 | 5:30 | 6.4221 | 30
2023-06-03 06:00 | 6:00 | 6.8611 | 30
2023-06-03 06:30 | 6:30 | 7.5777 | 30
2023-06-03 07:00 | 7:00 | 7.7298 | 30
2023-06-03 07:30 | 7:30 | 6.9533 | 30
2023-06-03 08:00 | 8:00 | 7.0593 | 30
2023-06-03 08:30 | 8:30 | 5.0356 | 30
2023-06-03 09:00 | 9:00 | 3.9663 | 30
2023-06-03 09:30 | 9:30 | 4.1828 | 30
2023-06-03 10:00 | 10:00 | 4.1663 | 30
2023-06-03 10:30 | 10:30 | 4.5131 | 30
2023-06-03 11:00 | 11:00 | 4.1887 | 30
2023-06-03 11:30 | 11:30 | 6.1515 | 30
2023-06-03 12:00 | 12:00 | 4.4262 | 30
2023-06-03 12:30 | 12:30 | 5.1434 | 30
2023-06-03 13:00 | 13:00 | 5.7988 | 30
2023-06-03 13:30 | 13:30 | 6.616 | 30
2023-06-03 14:00 | 14:00 | 6.5462 | 30
2023-06-03 14:30 | 14:30 | 6.7804 | 30
2023-06-03 15:00 | 15:00 | 6.0211 | 30
2023-06-03 15:30 | 15:30 | 7.2745 | 30
2023-06-03 16:00 | 16:00 | 8.0878 | 30
2023-06-03 16:30 | 16:30 | 9.1682 | 30
2023-06-03 17:00 | 17:00 | 10.0589 | 30
2023-06-03 17:30 | 17:30 | 10.7512 | 30
2023-06-03 18:00 | 18:00 | 10.7178 | 30
2023-06-03 18:30 | 18:30 | 10.0582 | 30
2023-06-03 19:00 | 19:00 | 9.8115 | 30
2023-06-03 19:30 | 19:30 | 9.5482 | 30
2023-06-03 20:00 | 20:00 | 8.9679 | 30
2023-06-03 20:30 | 20:30 | 8.6431 | 30
2023-06-03 21:00 | 21:00 | 8.3366 | 30
2023-06-03 21:30 | 21:30 | 8.0887 | 30
2023-06-03 22:00 | 22:00 | 7.6982 | 30
2023-06-03 22:30 | 22:30 | 7.389 | 30
2023-06-03 23:00 | 23:00 | 7.0887 | 30
2023-06-03 23:30 | 23:30 | 6.6424 | 30
2023-06-04 | 0:00 | 6.1904 | 30
2023-06-04 00:30 | 0:30 | 5.7375 | 30
2023-06-04 01:00 | 1:00 | 5.5578 | 30
2023-06-04 01:30 | 1:30 | 5.3761 | 30
2023-06-04 02:00 | 2:00 | 5.1429 | 30
2023-06-04 02:30 | 2:30 | 5.0267 | 30
2023-06-04 03:00 | 3:00 | 5.0331 | 30
2023-06-04 03:30 | 3:30 | 5.1655 | 30
2023-06-04 04:00 | 4:00 | 5.2132 | 30
2023-06-04 04:30 | 4:30 | 5.1937 | 30
2023-06-04 05:00 | 5:00 | 5.2856 | 30
2023-06-04 05:30 | 5:30 | 5.3112 | 30
2023-06-04 06:00 | 6:00 | 5.6523 | 30
2023-06-04 06:30 | 6:30 | 5.8837 | 30
2023-06-04 07:00 | 7:00 | 5.9687 | 30
2023-06-04 07:30 | 7:30 | 5.9681 | 30
2023-06-04 08:00 | 8:00 | 5.8699 | 30
2023-06-04 08:30 | 8:30 | 5.4354 | 30
2023-06-04 09:00 | 9:00 | 4.6482 | 30
2023-06-04 09:30 | 9:30 | 4.2907 | 30
2023-06-04 10:00 | 10:00 | 6.259 | 30
2023-06-04 10:30 | 10:30 | 6.8931 | 30
2023-06-04 11:00 | 11:00 | 6.8002 | 30
2023-06-04 11:30 | 11:30 | 6.258 | 30
2023-06-04 12:00 | 12:00 | 6.8973 | 30
2023-06-04 12:30 | 12:30 | 6.1606 | 30
2023-06-04 13:00 | 13:00 | 5.6505 | 30
2023-06-04 13:30 | 13:30 | 7.54 | 30
2023-06-04 14:00 | 14:00 | 7.8761 | 30
2023-06-04 14:30 | 14:30 | 8.1867 | 30
2023-06-04 15:00 | 15:00 | 8.3856 | 30
2023-06-04 15:30 | 15:30 | 9.0033 | 30
2023-06-04 16:00 | 16:00 | 9.7943 | 30
2023-06-04 16:30 | 16:30 | 10.4959 | 30
2023-06-04 17:00 | 17:00 | 11.6783 | 30
2023-06-04 17:30 | 17:30 | 12.356 | 30
2023-06-04 18:00 | 18:00 | 12.0317 | 30
2023-06-04 18:30 | 18:30 | 11.4992 | 30
2023-06-04 19:00 | 19:00 | 10.9166 | 30
2023-06-04 19:30 | 19:30 | 10.3845 | 30
2023-06-04 20:00 | 20:00 | 9.8052 | 30
2023-06-04 20:30 | 20:30 | 9.1487 | 30
2023-06-04 21:00 | 21:00 | 8.5678 | 30
2023-06-04 21:30 | 21:30 | 7.9168 | 30
2023-06-04 22:00 | 22:00 | 7.6093 | 30
2023-06-04 22:30 | 22:30 | 7.2036 | 30
2023-06-04 23:00 | 23:00 | 6.6573 | 30
2023-06-04 23:30 | 23:30 | 6.0852 | 30
2023-06-05 | 0:00 | 5.7439 | 30
2023-06-05 00:30 | 0:30 | 5.4728 | 30
2023-06-05 01:00 | 1:00 | 5.3522 | 30
2023-06-05 01:30 | 1:30 | 5.2649 | 30
2023-06-05 02:00 | 2:00 | 5.0844 | 30
2023-06-05 02:30 | 2:30 | 5.103 | 30
2023-06-05 03:00 | 3:00 | 5.1622 | 30
2023-06-05 03:30 | 3:30 | 5.2834 | 30
2023-06-05 04:00 | 4:00 | 5.459 | 30
2023-06-05 04:30 | 4:30 | 5.8199 | 30
2023-06-05 05:00 | 5:00 | 6.3339 | 30
2023-06-05 05:30 | 5:30 | 6.6264 | 30
2023-06-05 06:00 | 6:00 | 7.2001 | 30
2023-06-05 06:30 | 6:30 | 7.7909 | 30
2023-06-05 07:00 | 7:00 | 8.1826 | 30
2023-06-05 07:30 | 7:30 | 7.9904 | 30
2023-06-05 08:00 | 8:00 | 6.8233 | 30
2023-06-05 08:30 | 8:30 | 3.2285 | 30
2023-06-05 09:00 | 9:00 | 2.5366 | 30
2023-06-05 09:30 | 9:30 | 1.8547 | 30
2023-06-05 10:00 | 10:00 | 1.5428 | 30
2023-06-05 10:30 | 10:30 | 1.8934 | 30
2023-06-05 11:00 | 11:00 | 1.9832 | 30
2023-06-05 11:30 | 11:30 | 2.6667 | 30
2023-06-05 12:00 | 12:00 | 2.1862 | 30
2023-06-05 12:30 | 12:30 | 4.6001 | 30
2023-06-05 13:00 | 13:00 | 4.8495 | 30
2023-06-05 13:30 | 13:30 | 4.3308 | 30
2023-06-05 14:00 | 14:00 | 3.4022 | 30
2023-06-05 14:30 | 14:30 | 4.3846 | 30
2023-06-05 15:00 | 15:00 | 5.7732 | 30
2023-06-05 15:30 | 15:30 | 6.7617 | 30
2023-06-05 16:00 | 16:00 | 8.0502 | 30
2023-06-05 16:30 | 16:30 | 9.6893 | 30
2023-06-05 17:00 | 17:00 | 11.4557 | 30
2023-06-05 17:30 | 17:30 | 12.5922 | 30
2023-06-05 18:00 | 18:00 | 12.6236 | 30
2023-06-05 18:30 | 18:30 | 12.0495 | 30
2023-06-05 19:00 | 19:00 | 11.6158 | 30
2023-06-05 19:30 | 19:30 | 11.1838 | 30
2023-06-05 20:00 | 20:00 | 10.6733 | 30
2023-06-05 20:30 | 20:30 | 9.7127 | 30
2023-06-05 21:00 | 21:00 | 8.869 | 30
2023-06-05 21:30 | 21:30 | 8.148 | 30
2023-06-05 22:00 | 22:00 | 7.6841 | 30
2023-06-05 22:30 | 22:30 | 7.209 | 30
2023-06-05 23:00 | 23:00 | 6.7466 | 30
2023-06-05 23:30 | 23:30 | 6.3057 | 30
2023-06-06 | 0:00 | 5.9406 | 30
2023-06-06 00:30 | 0:30 | 5.6901 | 30
2023-06-06 01:00 | 1:00 | 5.4382 | 30
2023-06-06 01:30 | 1:30 | 5.2724 | 30
2023-06-06 02:00 | 2:00 | 5.3836 | 30
2023-06-06 02:30 | 2:30 | 5.484 | 30
2023-06-06 03:00 | 3:00 | 5.5083 | 30
2023-06-06 03:30 | 3:30 | 5.3029 | 30
2023-06-06 04:00 | 4:00 | 5.452 | 30
2023-06-06 04:30 | 4:30 | 5.8489 | 30
2023-06-06 05:00 | 5:00 | 6.3473 | 30
2023-06-06 05:30 | 5:30 | 6.8979 | 30
2023-06-06 06:00 | 6:00 | 7.703 | 30
2023-06-06 06:30 | 6:30 | 8.2075 | 30
2023-06-06 07:00 | 7:00 | 7.3839 | 30
2023-06-06 07:30 | 7:30 | 7.2769 | 30
2023-06-06 08:00 | 8:00 | 5.4291 | 30
2023-06-06 08:30 | 8:30 | 3.0076 | 30
2023-06-06 09:00 | 9:00 | 2.9024 | 30
2023-06-06 09:30 | 9:30 | 2.1194 | 30
2023-06-06 10:00 | 10:00 | 2.0447 | 30
2023-06-06 10:30 | 10:30 | 2.2185 | 30
2023-06-06 11:00 | 11:00 | 2.3104 | 30
2023-06-06 11:30 | 11:30 | 2.0126 | 30
2023-06-06 12:00 | 12:00 | 2.2999 | 30
2023-06-06 12:30 | 12:30 | 2.3858 | 30
2023-06-06 13:00 | 13:00 | 1.696 | 30
2023-06-06 13:30 | 13:30 | 4.1732 | 30
2023-06-06 14:00 | 14:00 | 4.7601 | 30
2023-06-06 14:30 | 14:30 | 5.6876 | 30
2023-06-06 15:00 | 15:00 | 5.9696 | 30
2023-06-06 15:30 | 15:30 | 7.0365 | 30
2023-06-06 16:00 | 16:00 | 7.8945 | 30
2023-06-06 16:30 | 16:30 | 9.0997 | 30
2023-06-06 17:00 | 17:00 | 10.6755 | 30
2023-06-06 17:30 | 17:30 | 11.7621 | 30
2023-06-06 18:00 | 18:00 | 11.8688 | 30
2023-06-06 18:30 | 18:30 | 11.6847 | 30
2023-06-06 19:00 | 19:00 | 11.3695 | 30
2023-06-06 19:30 | 19:30 | 10.9587 | 30
2023-06-06 20:00 | 20:00 | 10.4059 | 30
2023-06-06 20:30 | 20:30 | 9.7887 | 30
2023-06-06 21:00 | 21:00 | 9.2275 | 30
2023-06-06 21:30 | 21:30 | 8.6213 | 30
2023-06-06 22:00 | 22:00 | 8.1107 | 30
2023-06-06 22:30 | 22:30 | 7.6007 | 30
2023-06-06 23:00 | 23:00 | 7.2085 | 30
2023-06-06 23:30 | 23:30 | 6.7402 | 30
2023-06-07 | 0:00 | 6.3236 | 30
2023-06-07 00:30 | 0:30 | 6.0995 | 30
2023-06-07 01:00 | 1:00 | 5.9104 | 30
2023-06-07 01:30 | 1:30 | 5.7029 | 30
2023-06-07 02:00 | 2:00 | 5.6767 | 30
2023-06-07 02:30 | 2:30 | 5.573 | 30
2023-06-07 03:00 | 3:00 | 5.5686 | 30
2023-06-07 03:30 | 3:30 | 5.4015 | 30
2023-06-07 04:00 | 4:00 | 5.6197 | 30
2023-06-07 04:30 | 4:30 | 6.4831 | 30
2023-06-07 05:00 | 5:00 | 7.2184 | 30
2023-06-07 05:30 | 5:30 | 7.671 | 30
2023-06-07 06:00 | 6:00 | 8.2874 | 30
2023-06-07 06:30 | 6:30 | 8.8986 | 30
2023-06-07 07:00 | 7:00 | 7.839 | 30
2023-06-07 07:30 | 7:30 | 8.1657 | 30
2023-06-07 08:00 | 8:00 | 7.798 | 30
2023-06-07 08:30 | 8:30 | 5.9078 | 30
2023-06-07 09:00 | 9:00 | 4.2241 | 30
2023-06-07 09:30 | 9:30 | 1.3212 | 30
2023-06-07 10:00 | 10:00 | 2.5479 | 30
2023-06-07 10:30 | 10:30 | 2.6273 | 30
2023-06-07 11:00 | 11:00 | 2.4937 | 30
2023-06-07 11:30 | 11:30 | 1.1704 | 30
2023-06-07 12:00 | 12:00 | 2.0837 | 30
2023-06-07 12:30 | 12:30 | 2.4906 | 30
2023-06-07 13:00 | 13:00 | 2.9014 | 30
2023-06-07 13:30 | 13:30 | 3.5688 | 30
2023-06-07 14:00 | 14:00 | 2.0143 | 30
2023-06-07 14:30 | 14:30 | 2.5485 | 30
2023-06-07 15:00 | 15:00 | 3.6342 | 30
2023-06-07 15:30 | 15:30 | 5.6816 | 30
2023-06-07 16:00 | 16:00 | 7.5374 | 30
2023-06-07 16:30 | 16:30 | 9.3537 | 30
2023-06-07 17:00 | 17:00 | 11.1546 | 30
2023-06-07 17:30 | 17:30 | 11.871 | 30
2023-06-07 18:00 | 18:00 | 11.9898 | 30
2023-06-07 18:30 | 18:30 | 11.5845 | 30
2023-06-07 19:00 | 19:00 | 11.4516 | 30
2023-06-07 19:30 | 19:30 | 11.0587 | 30
2023-06-07 20:00 | 20:00 | 10.5662 | 30
2023-06-07 20:30 | 20:30 | 10.0575 | 30
2023-06-07 21:00 | 21:00 | 9.4152 | 30
2023-06-07 21:30 | 21:30 | 8.7381 | 30
2023-06-07 22:00 | 22:00 | 8.4922 | 30
2023-06-07 22:30 | 22:30 | 7.8141 | 30
2023-06-07 23:00 | 23:00 | 7.299 | 30
2023-06-07 23:30 | 23:30 | 6.8165 | 30
2023-06-08 | 0:00 | 6.2786 | 30
2023-06-08 00:30 | 0:30 | 5.9779 | 30
2023-06-08 01:00 | 1:00 | 5.7526 | 30
2023-06-08 01:30 | 1:30 | 5.6318 | 30
2023-06-08 02:00 | 2:00 | 5.5592 | 30
2023-06-08 02:30 | 2:30 | 5.5413 | 30
2023-06-08 03:00 | 3:00 | 5.508 | 30
2023-06-08 03:30 | 3:30 | 5.7454 | 30
2023-06-08 04:00 | 4:00 | 6.1209 | 30
2023-06-08 04:30 | 4:30 | 6.5036 | 30
2023-06-08 05:00 | 5:00 | 7.0267 | 30
2023-06-08 05:30 | 5:30 | 7.559 | 30
2023-06-08 06:00 | 6:00 | 8.1992 | 30
2023-06-08 06:30 | 6:30 | 8.8073 | 30
2023-06-08 07:00 | 7:00 | 8.1878 | 30
2023-06-08 07:30 | 7:30 | 7.3263 | 30
2023-06-08 08:00 | 8:00 | 6.2725 | 30
2023-06-08 08:30 | 8:30 | 4.2038 | 30
2023-06-08 09:00 | 9:00 | 3.0962 | 30
2023-06-08 09:30 | 9:30 | 1.738 | 30
2023-06-08 10:00 | 10:00 | 1.7019 | 30
2023-06-08 10:30 | 10:30 | 2.0717 | 30
2023-06-08 11:00 | 11:00 | 2.0819 | 30
2023-06-08 11:30 | 11:30 | 1.7118 | 30
2023-06-08 12:00 | 12:00 | 1.8101 | 30
2023-06-08 12:30 | 12:30 | 2.273 | 30
2023-06-08 13:00 | 13:00 | 1.5351 | 30
2023-06-08 13:30 | 13:30 | 2.3898 | 30
2023-06-08 14:00 | 14:00 | 3.0482 | 30
2023-06-08 14:30 | 14:30 | 2.5985 | 30
2023-06-08 15:00 | 15:00 | 5.2876 | 30
2023-06-08 15:30 | 15:30 | 5.5383 | 30
2023-06-08 16:00 | 16:00 | 6.7475 | 30
2023-06-08 16:30 | 16:30 | 8.4187 | 30
2023-06-08 17:00 | 17:00 | 10.011 | 30
2023-06-08 17:30 | 17:30 | 11.1093 | 30
2023-06-08 18:00 | 18:00 | 11.4916 | 30
2023-06-08 18:30 | 18:30 | 11.237 | 30
2023-06-08 19:00 | 19:00 | 10.9199 | 30
2023-06-08 19:30 | 19:30 | 10.5589 | 30
2023-06-08 20:00 | 20:00 | 9.9128 | 30
2023-06-08 20:30 | 20:30 | 9.4404 | 30
2023-06-08 21:00 | 21:00 | 8.9029 | 30
2023-06-08 21:30 | 21:30 | 8.1738 | 30
2023-06-08 22:00 | 22:00 | 7.7013 | 30
2023-06-08 22:30 | 22:30 | 7.1084 | 30
2023-06-08 23:00 | 23:00 | 6.7111 | 30
2023-06-08 23:30 | 23:30 | 6.2843 | 30
2023-06-09 | 0:00 | 5.8214 | 30
2023-06-09 00:30 | 0:30 | 5.5612 | 30
2023-06-09 01:00 | 1:00 | 5.4105 | 30
2023-06-09 01:30 | 1:30 | 5.1879 | 30
2023-06-09 02:00 | 2:00 | 5.1442 | 30
2023-06-09 02:30 | 2:30 | 5.0286 | 30
2023-06-09 03:00 | 3:00 | 5.1297 | 30
2023-06-09 03:30 | 3:30 | 5.2594 | 30
2023-06-09 04:00 | 4:00 | 5.4494 | 30
2023-06-09 04:30 | 4:30 | 5.8682 | 30
2023-06-09 05:00 | 5:00 | 6.2421 | 30
2023-06-09 05:30 | 5:30 | 6.8731 | 30
2023-06-09 06:00 | 6:00 | 7.7044 | 30
2023-06-09 06:30 | 6:30 | 8.3068 | 30
2023-06-09 07:00 | 7:00 | 8.1769 | 30
2023-06-09 07:30 | 7:30 | 7.014 | 30
2023-06-09 08:00 | 8:00 | 5.3566 | 30
2023-06-09 08:30 | 8:30 | 3.5033 | 30
2023-06-09 09:00 | 9:00 | 1.8552 | 30
2023-06-09 09:30 | 9:30 | 1.3629 | 30
2023-06-09 10:00 | 10:00 | 1.7676 | 30
2023-06-09 10:30 | 10:30 | 2.3984 | 30
2023-06-09 11:00 | 11:00 | 2.7165 | 30
2023-06-09 11:30 | 11:30 | 2.8603 | 30
2023-06-09 12:00 | 12:00 | 2.6304 | 30
2023-06-09 12:30 | 12:30 | 2.3522 | 30
2023-06-09 13:00 | 13:00 | 2.0706 | 30
2023-06-09 13:30 | 13:30 | 1.6053 | 30
2023-06-09 14:00 | 14:00 | 1.4163 | 30
2023-06-09 14:30 | 14:30 | 1.9532 | 30
2023-06-09 15:00 | 15:00 | 3.3115 | 30
2023-06-09 15:30 | 15:30 | 5.0267 | 30
2023-06-09 16:00 | 16:00 | 6.7648 | 30
2023-06-09 16:30 | 16:30 | 8.405 | 30
2023-06-09 17:00 | 17:00 | 9.76 | 30
2023-06-09 17:30 | 17:30 | 10.942 | 30
2023-06-09 18:00 | 18:00 | 11.1192 | 30
2023-06-09 18:30 | 18:30 | 10.8235 | 30
2023-06-09 19:00 | 19:00 | 10.7609 | 30
2023-06-09 19:30 | 19:30 | 10.3289 | 30
2023-06-09 20:00 | 20:00 | 10.2252 | 30
2023-06-09 20:30 | 20:30 | 9.7076 | 30
2023-06-09 21:00 | 21:00 | 9.3784 | 30
2023-06-09 21:30 | 21:30 | 8.7771 | 30
2023-06-09 22:00 | 22:00 | 8.564 | 30
2023-06-09 22:30 | 22:30 | 8.3884 | 30
2023-06-09 23:00 | 23:00 | 8.0116 | 30
2023-06-09 23:30 | 23:30 | 7.4797 | 30
2023-06-10 | 0:00 | 7.0125 | 30
2023-06-10 00:30 | 0:30 | 6.6802 | 30
2023-06-10 01:00 | 1:00 | 6.4931 | 30
2023-06-10 01:30 | 1:30 | 6.222 | 30
2023-06-10 02:00 | 2:00 | 6.1019 | 30
2023-06-10 02:30 | 2:30 | 6.043 | 30
2023-06-10 03:00 | 3:00 | 6.1021 | 30
2023-06-10 03:30 | 3:30 | 6.1244 | 30
2023-06-10 04:00 | 4:00 | 6.2608 | 30
2023-06-10 04:30 | 4:30 | 6.5924 | 30
2023-06-10 05:00 | 5:00 | 6.9258 | 30
2023-06-10 05:30 | 5:30 | 7.5001 | 30
2023-06-10 06:00 | 6:00 | 8.1023 | 30
2023-06-10 06:30 | 6:30 | 8.7599 | 30
2023-06-10 07:00 | 7:00 | 8.4255 | 30
2023-06-10 07:30 | 7:30 | 7.5329 | 30
2023-06-10 08:00 | 8:00 | 6.2481 | 30
2023-06-10 08:30 | 8:30 | 4.4982 | 30
2023-06-10 09:00 | 9:00 | 2.8678 | 30
2023-06-10 09:30 | 9:30 | 1.536 | 30
2023-06-10 10:00 | 10:00 | 1.2949 | 30
2023-06-10 10:30 | 10:30 | 1.6899 | 30
2023-06-10 11:00 | 11:00 | 2.0923 | 30
2023-06-10 11:30 | 11:30 | 2.3462 | 30
2023-06-10 12:00 | 12:00 | 2.166 | 30
2023-06-10 12:30 | 12:30 | 2.0019 | 30
2023-06-10 13:00 | 13:00 | 1.5697 | 30
2023-06-10 13:30 | 13:30 | 1.3363 | 30
2023-06-10 14:00 | 14:00 | 1.7393 | 30
2023-06-10 14:30 | 14:30 | 2.5622 | 30
2023-06-10 15:00 | 15:00 | 3.641 | 30
2023-06-10 15:30 | 15:30 | 5.0682 | 30
2023-06-10 16:00 | 16:00 | 6.7518 | 30
2023-06-10 16:30 | 16:30 | 8.4489 | 30
2023-06-10 17:00 | 17:00 | 9.8473 | 30
2023-06-10 17:30 | 17:30 | 10.8219 | 30
2023-06-10 18:00 | 18:00 | 10.8704 | 30
2023-06-10 18:30 | 18:30 | 10.7607 | 30
2023-06-10 19:00 | 19:00 | 10.5455 | 30
2023-06-10 19:30 | 19:30 | 10.2158 | 30
2023-06-10 20:00 | 20:00 | 9.982 | 30
2023-06-10 20:30 | 20:30 | 9.6101 | 30
2023-06-10 21:00 | 21:00 | 9.2488 | 30
2023-06-10 21:30 | 21:30 | 8.8569 | 30
2023-06-10 22:00 | 22:00 | 8.6471 | 30
2023-06-10 22:30 | 22:30 | 8.2649 | 30
2023-06-10 23:00 | 23:00 | 7.6793 | 30
2023-06-10 23:30 | 23:30 | 7.2222 | 30
2023-06-11 | 0:00 | 6.9111 | 30
2023-06-11 00:30 | 0:30 | 6.4372 | 30
2023-06-11 01:00 | 1:00 | 6.1697 | 30
2023-06-11 01:30 | 1:30 | 6.0036 | 30
2023-06-11 02:00 | 2:00 | 5.9004 | 30
2023-06-11 02:30 | 2:30 | 5.8163 | 30
2023-06-11 03:00 | 3:00 | 5.7677 | 30
2023-06-11 03:30 | 3:30 | 5.8216 | 30
2023-06-11 04:00 | 4:00 | 6.0164 | 30
2023-06-11 04:30 | 4:30 | 6.1072 | 30
2023-06-11 05:00 | 5:00 | 6.345 | 30
2023-06-11 05:30 | 5:30 | 6.6021 | 30
2023-06-11 06:00 | 6:00 | 6.9938 | 30
2023-06-11 06:30 | 6:30 | 7.4712 | 30
2023-06-11 07:00 | 7:00 | 7.6884 | 30
2023-06-11 07:30 | 7:30 | 5.8732 | 30
2023-06-11 08:00 | 8:00 | 4.7307 | 30
2023-06-11 08:30 | 8:30 | 4.1183 | 30
2023-06-11 09:00 | 9:00 | 2.9041 | 30
2023-06-11 09:30 | 9:30 | 1.7275 | 30
2023-06-11 10:00 | 10:00 | 1.3521 | 30
2023-06-11 10:30 | 10:30 | 1.3531 | 30
2023-06-11 11:00 | 11:00 | 1.3784 | 30
2023-06-11 11:30 | 11:30 | 1.3921 | 30
2023-06-11 12:00 | 12:00 | 1.3882 | 30
2023-06-11 12:30 | 12:30 | 1.3711 | 30
2023-06-11 13:00 | 13:00 | 1.7098 | 30
2023-06-11 13:30 | 13:30 | 1.6241 | 30
2023-06-11 14:00 | 14:00 | 2.0953 | 30
2023-06-11 14:30 | 14:30 | 2.3541 | 30
2023-06-11 15:00 | 15:00 | 3.7004 | 30
2023-06-11 15:30 | 15:30 | 5.373 | 30
2023-06-11 16:00 | 16:00 | 7.516 | 30
2023-06-11 16:30 | 16:30 | 9.4084 | 30
2023-06-11 17:00 | 17:00 | 11.1669 | 30
2023-06-11 17:30 | 17:30 | 12.1091 | 30
2023-06-11 18:00 | 18:00 | 12.2065 | 30
2023-06-11 18:30 | 18:30 | 11.8404 | 30
2023-06-11 19:00 | 19:00 | 11.5257 | 30
2023-06-11 19:30 | 19:30 | 11.0094 | 30
2023-06-11 20:00 | 20:00 | 10.3882 | 30
2023-06-11 20:30 | 20:30 | 9.8373 | 30
2023-06-11 21:00 | 21:00 | 9.2917 | 30
2023-06-11 21:30 | 21:30 | 8.547 | 30
2023-06-11 22:00 | 22:00 | 8.0616 | 30
2023-06-11 22:30 | 22:30 | 7.5847 | 30
2023-06-11 23:00 | 23:00 | 7.1221 | 30
2023-06-11 23:30 | 23:30 | 6.6124 | 30
2023-06-12 | 0:00 | 6.1949 | 30
2023-06-12 00:30 | 0:30 | 5.7554 | 30
2023-06-12 01:00 | 1:00 | 5.6281 | 30
2023-06-12 01:30 | 1:30 | 5.4332 | 30
2023-06-12 02:00 | 2:00 | 5.4851 | 30
2023-06-12 02:30 | 2:30 | 5.6017 | 30
2023-06-12 03:00 | 3:00 | 5.5536 | 30
2023-06-12 03:30 | 3:30 | 5.7053 | 30
2023-06-12 04:00 | 4:00 | 5.8869 | 30
2023-06-12 04:30 | 4:30 | 6.2599 | 30
2023-06-12 05:00 | 5:00 | 6.7781 | 30
2023-06-12 05:30 | 5:30 | 7.3466 | 30
2023-06-12 06:00 | 6:00 | 8.1492 | 30
2023-06-12 06:30 | 6:30 | 8.7272 | 30
2023-06-12 07:00 | 7:00 | 9.2264 | 30
2023-06-12 07:30 | 7:30 | 8.4285 | 30
2023-06-12 08:00 | 8:00 | 6.1052 | 30
2023-06-12 08:30 | 8:30 | 6.4771 | 30
2023-06-12 09:00 | 9:00 | 7.149 | 30
2023-06-12 09:30 | 9:30 | 6.279 | 30
2023-06-12 10:00 | 10:00 | 4.5437 | 30
2023-06-12 10:30 | 10:30 | 3.8008 | 30
2023-06-12 11:00 | 11:00 | 1.8359 | 30
2023-06-12 11:30 | 11:30 | 3.8221 | 30
2023-06-12 12:00 | 12:00 | 4.9558 | 30
2023-06-12 12:30 | 12:30 | 4.9826 | 30
2023-06-12 13:00 | 13:00 | 3.7825 | 30
2023-06-12 13:30 | 13:30 | 4.0908 | 30
2023-06-12 14:00 | 14:00 | 4.7559 | 30
2023-06-12 14:30 | 14:30 | 5.5126 | 30
2023-06-12 15:00 | 15:00 | 6.7588 | 30
2023-06-12 15:30 | 15:30 | 7.6973 | 30
2023-06-12 16:00 | 16:00 | 8.6677 | 30
2023-06-12 16:30 | 16:30 | 9.7786 | 30
2023-06-12 17:00 | 17:00 | 11.4566 | 30
2023-06-12 17:30 | 17:30 | 12.6452 | 30
2023-06-12 18:00 | 18:00 | 12.6075 | 30
2023-06-12 18:30 | 18:30 | 12.0968 | 30
2023-06-12 19:00 | 19:00 | 11.5983 | 30
2023-06-12 19:30 | 19:30 | 11.1952 | 30
2023-06-12 20:00 | 20:00 | 10.4686 | 30
2023-06-12 20:30 | 20:30 | 9.8683 | 30
2023-06-12 21:00 | 21:00 | 9.1837 | 30
2023-06-12 21:30 | 21:30 | 8.3058 | 30
2023-06-12 22:00 | 22:00 | 7.989 | 30
2023-06-12 22:30 | 22:30 | 7.4962 | 30
2023-06-12 23:00 | 23:00 | 6.9617 | 30
2023-06-12 23:30 | 23:30 | 6.523 | 30
2023-06-13 | 0:00 | 6.0684 | 30
2023-06-13 00:30 | 0:30 | 5.7962 | 30
2023-06-13 01:00 | 1:00 | 5.5786 | 30
2023-06-13 01:30 | 1:30 | 5.4948 | 30
2023-06-13 02:00 | 2:00 | 5.4253 | 30
2023-06-13 02:30 | 2:30 | 5.595 | 30
2023-06-13 03:00 | 3:00 | 5.6545 | 30
2023-06-13 03:30 | 3:30 | 5.7751 | 30
2023-06-13 04:00 | 4:00 | 6.0705 | 30
2023-06-13 04:30 | 4:30 | 6.3774 | 30
2023-06-13 05:00 | 5:00 | 6.9662 | 30
2023-06-13 05:30 | 5:30 | 7.4542 | 30
2023-06-13 06:00 | 6:00 | 8.3601 | 30
2023-06-13 06:30 | 6:30 | 8.997 | 30
2023-06-13 07:00 | 7:00 | 8.8109 | 30
2023-06-13 07:30 | 7:30 | 7.5752 | 30
2023-06-13 08:00 | 8:00 | 5.7343 | 30
2023-06-13 08:30 | 8:30 | 3.9738 | 30
2023-06-13 09:00 | 9:00 | 2.5636 | 30
2023-06-13 09:30 | 9:30 | 1.7753 | 30
2023-06-13 10:00 | 10:00 | 1.2139 | 30
2023-06-13 10:30 | 10:30 | 1.4918 | 30
2023-06-13 11:00 | 11:00 | 2.3613 | 30
2023-06-13 11:30 | 11:30 | 2.778 | 30
2023-06-13 12:00 | 12:00 | 2.4098 | 30
2023-06-13 12:30 | 12:30 | 1.8131 | 30
2023-06-13 13:00 | 13:00 | 1.7406 | 30
2023-06-13 13:30 | 13:30 | 1.2752 | 30
2023-06-13 14:00 | 14:00 | 1.4122 | 30
2023-06-13 14:30 | 14:30 | 2.1741 | 30
2023-06-13 15:00 | 15:00 | 3.3908 | 30
2023-06-13 15:30 | 15:30 | 5.0564 | 30
2023-06-13 16:00 | 16:00 | 6.8985 | 30
2023-06-13 16:30 | 16:30 | 8.5838 | 30
2023-06-13 17:00 | 17:00 | 9.9998 | 30
2023-06-13 17:30 | 17:30 | 11.2011 | 30
2023-06-13 18:00 | 18:00 | 11.3634 | 30
2023-06-13 18:30 | 18:30 | 11.2397 | 30
2023-06-13 19:00 | 19:00 | 11.0142 | 30
2023-06-13 19:30 | 19:30 | 10.5921 | 30
2023-06-13 20:00 | 20:00 | 10.1035 | 30
2023-06-13 20:30 | 20:30 | 10.1224 | 30
2023-06-13 21:00 | 21:00 | 9.6766 | 30
2023-06-13 21:30 | 21:30 | 9.1158 | 30
2023-06-13 22:00 | 22:00 | 8.6773 | 30
2023-06-13 22:30 | 22:30 | 8.1994 | 30
2023-06-13 23:00 | 23:00 | 7.57 | 30
2023-06-13 23:30 | 23:30 | 6.6927 | 30
2023-06-14 | 0:00 | 6.1776 | 30
2023-06-14 00:30 | 0:30 | 5.8011 | 30
2023-06-14 01:00 | 1:00 | 5.5269 | 30
2023-06-14 01:30 | 1:30 | 5.4867 | 30
2023-06-14 02:00 | 2:00 | 5.461 | 30
2023-06-14 02:30 | 2:30 | 5.5228 | 30
2023-06-14 03:00 | 3:00 | 5.552 | 30
2023-06-14 03:30 | 3:30 | 5.6252 | 30
2023-06-14 04:00 | 4:00 | 5.8754 | 30
2023-06-14 04:30 | 4:30 | 6.3835 | 30
2023-06-14 05:00 | 5:00 | 6.985 | 30
2023-06-14 05:30 | 5:30 | 7.469 | 30
2023-06-14 06:00 | 6:00 | 8.1847 | 30
2023-06-14 06:30 | 6:30 | 9.0524 | 30
2023-06-14 07:00 | 7:00 | 9.0716 | 30
2023-06-14 07:30 | 7:30 | 8.1265 | 30
2023-06-14 08:00 | 8:00 | 7.0195 | 30
2023-06-14 08:30 | 8:30 | 5.8632 | 30
2023-06-14 09:00 | 9:00 | 4.1176 | 30
2023-06-14 09:30 | 9:30 | 1.6884 | 30
2023-06-14 10:00 | 10:00 | 1.4646 | 30
2023-06-14 10:30 | 10:30 | 2.0725 | 30
2023-06-14 11:00 | 11:00 | 2.5455 | 30
2023-06-14 11:30 | 11:30 | 2.6047 | 30
2023-06-14 12:00 | 12:00 | 2.492 | 30
2023-06-14 12:30 | 12:30 | 2.1746 | 30
2023-06-14 13:00 | 13:00 | 1.8809 | 30
2023-06-14 13:30 | 13:30 | 1.5592 | 30
2023-06-14 14:00 | 14:00 | 1.3016 | 30
2023-06-14 14:30 | 14:30 | 1.8421 | 30
2023-06-14 15:00 | 15:00 | 3.1219 | 30
2023-06-14 15:30 | 15:30 | 4.7104 | 30
2023-06-14 16:00 | 16:00 | 6.6596 | 30
2023-06-14 16:30 | 16:30 | 8.4671 | 30
2023-06-14 17:00 | 17:00 | 10.3007 | 30
2023-06-14 17:30 | 17:30 | 11.5319 | 30
2023-06-14 18:00 | 18:00 | 12.0668 | 30
2023-06-14 18:30 | 18:30 | 11.9733 | 30
2023-06-14 19:00 | 19:00 | 11.7823 | 30
2023-06-14 19:30 | 19:30 | 11.6894 | 30
2023-06-14 20:00 | 20:00 | 11.4429 | 30
2023-06-14 20:30 | 20:30 | 11.1293 | 30
2023-06-14 21:00 | 21:00 | 10.5288 | 30
2023-06-14 21:30 | 21:30 | 9.6192 | 30
2023-06-14 22:00 | 22:00 | 9.0585 | 30
2023-06-14 22:30 | 22:30 | 8.5265 | 30
2023-06-14 23:00 | 23:00 | 7.8729 | 30
2023-06-14 23:30 | 23:30 | 7.3712 | 30
2023-06-15 | 0:00 | 6.9237 | 30
2023-06-15 00:30 | 0:30 | 6.5013 | 30
2023-06-15 01:00 | 1:00 | 6.2463 | 30
2023-06-15 01:30 | 1:30 | 6.1286 | 30
2023-06-15 02:00 | 2:00 | 6.1328 | 30
2023-06-15 02:30 | 2:30 | 6.1647 | 30
2023-06-15 03:00 | 3:00 | 6.3078 | 30
2023-06-15 03:30 | 3:30 | 6.7011 | 30
2023-06-15 04:00 | 4:00 | 7.4421 | 30
2023-06-15 04:30 | 4:30 | 8.0856 | 30
2023-06-15 05:00 | 5:00 | 8.9596 | 30
2023-06-15 05:30 | 5:30 | 9.7538 | 30
2023-06-15 06:00 | 6:00 | 10.8772 | 30
2023-06-15 06:30 | 6:30 | 12.0611 | 30
2023-06-15 07:00 | 7:00 | 11.7817 | 30
2023-06-15 07:30 | 7:30 | 10.407 | 30
2023-06-15 08:00 | 8:00 | 8.1255 | 30
2023-06-15 08:30 | 8:30 | 5.6126 | 30
2023-06-15 09:00 | 9:00 | 3.4366 | 30
2023-06-15 09:30 | 9:30 | 1.7122 | 30
2023-06-15 10:00 | 10:00 | 1.2927 | 30
2023-06-15 10:30 | 10:30 | 1.7841 | 30
2023-06-15 11:00 | 11:00 | 2.3403 | 30
2023-06-15 11:30 | 11:30 | 2.6351 | 30
2023-06-15 12:00 | 12:00 | 2.4774 | 30
2023-06-15 12:30 | 12:30 | 2.4055 | 30
2023-06-15 13:00 | 13:00 | 2.2264 | 30
2023-06-15 13:30 | 13:30 | 1.6302 | 30
2023-06-15 14:00 | 14:00 | 1.3798 | 30
2023-06-15 14:30 | 14:30 | 1.7757 | 30
2023-06-15 15:00 | 15:00 | 3.0928 | 30
2023-06-15 15:30 | 15:30 | 4.8759 | 30
2023-06-15 16:00 | 16:00 | 7.0227 | 30
2023-06-15 16:30 | 16:30 | 9.1116 | 30
2023-06-15 17:00 | 17:00 | 10.9785 | 30
2023-06-15 17:30 | 17:30 | 12.5998 | 30
2023-06-15 18:00 | 18:00 | 13.1855 | 30
2023-06-15 18:30 | 18:30 | 13.5235 | 30
2023-06-15 19:00 | 19:00 | 13.2533 | 30
2023-06-15 19:30 | 19:30 | 13.1185 | 30
2023-06-15 20:00 | 20:00 | 12.9301 | 30
2023-06-15 20:30 | 20:30 | 12.4319 | 30
2023-06-15 21:00 | 21:00 | 11.6159 | 30
2023-06-15 21:30 | 21:30 | 10.7411 | 30
2023-06-15 22:00 | 22:00 | 9.9664 | 30
2023-06-15 22:30 | 22:30 | 9.4653 | 30
2023-06-15 23:00 | 23:00 | 8.7155 | 30
2023-06-15 23:30 | 23:30 | 8.1064 | 30
2023-06-16 | 0:00 | 7.6195 | 30
2023-06-16 00:30 | 0:30 | 7.264 | 30
2023-06-16 01:00 | 1:00 | 7.0703 | 30
2023-06-16 01:30 | 1:30 | 6.9414 | 30
2023-06-16 02:00 | 2:00 | 6.8225 | 30
2023-06-16 02:30 | 2:30 | 6.8631 | 30
2023-06-16 03:00 | 3:00 | 6.9496 | 30
2023-06-16 03:30 | 3:30 | 7.1653 | 30
2023-06-16 04:00 | 4:00 | 7.6855 | 30
2023-06-16 04:30 | 4:30 | 8.5319 | 30
2023-06-16 05:00 | 5:00 | 9.2889 | 30
2023-06-16 05:30 | 5:30 | 10.2305 | 30
2023-06-16 06:00 | 6:00 | 11.4446 | 30
2023-06-16 06:30 | 6:30 | 12.5978 | 30
2023-06-16 07:00 | 7:00 | 12.6268 | 30
2023-06-16 07:30 | 7:30 | 11.2715 | 30
2023-06-16 08:00 | 8:00 | 9.1845 | 30
2023-06-16 08:30 | 8:30 | 6.6581 | 30
2023-06-16 09:00 | 9:00 | 4.5062 | 30
2023-06-16 09:30 | 9:30 | 2.5487 | 30
2023-06-16 10:00 | 10:00 | 1.2657 | 30
2023-06-16 10:30 | 10:30 | 1.1883 | 30
2023-06-16 11:00 | 11:00 | 1.592 | 30
2023-06-16 11:30 | 11:30 | 2.0923 | 30
2023-06-16 12:00 | 12:00 | 2.0778 | 30
2023-06-16 12:30 | 12:30 | 1.9493 | 30
2023-06-16 13:00 | 13:00 | 1.7355 | 30
2023-06-16 13:30 | 13:30 | 1.5732 | 30
2023-06-16 14:00 | 14:00 | 1.5014 | 30
2023-06-16 14:30 | 14:30 | 2.0414 | 30
2023-06-16 15:00 | 15:00 | 3.1493 | 30
2023-06-16 15:30 | 15:30 | 5.1624 | 30
2023-06-16 16:00 | 16:00 | 7.2986 | 30
2023-06-16 16:30 | 16:30 | 9.1693 | 30
2023-06-16 17:00 | 17:00 | 10.838 | 30
2023-06-16 17:30 | 17:30 | 12.2193 | 30
2023-06-16 18:00 | 18:00 | 12.453 | 30
2023-06-16 18:30 | 18:30 | 12.3481 | 30
2023-06-16 19:00 | 19:00 | 12.3308 | 30
2023-06-16 19:30 | 19:30 | 12.0434 | 30
2023-06-16 20:00 | 20:00 | 11.5681 | 30
2023-06-16 20:30 | 20:30 | 11.2057 | 30
2023-06-16 21:00 | 21:00 | 10.8686 | 30
2023-06-16 21:30 | 21:30 | 10.2248 | 30
2023-06-16 22:00 | 22:00 | 9.9718 | 30
2023-06-16 22:30 | 22:30 | 9.5915 | 30
2023-06-16 23:00 | 23:00 | 9.0512 | 30
2023-06-16 23:30 | 23:30 | 8.1053 | 30
2023-06-17 | 0:00 | 7.6194 | 30
2023-06-17 00:30 | 0:30 | 7.2793 | 30
2023-06-17 01:00 | 1:00 | 6.8908 | 30
2023-06-17 01:30 | 1:30 | 6.6789 | 30
2023-06-17 02:00 | 2:00 | 6.5919 | 30
2023-06-17 02:30 | 2:30 | 6.5765 | 30
2023-06-17 03:00 | 3:00 | 6.5723 | 30
2023-06-17 03:30 | 3:30 | 6.9512 | 30
2023-06-17 04:00 | 4:00 | 7.1014 | 30
2023-06-17 04:30 | 4:30 | 7.338 | 30
2023-06-17 05:00 | 5:00 | 7.5727 | 30
2023-06-17 05:30 | 5:30 | 8.1422 | 30
2023-06-17 06:00 | 6:00 | 8.8354 | 30
2023-06-17 06:30 | 6:30 | 9.613 | 30
2023-06-17 07:00 | 7:00 | 9.7422 | 30
2023-06-17 07:30 | 7:30 | 9.0755 | 30
2023-06-17 08:00 | 8:00 | 7.8105 | 30
2023-06-17 08:30 | 8:30 | 6.0976 | 30
2023-06-17 09:00 | 9:00 | 4.1675 | 30
2023-06-17 09:30 | 9:30 | 2.6189 | 30
2023-06-17 10:00 | 10:00 | 1.2777 | 30
2023-06-17 10:30 | 10:30 | 1.0769 | 30
2023-06-17 11:00 | 11:00 | 1.3055 | 30
2023-06-17 11:30 | 11:30 | 1.7226 | 30
2023-06-17 12:00 | 12:00 | 1.7365 | 30
2023-06-17 12:30 | 12:30 | 1.3763 | 30
2023-06-17 13:00 | 13:00 | 1.3692 | 30
2023-06-17 13:30 | 13:30 | 1.3392 | 30
2023-06-17 14:00 | 14:00 | 1.7236 | 30
2023-06-17 14:30 | 14:30 | 2.8153 | 30
2023-06-17 15:00 | 15:00 | 4.3072 | 30
2023-06-17 15:30 | 15:30 | 6.7558 | 30
2023-06-17 16:00 | 16:00 | 7.8923 | 30
2023-06-17 16:30 | 16:30 | 8.9828 | 30
2023-06-17 17:00 | 17:00 | 10.7344 | 30
2023-06-17 17:30 | 17:30 | 11.8098 | 30
2023-06-17 18:00 | 18:00 | 11.9582 | 30
2023-06-17 18:30 | 18:30 | 11.6764 | 30
2023-06-17 19:00 | 19:00 | 11.5406 | 30
2023-06-17 19:30 | 19:30 | 11.119 | 30
2023-06-17 20:00 | 20:00 | 10.4953 | 30
2023-06-17 20:30 | 20:30 | 10.1255 | 30
2023-06-17 21:00 | 21:00 | 9.7278 | 30
2023-06-17 21:30 | 21:30 | 9.26 | 30
2023-06-17 22:00 | 22:00 | 9.0896 | 30
2023-06-17 22:30 | 22:30 | 8.7284 | 30
2023-06-17 23:00 | 23:00 | 8.1732 | 30
2023-06-17 23:30 | 23:30 | 7.6903 | 30
2023-06-18 | 0:00 | 7.3078 | 30
2023-06-18 00:30 | 0:30 | 6.9051 | 30
2023-06-18 01:00 | 1:00 | 6.6084 | 30
2023-06-18 01:30 | 1:30 | 6.4219 | 30
2023-06-18 02:00 | 2:00 | 6.37 | 30
2023-06-18 02:30 | 2:30 | 6.2406 | 30
2023-06-18 03:00 | 3:00 | 6.2134 | 30
2023-06-18 03:30 | 3:30 | 6.1959 | 30
2023-06-18 04:00 | 4:00 | 6.3729 | 30
2023-06-18 04:30 | 4:30 | 6.5679 | 30
2023-06-18 05:00 | 5:00 | 6.7827 | 30
2023-06-18 05:30 | 5:30 | 7.0864 | 30
2023-06-18 06:00 | 6:00 | 7.5282 | 30
2023-06-18 06:30 | 6:30 | 8.1403 | 30
2023-06-18 07:00 | 7:00 | 8.8005 | 30
2023-06-18 07:30 | 7:30 | 8.6813 | 30
2023-06-18 08:00 | 8:00 | 7.7056 | 30
2023-06-18 08:30 | 8:30 | 5.7749 | 30
2023-06-18 09:00 | 9:00 | 4.2221 | 30
2023-06-18 09:30 | 9:30 | 2.5587 | 30
2023-06-18 10:00 | 10:00 | 1.4785 | 30
2023-06-18 10:30 | 10:30 | 1.3661 | 30
2023-06-18 11:00 | 11:00 | 1.5561 | 30
2023-06-18 11:30 | 11:30 | 1.964 | 30
2023-06-18 12:00 | 12:00 | 1.9991 | 30
2023-06-18 12:30 | 12:30 | 1.6167 | 30
2023-06-18 13:00 | 13:00 | 1.5669 | 30
2023-06-18 13:30 | 13:30 | 1.4668 | 30
2023-06-18 14:00 | 14:00 | 1.7133 | 30
2023-06-18 14:30 | 14:30 | 2.7144 | 30
2023-06-18 15:00 | 15:00 | 4.3116 | 30
2023-06-18 15:30 | 15:30 | 6.0034 | 30
2023-06-18 16:00 | 16:00 | 7.9008 | 30
2023-06-18 16:30 | 16:30 | 9.752 | 30
2023-06-18 17:00 | 17:00 | 11.4463 | 30
2023-06-18 17:30 | 17:30 | 12.6487 | 30
2023-06-18 18:00 | 18:00 | 12.7119 | 30
2023-06-18 18:30 | 18:30 | 12.3271 | 30
2023-06-18 19:00 | 19:00 | 12.0076 | 30
2023-06-18 19:30 | 19:30 | 11.5566 | 30
2023-06-18 20:00 | 20:00 | 10.8847 | 30
2023-06-18 20:30 | 20:30 | 10.4691 | 30
2023-06-18 21:00 | 21:00 | 9.8926 | 30
2023-06-18 21:30 | 21:30 | 9.1334 | 30
2023-06-18 22:00 | 22:00 | 8.5322 | 30
2023-06-18 22:30 | 22:30 | 8.0556 | 30
2023-06-18 23:00 | 23:00 | 7.578 | 30
2023-06-18 23:30 | 23:30 | 7.0834 | 30
2023-06-19 | 0:00 | 6.7154 | 30
2023-06-19 00:30 | 0:30 | 6.5135 | 30
2023-06-19 01:00 | 1:00 | 6.1071 | 30
2023-06-19 01:30 | 1:30 | 5.9864 | 30
2023-06-19 02:00 | 2:00 | 5.9017 | 30
2023-06-19 02:30 | 2:30 | 5.8223 | 30
2023-06-19 03:00 | 3:00 | 6.0663 | 30
2023-06-19 03:30 | 3:30 | 6.2999 | 30
2023-06-19 04:00 | 4:00 | 6.7289 | 30
2023-06-19 04:30 | 4:30 | 7.2778 | 30
2023-06-19 05:00 | 5:00 | 7.9022 | 30
2023-06-19 05:30 | 5:30 | 8.7498 | 30
2023-06-19 06:00 | 6:00 | 9.7168 | 30
2023-06-19 06:30 | 6:30 | 10.7007 | 30
2023-06-19 07:00 | 7:00 | 11.0253 | 30
2023-06-19 07:30 | 7:30 | 10.424 | 30
2023-06-19 08:00 | 8:00 | 8.7745 | 30
2023-06-19 08:30 | 8:30 | 6.4987 | 30
2023-06-19 09:00 | 9:00 | 4.0909 | 30
2023-06-19 09:30 | 9:30 | 1.9589 | 30
2023-06-19 10:00 | 10:00 | 1.2942 | 30
2023-06-19 10:30 | 10:30 | 1.5439 | 30
2023-06-19 11:00 | 11:00 | 2.0496 | 30
2023-06-19 11:30 | 11:30 | 2.4849 | 30
2023-06-19 12:00 | 12:00 | 2.3542 | 30
2023-06-19 12:30 | 12:30 | 2.1024 | 30
2023-06-19 13:00 | 13:00 | 1.9564 | 30
2023-06-19 13:30 | 13:30 | 1.5912 | 30
2023-06-19 14:00 | 14:00 | 1.3751 | 30
2023-06-19 14:30 | 14:30 | 1.9776 | 30
2023-06-19 15:00 | 15:00 | 3.3284 | 30
2023-06-19 15:30 | 15:30 | 5.253 | 30
2023-06-19 16:00 | 16:00 | 7.1685 | 30
2023-06-19 16:30 | 16:30 | 9.2606 | 30
2023-06-19 17:00 | 17:00 | 11.4625 | 30
2023-06-19 17:30 | 17:30 | 13.1873 | 30
2023-06-19 18:00 | 18:00 | 13.6179 | 30
2023-06-19 18:30 | 18:30 | 13.5983 | 30
2023-06-19 19:00 | 19:00 | 13.5146 | 30
2023-06-19 19:30 | 19:30 | 13.2341 | 30
2023-06-19 20:00 | 20:00 | 12.8974 | 30
2023-06-19 20:30 | 20:30 | 12.4131 | 30
2023-06-19 21:00 | 21:00 | 11.7251 | 30
2023-06-19 21:30 | 21:30 | 10.7637 | 30
2023-06-19 22:00 | 22:00 | 10.1869 | 30
2023-06-19 22:30 | 22:30 | 9.4781 | 30
2023-06-19 23:00 | 23:00 | 8.9691 | 30
2023-06-19 23:30 | 23:30 | 8.3866 | 30
2023-06-20 | 0:00 | 7.9841 | 30
2023-06-20 00:30 | 0:30 | 7.5066 | 30
2023-06-20 01:00 | 1:00 | 7.2391 | 30
2023-06-20 01:30 | 1:30 | 6.9716 | 30
2023-06-20 02:00 | 2:00 | 6.9183 | 30
2023-06-20 02:30 | 2:30 | 6.9857 | 30
2023-06-20 03:00 | 3:00 | 7.1236 | 30
2023-06-20 03:30 | 3:30 | 7.2626 | 30
2023-06-20 04:00 | 4:00 | 7.5493 | 30
2023-06-20 04:30 | 4:30 | 8.2325 | 30
2023-06-20 05:00 | 5:00 | 9.2625 | 30
2023-06-20 05:30 | 5:30 | 10.3169 | 30
2023-06-20 06:00 | 6:00 | 11.5634 | 30
2023-06-20 06:30 | 6:30 | 12.6437 | 30
2023-06-20 07:00 | 7:00 | 12.7789 | 30
2023-06-20 07:30 | 7:30 | 11.7592 | 30
2023-06-20 08:00 | 8:00 | 9.2809 | 30
2023-06-20 08:30 | 8:30 | 7.4682 | 30
2023-06-20 09:00 | 9:00 | 8.056 | 30
2023-06-20 09:30 | 9:30 | 4.5673 | 30
2023-06-20 10:00 | 10:00 | 2.5812 | 30
2023-06-20 10:30 | 10:30 | 1.4204 | 30
2023-06-20 11:00 | 11:00 | 1.7458 | 30
2023-06-20 11:30 | 11:30 | 1.7493 | 30
2023-06-20 12:00 | 12:00 | 3.3817 | 30
2023-06-20 12:30 | 12:30 | 2.3416 | 30
2023-06-20 13:00 | 13:00 | 1.5918 | 30
2023-06-20 13:30 | 13:30 | 1.5153 | 30
2023-06-20 14:00 | 14:00 | 1.4239 | 30
2023-06-20 14:30 | 14:30 | 2.663 | 30
2023-06-20 15:00 | 15:00 | 6.0325 | 30
2023-06-20 15:30 | 15:30 | 7.3812 | 30
2023-06-20 16:00 | 16:00 | 8.7637 | 30
2023-06-20 16:30 | 16:30 | 11.0127 | 30
2023-06-20 17:00 | 17:00 | 13.4676 | 30
2023-06-20 17:30 | 17:30 | 15.057 | 30
2023-06-20 18:00 | 18:00 | 15.4898 | 30
2023-06-20 18:30 | 18:30 | 15.5248 | 30
2023-06-20 19:00 | 19:00 | 15.298 | 30
2023-06-20 19:30 | 19:30 | 14.8633 | 30
2023-06-20 20:00 | 20:00 | 14.1909 | 30
2023-06-20 20:30 | 20:30 | 13.4166 | 30
2023-06-20 21:00 | 21:00 | 12.328 | 30
2023-06-20 21:30 | 21:30 | 11.0742 | 30
2023-06-20 22:00 | 22:00 | 10.3843 | 30
2023-06-20 22:30 | 22:30 | 9.6303 | 30
2023-06-20 23:00 | 23:00 | 8.9738 | 30
2023-06-20 23:30 | 23:30 | 8.1916 | 30
2023-06-21 | 0:00 | 7.5813 | 30
2023-06-21 00:30 | 0:30 | 7.3229 | 30
2023-06-21 01:00 | 1:00 | 7.0488 | 30
2023-06-21 01:30 | 1:30 | 6.948 | 30
2023-06-21 02:00 | 2:00 | 6.8907 | 30
2023-06-21 02:30 | 2:30 | 6.9017 | 30
2023-06-21 03:00 | 3:00 | 7.1164 | 30
2023-06-21 03:30 | 3:30 | 7.2628 | 30
2023-06-21 04:00 | 4:00 | 7.7412 | 30
2023-06-21 04:30 | 4:30 | 8.4886 | 30
2023-06-21 05:00 | 5:00 | 9.4821 | 30
2023-06-21 05:30 | 5:30 | 10.4366 | 30
2023-06-21 06:00 | 6:00 | 11.6331 | 30
2023-06-21 06:30 | 6:30 | 12.7556 | 30
2023-06-21 07:00 | 7:00 | 12.7056 | 30
2023-06-21 07:30 | 7:30 | 11.3116 | 30
2023-06-21 08:00 | 8:00 | 9.1194 | 30
2023-06-21 08:30 | 8:30 | 6.7189 | 30
2023-06-21 09:00 | 9:00 | 4.59 | 30
2023-06-21 09:30 | 9:30 | 2.496 | 30
2023-06-21 10:00 | 10:00 | 1.3486 | 30
2023-06-21 10:30 | 10:30 | 1.428 | 30
2023-06-21 11:00 | 11:00 | 1.9042 | 30
2023-06-21 11:30 | 11:30 | 2.2186 | 30
2023-06-21 12:00 | 12:00 | 2.1181 | 30
2023-06-21 12:30 | 12:30 | 2.0012 | 30
2023-06-21 13:00 | 13:00 | 1.7816 | 30
2023-06-21 13:30 | 13:30 | 1.5096 | 30
2023-06-21 14:00 | 14:00 | 1.426 | 30
2023-06-21 14:30 | 14:30 | 2.1319 | 30
2023-06-21 15:00 | 15:00 | 3.7723 | 30
2023-06-21 15:30 | 15:30 | 5.5201 | 30
2023-06-21 16:00 | 16:00 | 7.7708 | 30
2023-06-21 16:30 | 16:30 | 9.7218 | 30
2023-06-21 17:00 | 17:00 | 12.3116 | 30
2023-06-21 17:30 | 17:30 | 14.1906 | 30
2023-06-21 18:00 | 18:00 | 14.7533 | 30
2023-06-21 18:30 | 18:30 | 14.946 | 30
2023-06-21 19:00 | 19:00 | 14.8648 | 30
2023-06-21 19:30 | 19:30 | 14.8081 | 30
2023-06-21 20:00 | 20:00 | 14.1673 | 30
2023-06-21 20:30 | 20:30 | 13.418 | 30
2023-06-21 21:00 | 21:00 | 13.1373 | 30
2023-06-21 21:30 | 21:30 | 12.3367 | 30
2023-06-21 22:00 | 22:00 | 11.5322 | 30
2023-06-21 22:30 | 22:30 | 10.4752 | 30
2023-06-21 23:00 | 23:00 | 9.8827 | 30
2023-06-21 23:30 | 23:30 | 9.086 | 30
2023-06-22 | 0:00 | 8.5011 | 30
2023-06-22 00:30 | 0:30 | 8.0656 | 30
2023-06-22 01:00 | 1:00 | 7.6975 | 30
2023-06-22 01:30 | 1:30 | 7.5751 | 30
2023-06-22 02:00 | 2:00 | 7.4875 | 30
2023-06-22 02:30 | 2:30 | 7.395 | 30
2023-06-22 03:00 | 3:00 | 7.6294 | 30
2023-06-22 03:30 | 3:30 | 7.8955 | 30
2023-06-22 04:00 | 4:00 | 8.1555 | 30
2023-06-22 04:30 | 4:30 | 8.7573 | 30
2023-06-22 05:00 | 5:00 | 9.6388 | 30
2023-06-22 05:30 | 5:30 | 10.5661 | 30
2023-06-22 06:00 | 6:00 | 11.6449 | 30
2023-06-22 06:30 | 6:30 | 12.471 | 30
2023-06-22 07:00 | 7:00 | 12.1122 | 30
2023-06-22 07:30 | 7:30 | 11.2314 | 30
2023-06-22 08:00 | 8:00 | 10.7278 | 30
2023-06-22 08:30 | 8:30 | 7.1076 | 30
2023-06-22 09:00 | 9:00 | 7.3949 | 30
2023-06-22 09:30 | 9:30 | 3.8834 | 30
2023-06-22 10:00 | 10:00 | 1.6577 | 30
2023-06-22 10:30 | 10:30 | 1.1401 | 30
2023-06-22 11:00 | 11:00 | 1.3421 | 30
2023-06-22 11:30 | 11:30 | 1.4588 | 30
2023-06-22 12:00 | 12:00 | 1.3223 | 30
2023-06-22 12:30 | 12:30 | 2.6427 | 30
2023-06-22 13:00 | 13:00 | 3.7792 | 30
2023-06-22 13:30 | 13:30 | 4.479 | 30
2023-06-22 14:00 | 14:00 | 4.8006 | 30
2023-06-22 14:30 | 14:30 | 6.4151 | 30
2023-06-22 15:00 | 15:00 | 6.5347 | 30
2023-06-22 15:30 | 15:30 | 7.3656 | 30
2023-06-22 16:00 | 16:00 | 9.0718 | 30
2023-06-22 16:30 | 16:30 | 10.1723 | 30
2023-06-22 17:00 | 17:00 | 12.2302 | 30
2023-06-22 17:30 | 17:30 | 13.5585 | 30
2023-06-22 18:00 | 18:00 | 13.7035 | 30
2023-06-22 18:30 | 18:30 | 13.3734 | 30
2023-06-22 19:00 | 19:00 | 13.2196 | 30
2023-06-22 19:30 | 19:30 | 12.7534 | 30
2023-06-22 20:00 | 20:00 | 12.0911 | 30
2023-06-22 20:30 | 20:30 | 11.4451 | 30
2023-06-22 21:00 | 21:00 | 10.6855 | 30
2023-06-22 21:30 | 21:30 | 9.8511 | 30
2023-06-22 22:00 | 22:00 | 9.3829 | 30
2023-06-22 22:30 | 22:30 | 8.7487 | 30
2023-06-22 23:00 | 23:00 | 8.1202 | 30
2023-06-22 23:30 | 23:30 | 7.6689 | 30
2023-06-23 | 0:00 | 7.192 | 30
2023-06-23 00:30 | 0:30 | 6.7108 | 30
2023-06-23 01:00 | 1:00 | 6.3766 | 30
2023-06-23 01:30 | 1:30 | 6.0631 | 30
2023-06-23 02:00 | 2:00 | 6.1441 | 30
2023-06-23 02:30 | 2:30 | 6.143 | 30
2023-06-23 03:00 | 3:00 | 6.5948 | 30
2023-06-23 03:30 | 3:30 | 6.8209 | 30
2023-06-23 04:00 | 4:00 | 7.1142 | 30
2023-06-23 04:30 | 4:30 | 7.5445 | 30
2023-06-23 05:00 | 5:00 | 8.1688 | 30
2023-06-23 05:30 | 5:30 | 8.8374 | 30
2023-06-23 06:00 | 6:00 | 9.604 | 30
2023-06-23 06:30 | 6:30 | 10.3972 | 30
2023-06-23 07:00 | 7:00 | 10.1662 | 30
2023-06-23 07:30 | 7:30 | 8.4528 | 30
2023-06-23 08:00 | 8:00 | 7.4187 | 30
2023-06-23 08:30 | 8:30 | 6.0918 | 30
2023-06-23 09:00 | 9:00 | 4.7798 | 30
2023-06-23 09:30 | 9:30 | 7.6022 | 30
2023-06-23 10:00 | 10:00 | 6.8632 | 30
2023-06-23 10:30 | 10:30 | 6.9841 | 30
2023-06-23 11:00 | 11:00 | 1.3619 | 30
2023-06-23 11:30 | 11:30 | 1.0902 | 30
2023-06-23 12:00 | 12:00 | 1.2131 | 30
2023-06-23 12:30 | 12:30 | 0.99242 | 30
2023-06-23 13:00 | 13:00 | 1.3086 | 30
2023-06-23 13:30 | 13:30 | 2.0106 | 30
2023-06-23 14:00 | 14:00 | 3.1445 | 30
2023-06-23 14:30 | 14:30 | 2.5224 | 30
2023-06-23 15:00 | 15:00 | 3.6833 | 30
2023-06-23 15:30 | 15:30 | 5.3426 | 30
2023-06-23 16:00 | 16:00 | 7.0992 | 30
2023-06-23 16:30 | 16:30 | 8.6025 | 30
2023-06-23 17:00 | 17:00 | 10.8013 | 30
2023-06-23 17:30 | 17:30 | 11.7805 | 30
2023-06-23 18:00 | 18:00 | 11.9617 | 30
2023-06-23 18:30 | 18:30 | 11.906 | 30
2023-06-23 19:00 | 19:00 | 11.2038 | 30
2023-06-23 19:30 | 19:30 | 10.85 | 30
2023-06-23 20:00 | 20:00 | 10.6023 | 30
2023-06-23 20:30 | 20:30 | 10.2155 | 30
2023-06-23 21:00 | 21:00 | 9.8392 | 30
2023-06-23 21:30 | 21:30 | 9.2422 | 30
2023-06-23 22:00 | 22:00 | 8.9954 | 30
2023-06-23 22:30 | 22:30 | 8.4801 | 30
2023-06-23 23:00 | 23:00 | 8.1099 | 30
2023-06-23 23:30 | 23:30 | 7.5309 | 30
2023-06-24 | 0:00 | 7.1446 | 30
2023-06-24 00:30 | 0:30 | 6.8076 | 30
2023-06-24 01:00 | 1:00 | 6.4946 | 30
2023-06-24 01:30 | 1:30 | 6.5648 | 30
2023-06-24 02:00 | 2:00 | 6.5174 | 30
2023-06-24 02:30 | 2:30 | 6.5382 | 30
2023-06-24 03:00 | 3:00 | 6.4591 | 30
2023-06-24 03:30 | 3:30 | 6.7702 | 30
2023-06-24 04:00 | 4:00 | 7.2559 | 30
2023-06-24 04:30 | 4:30 | 7.5517 | 30
2023-06-24 05:00 | 5:00 | 7.931 | 30
2023-06-24 05:30 | 5:30 | 8.0733 | 30
2023-06-24 06:00 | 6:00 | 8.7508 | 30
2023-06-24 06:30 | 6:30 | 9.4791 | 30
2023-06-24 07:00 | 7:00 | 9.5469 | 30
2023-06-24 07:30 | 7:30 | 8.7297 | 30
2023-06-24 08:00 | 8:00 | 7.4758 | 30
2023-06-24 08:30 | 8:30 | 5.7257 | 30
2023-06-24 09:00 | 9:00 | 3.8982 | 30
2023-06-24 09:30 | 9:30 | 2.2109 | 30
2023-06-24 10:00 | 10:00 | 1.1873 | 30
2023-06-24 10:30 | 10:30 | 1.4301 | 30
2023-06-24 11:00 | 11:00 | 1.8449 | 30
2023-06-24 11:30 | 11:30 | 2.0148 | 30
2023-06-24 12:00 | 12:00 | 2.0327 | 30
2023-06-24 12:30 | 12:30 | 1.6975 | 30
2023-06-24 13:00 | 13:00 | 1.6571 | 30
2023-06-24 13:30 | 13:30 | 1.4804 | 30
2023-06-24 14:00 | 14:00 | 1.4441 | 30
2023-06-24 14:30 | 14:30 | 2.2525 | 30
2023-06-24 15:00 | 15:00 | 3.5973 | 30
2023-06-24 15:30 | 15:30 | 5.1437 | 30
2023-06-24 16:00 | 16:00 | 7.0038 | 30
2023-06-24 16:30 | 16:30 | 8.8615 | 30
2023-06-24 17:00 | 17:00 | 10.672 | 30
2023-06-24 17:30 | 17:30 | 11.7534 | 30
2023-06-24 18:00 | 18:00 | 12.2173 | 30
2023-06-24 18:30 | 18:30 | 12.0543 | 30
2023-06-24 19:00 | 19:00 | 11.8606 | 30
2023-06-24 19:30 | 19:30 | 11.709 | 30
2023-06-24 20:00 | 20:00 | 11.4904 | 30
2023-06-24 20:30 | 20:30 | 11.2075 | 30
2023-06-24 21:00 | 21:00 | 10.8728 | 30
2023-06-24 21:30 | 21:30 | 10.2078 | 30
2023-06-24 22:00 | 22:00 | 9.9155 | 30
2023-06-24 22:30 | 22:30 | 9.4361 | 30
2023-06-24 23:00 | 23:00 | 8.9714 | 30
2023-06-24 23:30 | 23:30 | 8.4514 | 30
2023-06-25 | 0:00 | 8.0186 | 30
2023-06-25 00:30 | 0:30 | 7.6332 | 30
2023-06-25 01:00 | 1:00 | 7.1245 | 30
2023-06-25 01:30 | 1:30 | 6.8083 | 30
2023-06-25 02:00 | 2:00 | 6.7196 | 30
2023-06-25 02:30 | 2:30 | 6.6998 | 30
2023-06-25 03:00 | 3:00 | 6.7099 | 30
2023-06-25 03:30 | 3:30 | 6.7385 | 30
2023-06-25 04:00 | 4:00 | 7.1524 | 30
2023-06-25 04:30 | 4:30 | 7.4053 | 30
2023-06-25 05:00 | 5:00 | 7.6706 | 30
2023-06-25 05:30 | 5:30 | 8.0781 | 30
2023-06-25 06:00 | 6:00 | 8.6407 | 30
2023-06-25 06:30 | 6:30 | 9.3044 | 30
2023-06-25 07:00 | 7:00 | 9.6688 | 30
2023-06-25 07:30 | 7:30 | 9.1352 | 30
2023-06-25 08:00 | 8:00 | 7.989 | 30
2023-06-25 08:30 | 8:30 | 6.3923 | 30
2023-06-25 09:00 | 9:00 | 4.6009 | 30
2023-06-25 09:30 | 9:30 | 2.8682 | 30
2023-06-25 10:00 | 10:00 | 1.6737 | 30
2023-06-25 10:30 | 10:30 | 1.2734 | 30
2023-06-25 11:00 | 11:00 | 1.2187 | 30
2023-06-25 11:30 | 11:30 | 1.3398 | 30
2023-06-25 12:00 | 12:00 | 1.3077 | 30
2023-06-25 12:30 | 12:30 | 1.1972 | 30
2023-06-25 13:00 | 13:00 | 1.1931 | 30
2023-06-25 13:30 | 13:30 | 1.2972 | 30
2023-06-25 14:00 | 14:00 | 1.6714 | 30
2023-06-25 14:30 | 14:30 | 2.591 | 30
2023-06-25 15:00 | 15:00 | 4.0404 | 30
2023-06-25 15:30 | 15:30 | 5.6238 | 30
2023-06-25 16:00 | 16:00 | 7.3744 | 30
2023-06-25 16:30 | 16:30 | 9.0422 | 30
2023-06-25 17:00 | 17:00 | 10.5032 | 30
2023-06-25 17:30 | 17:30 | 11.6776 | 30
2023-06-25 18:00 | 18:00 | 11.8897 | 30
2023-06-25 18:30 | 18:30 | 11.4767 | 30
2023-06-25 19:00 | 19:00 | 11.1899 | 30
2023-06-25 19:30 | 19:30 | 10.7602 | 30
2023-06-25 20:00 | 20:00 | 10.5029 | 30
2023-06-25 20:30 | 20:30 | 9.9597 | 30
2023-06-25 21:00 | 21:00 | 9.4648 | 30
2023-06-25 21:30 | 21:30 | 8.8674 | 30
2023-06-25 22:00 | 22:00 | 8.5332 | 30
2023-06-25 22:30 | 22:30 | 8.0032 | 30
2023-06-25 23:00 | 23:00 | 7.5175 | 30
2023-06-25 23:30 | 23:30 | 7.111 | 30
2023-06-26 | 0:00 | 6.7211 | 30
2023-06-26 00:30 | 0:30 | 6.4546 | 30
2023-06-26 01:00 | 1:00 | 6.212 | 30
2023-06-26 01:30 | 1:30 | 6.0213 | 30
2023-06-26 02:00 | 2:00 | 6.0463 | 30
2023-06-26 02:30 | 2:30 | 5.969 | 30
2023-06-26 03:00 | 3:00 | 6.0232 | 30
2023-06-26 03:30 | 3:30 | 6.1998 | 30
2023-06-26 04:00 | 4:00 | 6.5438 | 30
2023-06-26 04:30 | 4:30 | 7.0416 | 30
2023-06-26 05:00 | 5:00 | 7.6416 | 30
2023-06-26 05:30 | 5:30 | 8.2177 | 30
2023-06-26 06:00 | 6:00 | 9.1214 | 30
2023-06-26 06:30 | 6:30 | 9.6619 | 30
2023-06-26 07:00 | 7:00 | 9.3568 | 30
2023-06-26 07:30 | 7:30 | 8.2278 | 30
2023-06-26 08:00 | 8:00 | 6.5968 | 30
2023-06-26 08:30 | 8:30 | 4.7273 | 30
2023-06-26 09:00 | 9:00 | 3.0757 | 30
2023-06-26 09:30 | 9:30 | 1.6538 | 30
2023-06-26 10:00 | 10:00 | 1.4947 | 30
2023-06-26 10:30 | 10:30 | 1.9705 | 30
2023-06-26 11:00 | 11:00 | 2.5719 | 30
2023-06-26 11:30 | 11:30 | 2.8454 | 30
2023-06-26 12:00 | 12:00 | 2.7804 | 30
2023-06-26 12:30 | 12:30 | 2.417 | 30
2023-06-26 13:00 | 13:00 | 2.158 | 30
2023-06-26 13:30 | 13:30 | 1.7102 | 30
2023-06-26 14:00 | 14:00 | 1.358 | 30
2023-06-26 14:30 | 14:30 | 1.9021 | 30
2023-06-26 15:00 | 15:00 | 3.2051 | 30
2023-06-26 15:30 | 15:30 | 4.7712 | 30
2023-06-26 16:00 | 16:00 | 6.8674 | 30
2023-06-26 16:30 | 16:30 | 8.7166 | 30
2023-06-26 17:00 | 17:00 | 10.4201 | 30
2023-06-26 17:30 | 17:30 | 12.3137 | 30
2023-06-26 18:00 | 18:00 | 12.6904 | 30
2023-06-26 18:30 | 18:30 | 12.2939 | 30
2023-06-26 19:00 | 19:00 | 11.9107 | 30
2023-06-26 19:30 | 19:30 | 11.629 | 30
2023-06-26 20:00 | 20:00 | 11.186 | 30
2023-06-26 20:30 | 20:30 | 10.7708 | 30
2023-06-26 21:00 | 21:00 | 10.2946 | 30
2023-06-26 21:30 | 21:30 | 9.5324 | 30
2023-06-26 22:00 | 22:00 | 9.114 | 30
2023-06-26 22:30 | 22:30 | 8.6084 | 30
2023-06-26 23:00 | 23:00 | 8.2484 | 30
2023-06-26 23:30 | 23:30 | 7.7777 | 30
2023-06-27 | 0:00 | 7.2448 | 30
2023-06-27 00:30 | 0:30 | 6.8527 | 30
2023-06-27 01:00 | 1:00 | 6.6955 | 30
2023-06-27 01:30 | 1:30 | 6.4571 | 30
2023-06-27 02:00 | 2:00 | 6.4573 | 30
2023-06-27 02:30 | 2:30 | 6.414 | 30
2023-06-27 03:00 | 3:00 | 6.5355 | 30
2023-06-27 03:30 | 3:30 | 6.8215 | 30
2023-06-27 04:00 | 4:00 | 7.2477 | 30
2023-06-27 04:30 | 4:30 | 7.8144 | 30
2023-06-27 05:00 | 5:00 | 8.4453 | 30
2023-06-27 05:30 | 5:30 | 9.2748 | 30
2023-06-27 06:00 | 6:00 | 10.3046 | 30
2023-06-27 06:30 | 6:30 | 10.9702 | 30
2023-06-27 07:00 | 7:00 | 10.6431 | 30
2023-06-27 07:30 | 7:30 | 9.3318 | 30
2023-06-27 08:00 | 8:00 | 7.4468 | 30
2023-06-27 08:30 | 8:30 | 5.4656 | 30
2023-06-27 09:00 | 9:00 | 3.5046 | 30
2023-06-27 09:30 | 9:30 | 1.8677 | 30
2023-06-27 10:00 | 10:00 | 1.4238 | 30
2023-06-27 10:30 | 10:30 | 1.517 | 30
2023-06-27 11:00 | 11:00 | 1.8762 | 30
2023-06-27 11:30 | 11:30 | 2.1475 | 30
2023-06-27 12:00 | 12:00 | 1.7818 | 30
2023-06-27 12:30 | 12:30 | 2.1003 | 30
2023-06-27 13:00 | 13:00 | 2.0853 | 30
2023-06-27 13:30 | 13:30 | 1.5827 | 30
2023-06-27 14:00 | 14:00 | 1.4304 | 30
2023-06-27 14:30 | 14:30 | 2.0691 | 30
2023-06-27 15:00 | 15:00 | 3.629 | 30
2023-06-27 15:30 | 15:30 | 5.2636 | 30
2023-06-27 16:00 | 16:00 | 6.9726 | 30
2023-06-27 16:30 | 16:30 | 8.9213 | 30
2023-06-27 17:00 | 17:00 | 10.8686 | 30
2023-06-27 17:30 | 17:30 | 12.5394 | 30
2023-06-27 18:00 | 18:00 | 12.9019 | 30
2023-06-27 18:30 | 18:30 | 12.9888 | 30
2023-06-27 19:00 | 19:00 | 12.7482 | 30
2023-06-27 19:30 | 19:30 | 12.2727 | 30
2023-06-27 20:00 | 20:00 | 11.9054 | 30
2023-06-27 20:30 | 20:30 | 11.4298 | 30
2023-06-27 21:00 | 21:00 | 10.7122 | 30
2023-06-27 21:30 | 21:30 | 10.0097 | 30
2023-06-27 22:00 | 22:00 | 9.2705 | 30
2023-06-27 22:30 | 22:30 | 8.7861 | 30
2023-06-27 23:00 | 23:00 | 8.3019 | 30
2023-06-27 23:30 | 23:30 | 7.8168 | 30
2023-06-28 | 0:00 | 7.3413 | 30
2023-06-28 00:30 | 0:30 | 6.7518 | 30
2023-06-28 01:00 | 1:00 | 6.5589 | 30
2023-06-28 01:30 | 1:30 | 6.3642 | 30
2023-06-28 02:00 | 2:00 | 6.2325 | 30
2023-06-28 02:30 | 2:30 | 6.1444 | 30
2023-06-28 03:00 | 3:00 | 6.1315 | 30
2023-06-28 03:30 | 3:30 | 6.268 | 30
2023-06-28 04:00 | 4:00 | 6.5691 | 30
2023-06-28 04:30 | 4:30 | 7.0592 | 30
2023-06-28 05:00 | 5:00 | 7.7611 | 30
2023-06-28 05:30 | 5:30 | 8.4173 | 30
2023-06-28 06:00 | 6:00 | 9.103 | 30
2023-06-28 06:30 | 6:30 | 9.6638 | 30
2023-06-28 07:00 | 7:00 | 9.6838 | 30
2023-06-28 07:30 | 7:30 | 9.258 | 30
2023-06-28 08:00 | 8:00 | 8.6436 | 30
2023-06-28 08:30 | 8:30 | 5.4839 | 30
2023-06-28 09:00 | 9:00 | 6.0614 | 30
2023-06-28 09:30 | 9:30 | 2.1767 | 30
2023-06-28 10:00 | 10:00 | 1.1808 | 30
2023-06-28 10:30 | 10:30 | 1.2938 | 30
2023-06-28 11:00 | 11:00 | 1.7158 | 30
2023-06-28 11:30 | 11:30 | 2.2128 | 30
2023-06-28 12:00 | 12:00 | 2.1173 | 30
2023-06-28 12:30 | 12:30 | 1.8238 | 30
2023-06-28 13:00 | 13:00 | 1.7173 | 30
2023-06-28 13:30 | 13:30 | 1.358 | 30
2023-06-28 14:00 | 14:00 | 1.3467 | 30
2023-06-28 14:30 | 14:30 | 3.0827 | 30
2023-06-28 15:00 | 15:00 | 4.9172 | 30
2023-06-28 15:30 | 15:30 | 6.2281 | 30
2023-06-28 16:00 | 16:00 | 7.1578 | 30
2023-06-28 16:30 | 16:30 | 8.5275 | 30
2023-06-28 17:00 | 17:00 | 10.29 | 30
2023-06-28 17:30 | 17:30 | 11.6835 | 30
2023-06-28 18:00 | 18:00 | 11.892 | 30
2023-06-28 18:30 | 18:30 | 11.6411 | 30
2023-06-28 19:00 | 19:00 | 11.281 | 30
2023-06-28 19:30 | 19:30 | 10.9003 | 30
2023-06-28 20:00 | 20:00 | 10.4721 | 30
2023-06-28 20:30 | 20:30 | 10.0503 | 30
2023-06-28 21:00 | 21:00 | 9.4177 | 30
2023-06-28 21:30 | 21:30 | 8.7448 | 30
2023-06-28 22:00 | 22:00 | 8.4012 | 30
2023-06-28 22:30 | 22:30 | 7.8915 | 30
2023-06-28 23:00 | 23:00 | 7.4179 | 30
2023-06-28 23:30 | 23:30 | 6.8933 | 30
2023-06-29 | 0:00 | 6.4673 | 30
2023-06-29 00:30 | 0:30 | 6.1499 | 30
2023-06-29 01:00 | 1:00 | 5.9961 | 30
2023-06-29 01:30 | 1:30 | 5.8159 | 30
2023-06-29 02:00 | 2:00 | 5.4941 | 30
2023-06-29 02:30 | 2:30 | 5.3117 | 30
2023-06-29 03:00 | 3:00 | 5.2562 | 30
2023-06-29 03:30 | 3:30 | 5.4186 | 30
2023-06-29 04:00 | 4:00 | 5.8831 | 30
2023-06-29 04:30 | 4:30 | 6.1888 | 30
2023-06-29 05:00 | 5:00 | 6.8635 | 30
2023-06-29 05:30 | 5:30 | 7.2989 | 30
2023-06-29 06:00 | 6:00 | 7.8031 | 30
2023-06-29 06:30 | 6:30 | 8.0273 | 30
2023-06-29 07:00 | 7:00 | 7.8541 | 30
2023-06-29 07:30 | 7:30 | 7.5186 | 30
2023-06-29 08:00 | 8:00 | 7.6932 | 30
2023-06-29 08:30 | 8:30 | 7.6787 | 30
2023-06-29 09:00 | 9:00 | 7.2109 | 30
2023-06-29 09:30 | 9:30 | 6.5277 | 30
2023-06-29 10:00 | 10:00 | 3.2927 | 30
2023-06-29 10:30 | 10:30 | 1.801 | 30
2023-06-29 11:00 | 11:00 | 1.7839 | 30
2023-06-29 11:30 | 11:30 | 1.8407 | 30
2023-06-29 12:00 | 12:00 | 3.401 | 30
2023-06-29 12:30 | 12:30 | 1.9702 | 30
2023-06-29 13:00 | 13:00 | 1.7875 | 30
2023-06-29 13:30 | 13:30 | 1.7904 | 30
2023-06-29 14:00 | 14:00 | 2.7192 | 30
2023-06-29 14:30 | 14:30 | 3.2457 | 30
2023-06-29 15:00 | 15:00 | 3.9685 | 30
2023-06-29 15:30 | 15:30 | 5.8519 | 30
2023-06-29 16:00 | 16:00 | 7.4903 | 30
2023-06-29 16:30 | 16:30 | 8.86 | 30
2023-06-29 17:00 | 17:00 | 10.3699 | 30
2023-06-29 17:30 | 17:30 | 11.3197 | 30
2023-06-29 18:00 | 18:00 | 11.5448 | 30
2023-06-29 18:30 | 18:30 | 11.5939 | 30
2023-06-29 19:00 | 19:00 | 11.5948 | 30
2023-06-29 19:30 | 19:30 | 11.227 | 30
2023-06-29 20:00 | 20:00 | 10.9703 | 30
2023-06-29 20:30 | 20:30 | 10.4402 | 30
2023-06-29 21:00 | 21:00 | 10.2005 | 30
2023-06-29 21:30 | 21:30 | 9.4534 | 30
2023-06-29 22:00 | 22:00 | 9.0932 | 30
2023-06-29 22:30 | 22:30 | 8.5172 | 30
2023-06-29 23:00 | 23:00 | 8.0711 | 30
2023-06-29 23:30 | 23:30 | 7.6649 | 30
2023-06-30 | 0:00 | 7.1602 | 30
2023-06-30 00:30 | 0:30 | 6.9352 | 30
2023-06-30 01:00 | 1:00 | 6.696 | 30
2023-06-30 01:30 | 1:30 | 6.5137 | 30
2023-06-30 02:00 | 2:00 | 6.5032 | 30
2023-06-30 02:30 | 2:30 | 6.4772 | 30
2023-06-30 03:00 | 3:00 | 6.602 | 30
2023-06-30 03:30 | 3:30 | 6.7347 | 30
2023-06-30 04:00 | 4:00 | 7.0874 | 30
2023-06-30 04:30 | 4:30 | 7.7103 | 30
2023-06-30 05:00 | 5:00 | 8.2995 | 30
2023-06-30 05:30 | 5:30 | 9.0595 | 30
2023-06-30 06:00 | 6:00 | 9.936 | 30
2023-06-30 06:30 | 6:30 | 10.6507 | 30
2023-06-30 07:00 | 7:00 | 10.3998 | 30
2023-06-30 07:30 | 7:30 | 9.2721 | 30
2023-06-30 08:00 | 8:00 | 7.777 | 30
2023-06-30 08:30 | 8:30 | 6.1296 | 30
2023-06-30 09:00 | 9:00 | 4.333 | 30
2023-06-30 09:30 | 9:30 | 2.5385 | 30
2023-06-30 10:00 | 10:00 | 1.2501 | 30
2023-06-30 10:30 | 10:30 | 1.2284 | 30
2023-06-30 11:00 | 11:00 | 1.6582 | 30
2023-06-30 11:30 | 11:30 | 2.0526 | 30
2023-06-30 12:00 | 12:00 | 1.8881 | 30
2023-06-30 12:30 | 12:30 | 1.6317 | 30
2023-06-30 13:00 | 13:00 | 1.4421 | 30
2023-06-30 13:30 | 13:30 | 1.5567 | 30
2023-06-30 14:00 | 14:00 | 1.5254 | 30
2023-06-30 14:30 | 14:30 | 2.1362 | 30
2023-06-30 15:00 | 15:00 | 3.5233 | 30
2023-06-30 15:30 | 15:30 | 5.1602 | 30
2023-06-30 16:00 | 16:00 | 7.0332 | 30
2023-06-30 16:30 | 16:30 | 8.8597 | 30
2023-06-30 17:00 | 17:00 | 10.9746 | 30
2023-06-30 17:30 | 17:30 | 12.5654 | 30
2023-06-30 18:00 | 18:00 | 13.1847 | 30
2023-06-30 18:30 | 18:30 | 13.3026 | 30
2023-06-30 19:00 | 19:00 | 13.1845 | 30
2023-06-30 19:30 | 19:30 | 13.2454 | 30
2023-06-30 20:00 | 20:00 | 13.1819 | 30
2023-06-30 20:30 | 20:30 | 12.9659 | 30
2023-06-30 21:00 | 21:00 | 12.481 | 30
2023-06-30 21:30 | 21:30 | 11.8084 | 30
2023-06-30 22:00 | 22:00 | 11.3896 | 30
2023-06-30 22:30 | 22:30 | 10.6697 | 30
2023-06-30 23:00 | 23:00 | 10.0364 | 30

## Historic Data 2
SSPPE Pimpama East Zone Substation
Date | Time | Historic load trace (MVA) | Historic asset rating (MVA)
2020-07-01 | 0:00 | 9.1683 | 60
2020-07-01 00:30 | 0:30 | 8.6385 | 60
2020-07-01 01:00 | 1:00 | 8.3909 | 60
2020-07-01 01:30 | 1:30 | 8.0545 | 60
2020-07-01 02:00 | 2:00 | 7.9002 | 60
2020-07-01 02:30 | 2:30 | 7.8809 | 60
2020-07-01 03:00 | 3:00 | 7.9581 | 60
2020-07-01 03:30 | 3:30 | 7.8557 | 60
2020-07-01 04:00 | 4:00 | 8.0434 | 60
2020-07-01 04:30 | 4:30 | 8.4512 | 60
2020-07-01 05:00 | 5:00 | 9.1766 | 60
2020-07-01 05:30 | 5:30 | 9.8425 | 60
2020-07-01 06:00 | 6:00 | 10.7401 | 60
2020-07-01 06:30 | 6:30 | 11.524 | 60
2020-07-01 07:00 | 7:00 | 12.1488 | 60
2020-07-01 07:30 | 7:30 | 11.964 | 60
2020-07-01 08:00 | 8:00 | 11.0213 | 60
2020-07-01 08:30 | 8:30 | 9.3291 | 60
2020-07-01 09:00 | 9:00 | 7.9328 | 60
2020-07-01 09:30 | 9:30 | 5.7808 | 60
2020-07-01 10:00 | 10:00 | 4.7447 | 60
2020-07-01 10:30 | 10:30 | 4.3245 | 60
2020-07-01 11:00 | 11:00 | 5.2323 | 60
2020-07-01 11:30 | 11:30 | 5.6576 | 60
2020-07-01 12:00 | 12:00 | 5.6146 | 60
2020-07-01 12:30 | 12:30 | 5.2414 | 60
2020-07-01 13:00 | 13:00 | 6.8776 | 60
2020-07-01 13:30 | 13:30 | 7.5303 | 60
2020-07-01 14:00 | 14:00 | 6.1244 | 60
2020-07-01 14:30 | 14:30 | 8.05 | 60
2020-07-01 15:00 | 15:00 | 8.1994 | 60
2020-07-01 15:30 | 15:30 | 9.2937 | 60
2020-07-01 16:00 | 16:00 | 11.5237 | 60
2020-07-01 16:30 | 16:30 | 13.5045 | 60
2020-07-01 17:00 | 17:00 | 16.0876 | 60
2020-07-01 17:30 | 17:30 | 17.8919 | 60
2020-07-01 18:00 | 18:00 | 18.4575 | 60
2020-07-01 18:30 | 18:30 | 18.6363 | 60
2020-07-01 19:00 | 19:00 | 18.1028 | 60
2020-07-01 19:30 | 19:30 | 17.4382 | 60
2020-07-01 20:00 | 20:00 | 17.2277 | 60
2020-07-01 20:30 | 20:30 | 16.2791 | 60
2020-07-01 21:00 | 21:00 | 15.1502 | 60
2020-07-01 21:30 | 21:30 | 13.9751 | 60
2020-07-01 22:00 | 22:00 | 12.8462 | 60
2020-07-01 22:30 | 22:30 | 12.1913 | 60
2020-07-01 23:00 | 23:00 | 11.0826 | 60
2020-07-01 23:30 | 23:30 | 10.15 | 60
2020-07-02 | 0:00 | 9.5257 | 60
2020-07-02 00:30 | 0:30 | 9.0311 | 60
2020-07-02 01:00 | 1:00 | 8.8132 | 60
2020-07-02 01:30 | 1:30 | 8.5776 | 60
2020-07-02 02:00 | 2:00 | 8.3967 | 60
2020-07-02 02:30 | 2:30 | 8.2818 | 60
2020-07-02 03:00 | 3:00 | 8.3901 | 60
2020-07-02 03:30 | 3:30 | 8.4186 | 60
2020-07-02 04:00 | 4:00 | 8.6167 | 60
2020-07-02 04:30 | 4:30 | 9.0474 | 60
2020-07-02 05:00 | 5:00 | 9.6926 | 60
2020-07-02 05:30 | 5:30 | 10.6075 | 60
2020-07-02 06:00 | 6:00 | 11.727 | 60
2020-07-02 06:30 | 6:30 | 12.5042 | 60
2020-07-02 07:00 | 7:00 | 12.63 | 60
2020-07-02 07:30 | 7:30 | 12.1374 | 60
2020-07-02 08:00 | 8:00 | 11.9724 | 60
2020-07-02 08:30 | 8:30 | 11.2785 | 60
2020-07-02 09:00 | 9:00 | 7.6819 | 60
2020-07-02 09:30 | 9:30 | 5.86 | 60
2020-07-02 10:00 | 10:00 | 5.0721 | 60
2020-07-02 10:30 | 10:30 | 4.0705 | 60
2020-07-02 11:00 | 11:00 | 5.072 | 60
2020-07-02 11:30 | 11:30 | 5.1862 | 60
2020-07-02 12:00 | 12:00 | 4.3097 | 60
2020-07-02 12:30 | 12:30 | 4.1625 | 60
2020-07-02 13:00 | 13:00 | 3.7263 | 60
2020-07-02 13:30 | 13:30 | 5.3301 | 60
2020-07-02 14:00 | 14:00 | 5.6097 | 60
2020-07-02 14:30 | 14:30 | 6.179 | 60
2020-07-02 15:00 | 15:00 | 7.4402 | 60
2020-07-02 15:30 | 15:30 | 8.9038 | 60
2020-07-02 16:00 | 16:00 | 10.8261 | 60
2020-07-02 16:30 | 16:30 | 13.0048 | 60
2020-07-02 17:00 | 17:00 | 15.3834 | 60
2020-07-02 17:30 | 17:30 | 17.5341 | 60
2020-07-02 18:00 | 18:00 | 18.1978 | 60
2020-07-02 18:30 | 18:30 | 18.0918 | 60
2020-07-02 19:00 | 19:00 | 17.5336 | 60
2020-07-02 19:30 | 19:30 | 17.3616 | 60
2020-07-02 20:00 | 20:00 | 17.0745 | 60
2020-07-02 20:30 | 20:30 | 16.1667 | 60
2020-07-02 21:00 | 21:00 | 14.9787 | 60
2020-07-02 21:30 | 21:30 | 13.9126 | 60
2020-07-02 22:00 | 22:00 | 13.0032 | 60
2020-07-02 22:30 | 22:30 | 12.2145 | 60
2020-07-02 23:00 | 23:00 | 11.0825 | 60
2020-07-02 23:30 | 23:30 | 10.2093 | 60
2020-07-03 | 0:00 | 9.4631 | 60
2020-07-03 00:30 | 0:30 | 8.9461 | 60
2020-07-03 01:00 | 1:00 | 8.6795 | 60
2020-07-03 01:30 | 1:30 | 8.457 | 60
2020-07-03 02:00 | 2:00 | 8.3627 | 60
2020-07-03 02:30 | 2:30 | 8.061 | 60
2020-07-03 03:00 | 3:00 | 8.141 | 60
2020-07-03 03:30 | 3:30 | 8.0405 | 60
2020-07-03 04:00 | 4:00 | 8.2925 | 60
2020-07-03 04:30 | 4:30 | 8.7507 | 60
2020-07-03 05:00 | 5:00 | 9.5799 | 60
2020-07-03 05:30 | 5:30 | 10.3389 | 60
2020-07-03 06:00 | 6:00 | 11.3444 | 60
2020-07-03 06:30 | 6:30 | 12.319 | 60
2020-07-03 07:00 | 7:00 | 12.5418 | 60
2020-07-03 07:30 | 7:30 | 12.1671 | 60
2020-07-03 08:00 | 8:00 | 10.5585 | 60
2020-07-03 08:30 | 8:30 | 8.8678 | 60
2020-07-03 09:00 | 9:00 | 7.2257 | 60
2020-07-03 09:30 | 9:30 | 5.9712 | 60
2020-07-03 10:00 | 10:00 | 4.847 | 60
2020-07-03 10:30 | 10:30 | 4.0666 | 60
2020-07-03 11:00 | 11:00 | 3.677 | 60
2020-07-03 11:30 | 11:30 | 3.3914 | 60
2020-07-03 12:00 | 12:00 | 3.3283 | 60
2020-07-03 12:30 | 12:30 | 3.4356 | 60
2020-07-03 13:00 | 13:00 | 3.7848 | 60
2020-07-03 13:30 | 13:30 | 4.1383 | 60
2020-07-03 14:00 | 14:00 | 5.0167 | 60
2020-07-03 14:30 | 14:30 | 5.9874 | 60
2020-07-03 15:00 | 15:00 | 7.3324 | 60
2020-07-03 15:30 | 15:30 | 9.4688 | 60
2020-07-03 16:00 | 16:00 | 10.8366 | 60
2020-07-03 16:30 | 16:30 | 12.6481 | 60
2020-07-03 17:00 | 17:00 | 14.4885 | 60
2020-07-03 17:30 | 17:30 | 16.2068 | 60
2020-07-03 18:00 | 18:00 | 16.4402 | 60
2020-07-03 18:30 | 18:30 | 16.5596 | 60
2020-07-03 19:00 | 19:00 | 16.1502 | 60
2020-07-03 19:30 | 19:30 | 15.608 | 60
2020-07-03 20:00 | 20:00 | 15.3802 | 60
2020-07-03 20:30 | 20:30 | 14.6709 | 60
2020-07-03 21:00 | 21:00 | 13.7925 | 60
2020-07-03 21:30 | 21:30 | 12.8672 | 60
2020-07-03 22:00 | 22:00 | 12.127 | 60
2020-07-03 22:30 | 22:30 | 11.6097 | 60
2020-07-03 23:00 | 23:00 | 10.7506 | 60
2020-07-03 23:30 | 23:30 | 9.7898 | 60
2020-07-04 | 0:00 | 9.2067 | 60
2020-07-04 00:30 | 0:30 | 8.7936 | 60
2020-07-04 01:00 | 1:00 | 8.3943 | 60
2020-07-04 01:30 | 1:30 | 8.1378 | 60
2020-07-04 02:00 | 2:00 | 7.989 | 60
2020-07-04 02:30 | 2:30 | 7.8498 | 60
2020-07-04 03:00 | 3:00 | 7.9742 | 60
2020-07-04 03:30 | 3:30 | 7.8298 | 60
2020-07-04 04:00 | 4:00 | 7.9746 | 60
2020-07-04 04:30 | 4:30 | 8.0021 | 60
2020-07-04 05:00 | 5:00 | 8.4781 | 60
2020-07-04 05:30 | 5:30 | 8.7927 | 60
2020-07-04 06:00 | 6:00 | 9.3913 | 60
2020-07-04 06:30 | 6:30 | 9.9963 | 60
2020-07-04 07:00 | 7:00 | 10.3505 | 60
2020-07-04 07:30 | 7:30 | 9.8272 | 60
2020-07-04 08:00 | 8:00 | 8.9974 | 60
2020-07-04 08:30 | 8:30 | 8.1592 | 60
2020-07-04 09:00 | 9:00 | 7.2283 | 60
2020-07-04 09:30 | 9:30 | 6.1787 | 60
2020-07-04 10:00 | 10:00 | 5.246 | 60
2020-07-04 10:30 | 10:30 | 4.4625 | 60
2020-07-04 11:00 | 11:00 | 3.9574 | 60
2020-07-04 11:30 | 11:30 | 3.6812 | 60
2020-07-04 12:00 | 12:00 | 3.4355 | 60
2020-07-04 12:30 | 12:30 | 3.489 | 60
2020-07-04 13:00 | 13:00 | 3.792 | 60
2020-07-04 13:30 | 13:30 | 4.2559 | 60
2020-07-04 14:00 | 14:00 | 4.9479 | 60
2020-07-04 14:30 | 14:30 | 5.9033 | 60
2020-07-04 15:00 | 15:00 | 7.2501 | 60
2020-07-04 15:30 | 15:30 | 8.8887 | 60
2020-07-04 16:00 | 16:00 | 10.8788 | 60
2020-07-04 16:30 | 16:30 | 13.1429 | 60
2020-07-04 17:00 | 17:00 | 15.6143 | 60
2020-07-04 17:30 | 17:30 | 17.3877 | 60
2020-07-04 18:00 | 18:00 | 17.7126 | 60
2020-07-04 18:30 | 18:30 | 17.8644 | 60
2020-07-04 19:00 | 19:00 | 17.2367 | 60
2020-07-04 19:30 | 19:30 | 16.9629 | 60
2020-07-04 20:00 | 20:00 | 16.7578 | 60
2020-07-04 20:30 | 20:30 | 16.1667 | 60
2020-07-04 21:00 | 21:00 | 15.5127 | 60
2020-07-04 21:30 | 21:30 | 14.5782 | 60
2020-07-04 22:00 | 22:00 | 13.8462 | 60
2020-07-04 22:30 | 22:30 | 13.3107 | 60
2020-07-04 23:00 | 23:00 | 12.4033 | 60
2020-07-04 23:30 | 23:30 | 11.5445 | 60
2020-07-05 | 0:00 | 10.8375 | 60
2020-07-05 00:30 | 0:30 | 10.3399 | 60
2020-07-05 01:00 | 1:00 | 9.8916 | 60
2020-07-05 01:30 | 1:30 | 9.5145 | 60
2020-07-05 02:00 | 2:00 | 9.3829 | 60
2020-07-05 02:30 | 2:30 | 9.165 | 60
2020-07-05 03:00 | 3:00 | 9.1746 | 60
2020-07-05 03:30 | 3:30 | 9.1853 | 60
2020-07-05 04:00 | 4:00 | 9.2097 | 60
2020-07-05 04:30 | 4:30 | 9.4903 | 60
2020-07-05 05:00 | 5:00 | 9.8769 | 60
2020-07-05 05:30 | 5:30 | 10.3141 | 60
2020-07-05 06:00 | 6:00 | 11.1384 | 60
2020-07-05 06:30 | 6:30 | 12.2486 | 60
2020-07-05 07:00 | 7:00 | 13.1172 | 60
2020-07-05 07:30 | 7:30 | 13.0372 | 60
2020-07-05 08:00 | 8:00 | 12.6194 | 60
2020-07-05 08:30 | 8:30 | 11.6348 | 60
2020-07-05 09:00 | 9:00 | 10.4409 | 60
2020-07-05 09:30 | 9:30 | 8.6605 | 60
2020-07-05 10:00 | 10:00 | 7.4154 | 60
2020-07-05 10:30 | 10:30 | 5.579 | 60
2020-07-05 11:00 | 11:00 | 4.8314 | 60
2020-07-05 11:30 | 11:30 | 4.4056 | 60
2020-07-05 12:00 | 12:00 | 4.8115 | 60
2020-07-05 12:30 | 12:30 | 4.5945 | 60
2020-07-05 13:00 | 13:00 | 5.0726 | 60
2020-07-05 13:30 | 13:30 | 5.8707 | 60
2020-07-05 14:00 | 14:00 | 7.5933 | 60
2020-07-05 14:30 | 14:30 | 8.717 | 60
2020-07-05 15:00 | 15:00 | 10.2675 | 60
2020-07-05 15:30 | 15:30 | 11.6036 | 60
2020-07-05 16:00 | 16:00 | 13.0176 | 60
2020-07-05 16:30 | 16:30 | 15.7183 | 60
2020-07-05 17:00 | 17:00 | 18.9151 | 60
2020-07-05 17:30 | 17:30 | 21.3962 | 60
2020-07-05 18:00 | 18:00 | 21.9611 | 60
2020-07-05 18:30 | 18:30 | 21.8526 | 60
2020-07-05 19:00 | 19:00 | 21.2542 | 60
2020-07-05 19:30 | 19:30 | 20.6151 | 60
2020-07-05 20:00 | 20:00 | 20.209 | 60
2020-07-05 20:30 | 20:30 | 19.0292 | 60
2020-07-05 21:00 | 21:00 | 17.9906 | 60
2020-07-05 21:30 | 21:30 | 16.3523 | 60
2020-07-05 22:00 | 22:00 | 14.8579 | 60
2020-07-05 22:30 | 22:30 | 13.7511 | 60
2020-07-05 23:00 | 23:00 | 12.5126 | 60
2020-07-05 23:30 | 23:30 | 11.2992 | 60
2020-07-06 | 0:00 | 10.5331 | 60
2020-07-06 00:30 | 0:30 | 9.9557 | 60
2020-07-06 01:00 | 1:00 | 9.4628 | 60
2020-07-06 01:30 | 1:30 | 9.2689 | 60
2020-07-06 02:00 | 2:00 | 9.188 | 60
2020-07-06 02:30 | 2:30 | 9.0346 | 60
2020-07-06 03:00 | 3:00 | 9.1157 | 60
2020-07-06 03:30 | 3:30 | 9.2143 | 60
2020-07-06 04:00 | 4:00 | 9.4182 | 60
2020-07-06 04:30 | 4:30 | 10.1089 | 60
2020-07-06 05:00 | 5:00 | 11.0319 | 60
2020-07-06 05:30 | 5:30 | 11.9118 | 60
2020-07-06 06:00 | 6:00 | 13.4308 | 60
2020-07-06 06:30 | 6:30 | 14.9177 | 60
2020-07-06 07:00 | 7:00 | 15.6469 | 60
2020-07-06 07:30 | 7:30 | 14.5535 | 60
2020-07-06 08:00 | 8:00 | 13.3527 | 60
2020-07-06 08:30 | 8:30 | 11.8691 | 60
2020-07-06 09:00 | 9:00 | 9.2164 | 60
2020-07-06 09:30 | 9:30 | 7.4978 | 60
2020-07-06 10:00 | 10:00 | 6.0021 | 60
2020-07-06 10:30 | 10:30 | 4.8692 | 60
2020-07-06 11:00 | 11:00 | 4.242 | 60
2020-07-06 11:30 | 11:30 | 3.8978 | 60
2020-07-06 12:00 | 12:00 | 3.6535 | 60
2020-07-06 12:30 | 12:30 | 3.7238 | 60
2020-07-06 13:00 | 13:00 | 4.3877 | 60
2020-07-06 13:30 | 13:30 | 4.9598 | 60
2020-07-06 14:00 | 14:00 | 5.4978 | 60
2020-07-06 14:30 | 14:30 | 6.4218 | 60
2020-07-06 15:00 | 15:00 | 7.7654 | 60
2020-07-06 15:30 | 15:30 | 9.2903 | 60
2020-07-06 16:00 | 16:00 | 11.5725 | 60
2020-07-06 16:30 | 16:30 | 14.4535 | 60
2020-07-06 17:00 | 17:00 | 17.4315 | 60
2020-07-06 17:30 | 17:30 | 20.0827 | 60
2020-07-06 18:00 | 18:00 | 20.6038 | 60
2020-07-06 18:30 | 18:30 | 20.4544 | 60
2020-07-06 19:00 | 19:00 | 19.8174 | 60
2020-07-06 19:30 | 19:30 | 19.2615 | 60
2020-07-06 20:00 | 20:00 | 18.8377 | 60
2020-07-06 20:30 | 20:30 | 17.8672 | 60
2020-07-06 21:00 | 21:00 | 16.7508 | 60
2020-07-06 21:30 | 21:30 | 15.4085 | 60
2020-07-06 22:00 | 22:00 | 14.0968 | 60
2020-07-06 22:30 | 22:30 | 13.1043 | 60
2020-07-06 23:00 | 23:00 | 12.0422 | 60
2020-07-06 23:30 | 23:30 | 11.0495 | 60
2020-07-07 | 0:00 | 10.2178 | 60
2020-07-07 00:30 | 0:30 | 9.7738 | 60
2020-07-07 01:00 | 1:00 | 9.5134 | 60
2020-07-07 01:30 | 1:30 | 9.2518 | 60
2020-07-07 02:00 | 2:00 | 9.069 | 60
2020-07-07 02:30 | 2:30 | 8.9355 | 60
2020-07-07 03:00 | 3:00 | 8.9883 | 60
2020-07-07 03:30 | 3:30 | 9.0898 | 60
2020-07-07 04:00 | 4:00 | 9.3461 | 60
2020-07-07 04:30 | 4:30 | 10.0542 | 60
2020-07-07 05:00 | 5:00 | 11.0498 | 60
2020-07-07 05:30 | 5:30 | 12.2749 | 60
2020-07-07 06:00 | 6:00 | 13.9339 | 60
2020-07-07 06:30 | 6:30 | 15.1924 | 60
2020-07-07 07:00 | 7:00 | 15.8169 | 60
2020-07-07 07:30 | 7:30 | 14.8032 | 60
2020-07-07 08:00 | 8:00 | 12.8519 | 60
2020-07-07 08:30 | 8:30 | 10.7418 | 60
2020-07-07 09:00 | 9:00 | 8.6234 | 60
2020-07-07 09:30 | 9:30 | 6.7169 | 60
2020-07-07 10:00 | 10:00 | 5.4588 | 60
2020-07-07 10:30 | 10:30 | 4.4325 | 60
2020-07-07 11:00 | 11:00 | 3.8457 | 60
2020-07-07 11:30 | 11:30 | 3.4549 | 60
2020-07-07 12:00 | 12:00 | 3.242 | 60
2020-07-07 12:30 | 12:30 | 3.7176 | 60
2020-07-07 13:00 | 13:00 | 5.2457 | 60
2020-07-07 13:30 | 13:30 | 7.6191 | 60
2020-07-07 14:00 | 14:00 | 7.4485 | 60
2020-07-07 14:30 | 14:30 | 6.9912 | 60
2020-07-07 15:00 | 15:00 | 7.6601 | 60
2020-07-07 15:30 | 15:30 | 9.1939 | 60
2020-07-07 16:00 | 16:00 | 12.2061 | 60
2020-07-07 16:30 | 16:30 | 14.9497 | 60
2020-07-07 17:00 | 17:00 | 17.3344 | 60
2020-07-07 17:30 | 17:30 | 19.4147 | 60
2020-07-07 18:00 | 18:00 | 19.7351 | 60
2020-07-07 18:30 | 18:30 | 19.5697 | 60
2020-07-07 19:00 | 19:00 | 19.1764 | 60
2020-07-07 19:30 | 19:30 | 18.5654 | 60
2020-07-07 20:00 | 20:00 | 18.069 | 60
2020-07-07 20:30 | 20:30 | 16.8742 | 60
2020-07-07 21:00 | 21:00 | 15.8613 | 60
2020-07-07 21:30 | 21:30 | 14.6268 | 60
2020-07-07 22:00 | 22:00 | 13.4611 | 60
2020-07-07 22:30 | 22:30 | 12.6325 | 60
2020-07-07 23:00 | 23:00 | 11.4805 | 60
2020-07-07 23:30 | 23:30 | 10.4434 | 60
2020-07-08 | 0:00 | 9.7821 | 60
2020-07-08 00:30 | 0:30 | 9.2207 | 60
2020-07-08 01:00 | 1:00 | 8.8489 | 60
2020-07-08 01:30 | 1:30 | 8.6327 | 60
2020-07-08 02:00 | 2:00 | 8.4586 | 60
2020-07-08 02:30 | 2:30 | 8.2741 | 60
2020-07-08 03:00 | 3:00 | 8.3523 | 60
2020-07-08 03:30 | 3:30 | 8.3972 | 60
2020-07-08 04:00 | 4:00 | 8.6452 | 60
2020-07-08 04:30 | 4:30 | 9.3323 | 60
2020-07-08 05:00 | 5:00 | 10.1707 | 60
2020-07-08 05:30 | 5:30 | 10.912 | 60
2020-07-08 06:00 | 6:00 | 11.981 | 60
2020-07-08 06:30 | 6:30 | 12.9343 | 60
2020-07-08 07:00 | 7:00 | 13.0263 | 60
2020-07-08 07:30 | 7:30 | 11.95 | 60
2020-07-08 08:00 | 8:00 | 10.2467 | 60
2020-07-08 08:30 | 8:30 | 8.5807 | 60
2020-07-08 09:00 | 9:00 | 7.1175 | 60
2020-07-08 09:30 | 9:30 | 5.8115 | 60
2020-07-08 10:00 | 10:00 | 4.6598 | 60
2020-07-08 10:30 | 10:30 | 3.8371 | 60
2020-07-08 11:00 | 11:00 | 3.3493 | 60
2020-07-08 11:30 | 11:30 | 3.0513 | 60
2020-07-08 12:00 | 12:00 | 3.0068 | 60
2020-07-08 12:30 | 12:30 | 3.046 | 60
2020-07-08 13:00 | 13:00 | 3.4499 | 60
2020-07-08 13:30 | 13:30 | 3.9078 | 60
2020-07-08 14:00 | 14:00 | 4.7096 | 60
2020-07-08 14:30 | 14:30 | 5.7668 | 60
2020-07-08 15:00 | 15:00 | 7.094 | 60
2020-07-08 15:30 | 15:30 | 8.448 | 60
2020-07-08 16:00 | 16:00 | 10.1076 | 60
2020-07-08 16:30 | 16:30 | 13.1022 | 60
2020-07-08 17:00 | 17:00 | 16.0364 | 60
2020-07-08 17:30 | 17:30 | 18.1221 | 60
2020-07-08 18:00 | 18:00 | 18.6371 | 60
2020-07-08 18:30 | 18:30 | 18.6151 | 60
2020-07-08 19:00 | 19:00 | 17.8986 | 60
2020-07-08 19:30 | 19:30 | 17.1917 | 60
2020-07-08 20:00 | 20:00 | 16.9112 | 60
2020-07-08 20:30 | 20:30 | 16.1889 | 60
2020-07-08 21:00 | 21:00 | 14.9052 | 60
2020-07-08 21:30 | 21:30 | 13.9156 | 60
2020-07-08 22:00 | 22:00 | 12.9206 | 60
2020-07-08 22:30 | 22:30 | 12.1288 | 60
2020-07-08 23:00 | 23:00 | 11.1159 | 60
2020-07-08 23:30 | 23:30 | 10.0402 | 60
2020-07-09 | 0:00 | 9.2146 | 60
2020-07-09 00:30 | 0:30 | 8.6172 | 60
2020-07-09 01:00 | 1:00 | 8.3968 | 60
2020-07-09 01:30 | 1:30 | 8.2607 | 60
2020-07-09 02:00 | 2:00 | 8.0269 | 60
2020-07-09 02:30 | 2:30 | 7.8414 | 60
2020-07-09 03:00 | 3:00 | 7.8102 | 60
2020-07-09 03:30 | 3:30 | 7.8206 | 60
2020-07-09 04:00 | 4:00 | 8.0239 | 60
2020-07-09 04:30 | 4:30 | 8.4628 | 60
2020-07-09 05:00 | 5:00 | 9.2265 | 60
2020-07-09 05:30 | 5:30 | 9.72 | 60
2020-07-09 06:00 | 6:00 | 10.6671 | 60
2020-07-09 06:30 | 6:30 | 11.3602 | 60
2020-07-09 07:00 | 7:00 | 12.2005 | 60
2020-07-09 07:30 | 7:30 | 12.1157 | 60
2020-07-09 08:00 | 8:00 | 12.2427 | 60
2020-07-09 08:30 | 8:30 | 11.7458 | 60
2020-07-09 09:00 | 9:00 | 10.4382 | 60
2020-07-09 09:30 | 9:30 | 8.5824 | 60
2020-07-09 10:00 | 10:00 | 6.6605 | 60
2020-07-09 10:30 | 10:30 | 6.6228 | 60
2020-07-09 11:00 | 11:00 | 6.0231 | 60
2020-07-09 11:30 | 11:30 | 5.9768 | 60
2020-07-09 12:00 | 12:00 | 5.3436 | 60
2020-07-09 12:30 | 12:30 | 8.0739 | 60
2020-07-09 13:00 | 13:00 | 7.8007 | 60
2020-07-09 13:30 | 13:30 | 9.6108 | 60
2020-07-09 14:00 | 14:00 | 10.5164 | 60
2020-07-09 14:30 | 14:30 | 9.3569 | 60
2020-07-09 15:00 | 15:00 | 10.0664 | 60
2020-07-09 15:30 | 15:30 | 11.8585 | 60
2020-07-09 16:00 | 16:00 | 13.315 | 60
2020-07-09 16:30 | 16:30 | 15.131 | 60
2020-07-09 17:00 | 17:00 | 17.2417 | 60
2020-07-09 17:30 | 17:30 | 18.7972 | 60
2020-07-09 18:00 | 18:00 | 19.0767 | 60
2020-07-09 18:30 | 18:30 | 18.9214 | 60
2020-07-09 19:00 | 19:00 | 18.4222 | 60
2020-07-09 19:30 | 19:30 | 17.7176 | 60
2020-07-09 20:00 | 20:00 | 17.392 | 60
2020-07-09 20:30 | 20:30 | 16.4168 | 60
2020-07-09 21:00 | 21:00 | 15.3361 | 60
2020-07-09 21:30 | 21:30 | 14.0147 | 60
2020-07-09 22:00 | 22:00 | 13.2713 | 60
2020-07-09 22:30 | 22:30 | 12.3758 | 60
2020-07-09 23:00 | 23:00 | 11.2301 | 60
2020-07-09 23:30 | 23:30 | 10.345 | 60
2020-07-10 | 0:00 | 9.482 | 60
2020-07-10 00:30 | 0:30 | 8.9547 | 60
2020-07-10 01:00 | 1:00 | 8.5825 | 60
2020-07-10 01:30 | 1:30 | 8.3823 | 60
2020-07-10 02:00 | 2:00 | 8.0228 | 60
2020-07-10 02:30 | 2:30 | 8.0296 | 60
2020-07-10 03:00 | 3:00 | 7.9029 | 60
2020-07-10 03:30 | 3:30 | 8.0308 | 60
2020-07-10 04:00 | 4:00 | 8.0829 | 60
2020-07-10 04:30 | 4:30 | 8.4138 | 60
2020-07-10 05:00 | 5:00 | 9.1519 | 60
2020-07-10 05:30 | 5:30 | 9.4628 | 60
2020-07-10 06:00 | 6:00 | 10.042 | 60
2020-07-10 06:30 | 6:30 | 10.746 | 60
2020-07-10 07:00 | 7:00 | 10.9428 | 60
2020-07-10 07:30 | 7:30 | 10.7586 | 60
2020-07-10 08:00 | 8:00 | 9.3459 | 60
2020-07-10 08:30 | 8:30 | 9.9768 | 60
2020-07-10 09:00 | 9:00 | 10.5024 | 60
2020-07-10 09:30 | 9:30 | 7.2955 | 60
2020-07-10 10:00 | 10:00 | 7.1829 | 60
2020-07-10 10:30 | 10:30 | 6.5209 | 60
2020-07-10 11:00 | 11:00 | 6.6649 | 60
2020-07-10 11:30 | 11:30 | 8.4826 | 60
2020-07-10 12:00 | 12:00 | 8.0218 | 60
2020-07-10 12:30 | 12:30 | 4.9588 | 60
2020-07-10 13:00 | 13:00 | 5.6347 | 60
2020-07-10 13:30 | 13:30 | 7.5004 | 60
2020-07-10 14:00 | 14:00 | 8.0012 | 60
2020-07-10 14:30 | 14:30 | 8.0951 | 60
2020-07-10 15:00 | 15:00 | 9.6301 | 60
2020-07-10 15:30 | 15:30 | 10.4966 | 60
2020-07-10 16:00 | 16:00 | 11.5433 | 60
2020-07-10 16:30 | 16:30 | 13.2847 | 60
2020-07-10 17:00 | 17:00 | 15.022 | 60
2020-07-10 17:30 | 17:30 | 16.6669 | 60
2020-07-10 18:00 | 18:00 | 17.0653 | 60
2020-07-10 18:30 | 18:30 | 17.0974 | 60
2020-07-10 19:00 | 19:00 | 16.5772 | 60
2020-07-10 19:30 | 19:30 | 16.204 | 60
2020-07-10 20:00 | 20:00 | 16.1349 | 60
2020-07-10 20:30 | 20:30 | 15.3635 | 60
2020-07-10 21:00 | 21:00 | 14.4795 | 60
2020-07-10 21:30 | 21:30 | 13.5841 | 60
2020-07-10 22:00 | 22:00 | 12.8906 | 60
2020-07-10 22:30 | 22:30 | 12.369 | 60
2020-07-10 23:00 | 23:00 | 11.4609 | 60
2020-07-10 23:30 | 23:30 | 10.3899 | 60
2020-07-11 | 0:00 | 9.5236 | 60
2020-07-11 00:30 | 0:30 | 9.0329 | 60
2020-07-11 01:00 | 1:00 | 8.7477 | 60
2020-07-11 01:30 | 1:30 | 8.3916 | 60
2020-07-11 02:00 | 2:00 | 8.1675 | 60
2020-07-11 02:30 | 2:30 | 8.0062 | 60
2020-07-11 03:00 | 3:00 | 8.011 | 60
2020-07-11 03:30 | 3:30 | 7.7623 | 60
2020-07-11 04:00 | 4:00 | 7.6929 | 60
2020-07-11 04:30 | 4:30 | 7.9906 | 60
2020-07-11 05:00 | 5:00 | 8.3331 | 60
2020-07-11 05:30 | 5:30 | 8.7041 | 60
2020-07-11 06:00 | 6:00 | 9.0802 | 60
2020-07-11 06:30 | 6:30 | 9.6627 | 60
2020-07-11 07:00 | 7:00 | 10.1462 | 60
2020-07-11 07:30 | 7:30 | 10.6431 | 60
2020-07-11 08:00 | 8:00 | 10.558 | 60
2020-07-11 08:30 | 8:30 | 11.1515 | 60
2020-07-11 09:00 | 9:00 | 9.0969 | 60
2020-07-11 09:30 | 9:30 | 6.4879 | 60
2020-07-11 10:00 | 10:00 | 5.4302 | 60
2020-07-11 10:30 | 10:30 | 5.1972 | 60
2020-07-11 11:00 | 11:00 | 4.7456 | 60
2020-07-11 11:30 | 11:30 | 6.0281 | 60
2020-07-11 12:00 | 12:00 | 6.8745 | 60
2020-07-11 12:30 | 12:30 | 7.5729 | 60
2020-07-11 13:00 | 13:00 | 7.2036 | 60
2020-07-11 13:30 | 13:30 | 7.2512 | 60
2020-07-11 14:00 | 14:00 | 6.8572 | 60
2020-07-11 14:30 | 14:30 | 6.345 | 60
2020-07-11 15:00 | 15:00 | 7.6493 | 60
2020-07-11 15:30 | 15:30 | 9.0943 | 60
2020-07-11 16:00 | 16:00 | 10.5996 | 60
2020-07-11 16:30 | 16:30 | 12.6551 | 60
2020-07-11 17:00 | 17:00 | 14.4802 | 60
2020-07-11 17:30 | 17:30 | 15.9797 | 60
2020-07-11 18:00 | 18:00 | 16.258 | 60
2020-07-11 18:30 | 18:30 | 16.3249 | 60
2020-07-11 19:00 | 19:00 | 15.6691 | 60
2020-07-11 19:30 | 19:30 | 15.4105 | 60
2020-07-11 20:00 | 20:00 | 15.2044 | 60
2020-07-11 20:30 | 20:30 | 14.5806 | 60
2020-07-11 21:00 | 21:00 | 13.7318 | 60
2020-07-11 21:30 | 21:30 | 13.0773 | 60
2020-07-11 22:00 | 22:00 | 12.4719 | 60
2020-07-11 22:30 | 22:30 | 12.031 | 60
2020-07-11 23:00 | 23:00 | 11.1835 | 60
2020-07-11 23:30 | 23:30 | 10.445 | 60
2020-07-12 | 0:00 | 9.833 | 60
2020-07-12 00:30 | 0:30 | 9.1352 | 60
2020-07-12 01:00 | 1:00 | 8.7224 | 60
2020-07-12 01:30 | 1:30 | 8.3821 | 60
2020-07-12 02:00 | 2:00 | 8.1778 | 60
2020-07-12 02:30 | 2:30 | 7.9846 | 60
2020-07-12 03:00 | 3:00 | 7.7866 | 60
2020-07-12 03:30 | 3:30 | 7.8697 | 60
2020-07-12 04:00 | 4:00 | 7.8948 | 60
2020-07-12 04:30 | 4:30 | 7.9456 | 60
2020-07-12 05:00 | 5:00 | 8.2114 | 60
2020-07-12 05:30 | 5:30 | 8.32 | 60
2020-07-12 06:00 | 6:00 | 8.8061 | 60
2020-07-12 06:30 | 6:30 | 9.1275 | 60
2020-07-12 07:00 | 7:00 | 9.2696 | 60
2020-07-12 07:30 | 7:30 | 8.5236 | 60
2020-07-12 08:00 | 8:00 | 8.1426 | 60
2020-07-12 08:30 | 8:30 | 7.5374 | 60
2020-07-12 09:00 | 9:00 | 7.0287 | 60
2020-07-12 09:30 | 9:30 | 6.4492 | 60
2020-07-12 10:00 | 10:00 | 5.6921 | 60
2020-07-12 10:30 | 10:30 | 6.9116 | 60
2020-07-12 11:00 | 11:00 | 5.3304 | 60
2020-07-12 11:30 | 11:30 | 6.2399 | 60
2020-07-12 12:00 | 12:00 | 6.5685 | 60
2020-07-12 12:30 | 12:30 | 8.2089 | 60
2020-07-12 13:00 | 13:00 | 10.0397 | 60
2020-07-12 13:30 | 13:30 | 10.6662 | 60
2020-07-12 14:00 | 14:00 | 11.773 | 60
2020-07-12 14:30 | 14:30 | 12.0402 | 60
2020-07-12 15:00 | 15:00 | 12.8846 | 60
2020-07-12 15:30 | 15:30 | 13.6984 | 60
2020-07-12 16:00 | 16:00 | 14.7822 | 60
2020-07-12 16:30 | 16:30 | 16.2538 | 60
2020-07-12 17:00 | 17:00 | 18.3036 | 60
2020-07-12 17:30 | 17:30 | 18.8865 | 60
2020-07-12 18:00 | 18:00 | 18.7767 | 60
2020-07-12 18:30 | 18:30 | 18.257 | 60
2020-07-12 19:00 | 19:00 | 17.2951 | 60
2020-07-12 19:30 | 19:30 | 16.581 | 60
2020-07-12 20:00 | 20:00 | 16.1584 | 60
2020-07-12 20:30 | 20:30 | 15.1355 | 60
2020-07-12 21:00 | 21:00 | 14.1182 | 60
2020-07-12 21:30 | 21:30 | 13.0273 | 60
2020-07-12 22:00 | 22:00 | 12.1239 | 60
2020-07-12 22:30 | 22:30 | 11.4743 | 60
2020-07-12 23:00 | 23:00 | 10.5829 | 60
2020-07-12 23:30 | 23:30 | 9.7232 | 60
2020-07-13 | 0:00 | 8.9898 | 60
2020-07-13 00:30 | 0:30 | 8.5212 | 60
2020-07-13 01:00 | 1:00 | 8.2461 | 60
2020-07-13 01:30 | 1:30 | 8.0517 | 60
2020-07-13 02:00 | 2:00 | 7.8996 | 60
2020-07-13 02:30 | 2:30 | 7.7327 | 60
2020-07-13 03:00 | 3:00 | 7.7575 | 60
2020-07-13 03:30 | 3:30 | 7.6933 | 60
2020-07-13 04:00 | 4:00 | 7.9156 | 60
2020-07-13 04:30 | 4:30 | 8.3211 | 60
2020-07-13 05:00 | 5:00 | 8.9056 | 60
2020-07-13 05:30 | 5:30 | 9.511 | 60
2020-07-13 06:00 | 6:00 | 10.5901 | 60
2020-07-13 06:30 | 6:30 | 11.8746 | 60
2020-07-13 07:00 | 7:00 | 13.0398 | 60
2020-07-13 07:30 | 7:30 | 13.2303 | 60
2020-07-13 08:00 | 8:00 | 12.4182 | 60
2020-07-13 08:30 | 8:30 | 11.5776 | 60
2020-07-13 09:00 | 9:00 | 11.3286 | 60
2020-07-13 09:30 | 9:30 | 10.7983 | 60
2020-07-13 10:00 | 10:00 | 8.7858 | 60
2020-07-13 10:30 | 10:30 | 7.7231 | 60
2020-07-13 11:00 | 11:00 | 7.0172 | 60
2020-07-13 11:30 | 11:30 | 5.1773 | 60
2020-07-13 12:00 | 12:00 | 4.4708 | 60
2020-07-13 12:30 | 12:30 | 4.2562 | 60
2020-07-13 13:00 | 13:00 | 4.1388 | 60
2020-07-13 13:30 | 13:30 | 4.3802 | 60
2020-07-13 14:00 | 14:00 | 4.5464 | 60
2020-07-13 14:30 | 14:30 | 6.8866 | 60
2020-07-13 15:00 | 15:00 | 9.1841 | 60
2020-07-13 15:30 | 15:30 | 10.2867 | 60
2020-07-13 16:00 | 16:00 | 11.4726 | 60
2020-07-13 16:30 | 16:30 | 13.9061 | 60
2020-07-13 17:00 | 17:00 | 16.5144 | 60
2020-07-13 17:30 | 17:30 | 19.0572 | 60
2020-07-13 18:00 | 18:00 | 20.0351 | 60
2020-07-13 18:30 | 18:30 | 20.3276 | 60
2020-07-13 19:00 | 19:00 | 19.79 | 60
2020-07-13 19:30 | 19:30 | 19.0317 | 60
2020-07-13 20:00 | 20:00 | 18.4836 | 60
2020-07-13 20:30 | 20:30 | 17.4582 | 60
2020-07-13 21:00 | 21:00 | 16.2261 | 60
2020-07-13 21:30 | 21:30 | 15.0523 | 60
2020-07-13 22:00 | 22:00 | 13.8319 | 60
2020-07-13 22:30 | 22:30 | 12.8713 | 60
2020-07-13 23:00 | 23:00 | 11.7443 | 60
2020-07-13 23:30 | 23:30 | 10.6161 | 60
2020-07-14 | 0:00 | 9.8294 | 60
2020-07-14 00:30 | 0:30 | 9.3341 | 60
2020-07-14 01:00 | 1:00 | 9.1495 | 60
2020-07-14 01:30 | 1:30 | 8.8684 | 60
2020-07-14 02:00 | 2:00 | 8.6671 | 60
2020-07-14 02:30 | 2:30 | 8.595 | 60
2020-07-14 03:00 | 3:00 | 8.7089 | 60
2020-07-14 03:30 | 3:30 | 8.7644 | 60
2020-07-14 04:00 | 4:00 | 9.108 | 60
2020-07-14 04:30 | 4:30 | 9.7367 | 60
2020-07-14 05:00 | 5:00 | 10.7441 | 60
2020-07-14 05:30 | 5:30 | 11.7715 | 60
2020-07-14 06:00 | 6:00 | 13.5807 | 60
2020-07-14 06:30 | 6:30 | 15.5941 | 60
2020-07-14 07:00 | 7:00 | 16.1451 | 60
2020-07-14 07:30 | 7:30 | 14.8593 | 60
2020-07-14 08:00 | 8:00 | 12.156 | 60
2020-07-14 08:30 | 8:30 | 9.9817 | 60
2020-07-14 09:00 | 9:00 | 7.9953 | 60
2020-07-14 09:30 | 9:30 | 6.2513 | 60
2020-07-14 10:00 | 10:00 | 5.2693 | 60
2020-07-14 10:30 | 10:30 | 4.5051 | 60
2020-07-14 11:00 | 11:00 | 3.8371 | 60
2020-07-14 11:30 | 11:30 | 3.4176 | 60
2020-07-14 12:00 | 12:00 | 3.2802 | 60
2020-07-14 12:30 | 12:30 | 3.4179 | 60
2020-07-14 13:00 | 13:00 | 3.5535 | 60
2020-07-14 13:30 | 13:30 | 3.9657 | 60
2020-07-14 14:00 | 14:00 | 4.9386 | 60
2020-07-14 14:30 | 14:30 | 6.0002 | 60
2020-07-14 15:00 | 15:00 | 7.293 | 60
2020-07-14 15:30 | 15:30 | 9.254 | 60
2020-07-14 16:00 | 16:00 | 11.9846 | 60
2020-07-14 16:30 | 16:30 | 14.8508 | 60
2020-07-14 17:00 | 17:00 | 18.4604 | 60
2020-07-14 17:30 | 17:30 | 21.7695 | 60
2020-07-14 18:00 | 18:00 | 22.6917 | 60
2020-07-14 18:30 | 18:30 | 22.882 | 60
2020-07-14 19:00 | 19:00 | 22.3088 | 60
2020-07-14 19:30 | 19:30 | 21.4924 | 60
2020-07-14 20:00 | 20:00 | 20.8115 | 60
2020-07-14 20:30 | 20:30 | 19.634 | 60
2020-07-14 21:00 | 21:00 | 18.3619 | 60
2020-07-14 21:30 | 21:30 | 16.6387 | 60
2020-07-14 22:00 | 22:00 | 15.0787 | 60
2020-07-14 22:30 | 22:30 | 13.8551 | 60
2020-07-14 23:00 | 23:00 | 12.3743 | 60
2020-07-14 23:30 | 23:30 | 11.2547 | 60
2020-07-15 | 0:00 | 10.5096 | 60
2020-07-15 00:30 | 0:30 | 9.8845 | 60
2020-07-15 01:00 | 1:00 | 9.4887 | 60
2020-07-15 01:30 | 1:30 | 9.3039 | 60
2020-07-15 02:00 | 2:00 | 9.1127 | 60
2020-07-15 02:30 | 2:30 | 8.9768 | 60
2020-07-15 03:00 | 3:00 | 8.9411 | 60
2020-07-15 03:30 | 3:30 | 8.987 | 60
2020-07-15 04:00 | 4:00 | 9.4357 | 60
2020-07-15 04:30 | 4:30 | 9.9992 | 60
2020-07-15 05:00 | 5:00 | 11.167 | 60
2020-07-15 05:30 | 5:30 | 12.3451 | 60
2020-07-15 06:00 | 6:00 | 14.1954 | 60
2020-07-15 06:30 | 6:30 | 16.3552 | 60
2020-07-15 07:00 | 7:00 | 17.0448 | 60
2020-07-15 07:30 | 7:30 | 15.2579 | 60
2020-07-15 08:00 | 8:00 | 12.3657 | 60
2020-07-15 08:30 | 8:30 | 9.6138 | 60
2020-07-15 09:00 | 9:00 | 7.7536 | 60
2020-07-15 09:30 | 9:30 | 5.8642 | 60
2020-07-15 10:00 | 10:00 | 4.8027 | 60
2020-07-15 10:30 | 10:30 | 3.9675 | 60
2020-07-15 11:00 | 11:00 | 3.337 | 60
2020-07-15 11:30 | 11:30 | 3.0124 | 60
2020-07-15 12:00 | 12:00 | 2.9341 | 60
2020-07-15 12:30 | 12:30 | 2.9697 | 60
2020-07-15 13:00 | 13:00 | 3.2092 | 60
2020-07-15 13:30 | 13:30 | 3.575 | 60
2020-07-15 14:00 | 14:00 | 4.1977 | 60
2020-07-15 14:30 | 14:30 | 5.1778 | 60
2020-07-15 15:00 | 15:00 | 6.4962 | 60
2020-07-15 15:30 | 15:30 | 8.4446 | 60
2020-07-15 16:00 | 16:00 | 10.54 | 60
2020-07-15 16:30 | 16:30 | 13.2711 | 60
2020-07-15 17:00 | 17:00 | 16.1978 | 60
2020-07-15 17:30 | 17:30 | 19.058 | 60
2020-07-15 18:00 | 18:00 | 20.2356 | 60
2020-07-15 18:30 | 18:30 | 20.342 | 60
2020-07-15 19:00 | 19:00 | 20.0037 | 60
2020-07-15 19:30 | 19:30 | 19.4514 | 60
2020-07-15 20:00 | 20:00 | 18.9007 | 60
2020-07-15 20:30 | 20:30 | 17.6904 | 60
2020-07-15 21:00 | 21:00 | 16.3875 | 60
2020-07-15 21:30 | 21:30 | 15.1288 | 60
2020-07-15 22:00 | 22:00 | 13.7995 | 60
2020-07-15 22:30 | 22:30 | 12.8479 | 60
2020-07-15 23:00 | 23:00 | 11.73 | 60
2020-07-15 23:30 | 23:30 | 10.7497 | 60
2020-07-16 | 0:00 | 9.9228 | 60
2020-07-16 00:30 | 0:30 | 9.2964 | 60
2020-07-16 01:00 | 1:00 | 9.024 | 60
2020-07-16 01:30 | 1:30 | 8.8564 | 60
2020-07-16 02:00 | 2:00 | 8.6926 | 60
2020-07-16 02:30 | 2:30 | 8.4934 | 60
2020-07-16 03:00 | 3:00 | 8.5918 | 60
2020-07-16 03:30 | 3:30 | 8.7754 | 60
2020-07-16 04:00 | 4:00 | 9.067 | 60
2020-07-16 04:30 | 4:30 | 9.6935 | 60
2020-07-16 05:00 | 5:00 | 10.8598 | 60
2020-07-16 05:30 | 5:30 | 11.9097 | 60
2020-07-16 06:00 | 6:00 | 13.6746 | 60
2020-07-16 06:30 | 6:30 | 15.6899 | 60
2020-07-16 07:00 | 7:00 | 16.6526 | 60
2020-07-16 07:30 | 7:30 | 15.1086 | 60
2020-07-16 08:00 | 8:00 | 12.1662 | 60
2020-07-16 08:30 | 8:30 | 9.4958 | 60
2020-07-16 09:00 | 9:00 | 7.6841 | 60
2020-07-16 09:30 | 9:30 | 5.8821 | 60
2020-07-16 10:00 | 10:00 | 4.559 | 60
2020-07-16 10:30 | 10:30 | 3.6419 | 60
2020-07-16 11:00 | 11:00 | 3.1474 | 60
2020-07-16 11:30 | 11:30 | 2.8496 | 60
2020-07-16 12:00 | 12:00 | 2.7307 | 60
2020-07-16 12:30 | 12:30 | 2.8142 | 60
2020-07-16 13:00 | 13:00 | 3.053 | 60
2020-07-16 13:30 | 13:30 | 3.3455 | 60
2020-07-16 14:00 | 14:00 | 4.091 | 60
2020-07-16 14:30 | 14:30 | 5.0753 | 60
2020-07-16 15:00 | 15:00 | 6.356 | 60
2020-07-16 15:30 | 15:30 | 8.1919 | 60
2020-07-16 16:00 | 16:00 | 10.4415 | 60
2020-07-16 16:30 | 16:30 | 12.8862 | 60
2020-07-16 17:00 | 17:00 | 15.8262 | 60
2020-07-16 17:30 | 17:30 | 18.4301 | 60
2020-07-16 18:00 | 18:00 | 19.7246 | 60
2020-07-16 18:30 | 18:30 | 20.1575 | 60
2020-07-16 19:00 | 19:00 | 19.8225 | 60
2020-07-16 19:30 | 19:30 | 19.7691 | 60
2020-07-16 20:00 | 20:00 | 19.2222 | 60
2020-07-16 20:30 | 20:30 | 18.7255 | 60
2020-07-16 21:00 | 21:00 | 17.6074 | 60
2020-07-16 21:30 | 21:30 | 16.3121 | 60
2020-07-16 22:00 | 22:00 | 14.8544 | 60
2020-07-16 22:30 | 22:30 | 13.6898 | 60
2020-07-16 23:00 | 23:00 | 12.4756 | 60
2020-07-16 23:30 | 23:30 | 11.2631 | 60
2020-07-17 | 0:00 | 10.4396 | 60
2020-07-17 00:30 | 0:30 | 9.9603 | 60
2020-07-17 01:00 | 1:00 | 9.6645 | 60
2020-07-17 01:30 | 1:30 | 9.3911 | 60
2020-07-17 02:00 | 2:00 | 9.2057 | 60
2020-07-17 02:30 | 2:30 | 9.0133 | 60
2020-07-17 03:00 | 3:00 | 9.0881 | 60
2020-07-17 03:30 | 3:30 | 9.2174 | 60
2020-07-17 04:00 | 4:00 | 9.6576 | 60
2020-07-17 04:30 | 4:30 | 10.3147 | 60
2020-07-17 05:00 | 5:00 | 11.5109 | 60
2020-07-17 05:30 | 5:30 | 12.7533 | 60
2020-07-17 06:00 | 6:00 | 14.6731 | 60
2020-07-17 06:30 | 6:30 | 16.806 | 60
2020-07-17 07:00 | 7:00 | 17.8499 | 60
2020-07-17 07:30 | 7:30 | 16.5048 | 60
2020-07-17 08:00 | 8:00 | 13.3196 | 60
2020-07-17 08:30 | 8:30 | 10.4931 | 60
2020-07-17 09:00 | 9:00 | 8.385 | 60
2020-07-17 09:30 | 9:30 | 6.6581 | 60
2020-07-17 10:00 | 10:00 | 5.1682 | 60
2020-07-17 10:30 | 10:30 | 4.3398 | 60
2020-07-17 11:00 | 11:00 | 3.5633 | 60
2020-07-17 11:30 | 11:30 | 3.336 | 60
2020-07-17 12:00 | 12:00 | 3.0155 | 60
2020-07-17 12:30 | 12:30 | 3.0977 | 60
2020-07-17 13:00 | 13:00 | 3.3357 | 60
2020-07-17 13:30 | 13:30 | 3.8367 | 60
2020-07-17 14:00 | 14:00 | 4.67 | 60
2020-07-17 14:30 | 14:30 | 5.6349 | 60
2020-07-17 15:00 | 15:00 | 6.7572 | 60
2020-07-17 15:30 | 15:30 | 8.3655 | 60
2020-07-17 16:00 | 16:00 | 10.3974 | 60
2020-07-17 16:30 | 16:30 | 12.758 | 60
2020-07-17 17:00 | 17:00 | 14.8902 | 60
2020-07-17 17:30 | 17:30 | 16.993 | 60
2020-07-17 18:00 | 18:00 | 17.9527 | 60
2020-07-17 18:30 | 18:30 | 18.3718 | 60
2020-07-17 19:00 | 19:00 | 17.6885 | 60
2020-07-17 19:30 | 19:30 | 17.5829 | 60
2020-07-17 20:00 | 20:00 | 17.419 | 60
2020-07-17 20:30 | 20:30 | 16.6828 | 60
2020-07-17 21:00 | 21:00 | 15.805 | 60
2020-07-17 21:30 | 21:30 | 14.9454 | 60
2020-07-17 22:00 | 22:00 | 14.1676 | 60
2020-07-17 22:30 | 22:30 | 13.4223 | 60
2020-07-17 23:00 | 23:00 | 12.4296 | 60
2020-07-17 23:30 | 23:30 | 11.3742 | 60
2020-07-18 | 0:00 | 10.5278 | 60
2020-07-18 00:30 | 0:30 | 9.7706 | 60
2020-07-18 01:00 | 1:00 | 9.4252 | 60
2020-07-18 01:30 | 1:30 | 9.1535 | 60
2020-07-18 02:00 | 2:00 | 8.8872 | 60
2020-07-18 02:30 | 2:30 | 8.7614 | 60
2020-07-18 03:00 | 3:00 | 8.6446 | 60
2020-07-18 03:30 | 3:30 | 8.6076 | 60
2020-07-18 04:00 | 4:00 | 8.6573 | 60
2020-07-18 04:30 | 4:30 | 8.7776 | 60
2020-07-18 05:00 | 5:00 | 9.2919 | 60
2020-07-18 05:30 | 5:30 | 9.7167 | 60
2020-07-18 06:00 | 6:00 | 10.4282 | 60
2020-07-18 06:30 | 6:30 | 11.3512 | 60
2020-07-18 07:00 | 7:00 | 11.6976 | 60
2020-07-18 07:30 | 7:30 | 11.3315 | 60
2020-07-18 08:00 | 8:00 | 10.06 | 60
2020-07-18 08:30 | 8:30 | 8.8329 | 60
2020-07-18 09:00 | 9:00 | 7.6518 | 60
2020-07-18 09:30 | 9:30 | 6.6301 | 60
2020-07-18 10:00 | 10:00 | 5.4504 | 60
2020-07-18 10:30 | 10:30 | 4.6266 | 60
2020-07-18 11:00 | 11:00 | 3.9509 | 60
2020-07-18 11:30 | 11:30 | 3.7132 | 60
2020-07-18 12:00 | 12:00 | 3.4268 | 60
2020-07-18 12:30 | 12:30 | 3.3177 | 60
2020-07-18 13:00 | 13:00 | 3.5868 | 60
2020-07-18 13:30 | 13:30 | 4.0572 | 60
2020-07-18 14:00 | 14:00 | 4.8912 | 60
2020-07-18 14:30 | 14:30 | 5.8823 | 60
2020-07-18 15:00 | 15:00 | 7.2445 | 60
2020-07-18 15:30 | 15:30 | 8.784 | 60
2020-07-18 16:00 | 16:00 | 10.6379 | 60
2020-07-18 16:30 | 16:30 | 12.8808 | 60
2020-07-18 17:00 | 17:00 | 14.9002 | 60
2020-07-18 17:30 | 17:30 | 16.5418 | 60
2020-07-18 18:00 | 18:00 | 17.0161 | 60
2020-07-18 18:30 | 18:30 | 17.0253 | 60
2020-07-18 19:00 | 19:00 | 16.5952 | 60
2020-07-18 19:30 | 19:30 | 16.4366 | 60
2020-07-18 20:00 | 20:00 | 15.9041 | 60
2020-07-18 20:30 | 20:30 | 15.2223 | 60
2020-07-18 21:00 | 21:00 | 14.6888 | 60
2020-07-18 21:30 | 21:30 | 13.8536 | 60
2020-07-18 22:00 | 22:00 | 13.0782 | 60
2020-07-18 22:30 | 22:30 | 12.6786 | 60
2020-07-18 23:00 | 23:00 | 12.0064 | 60
2020-07-18 23:30 | 23:30 | 10.9702 | 60
2020-07-19 | 0:00 | 10.2963 | 60
2020-07-19 00:30 | 0:30 | 9.7484 | 60
2020-07-19 01:00 | 1:00 | 9.3435 | 60
2020-07-19 01:30 | 1:30 | 9.1458 | 60
2020-07-19 02:00 | 2:00 | 8.9168 | 60
2020-07-19 02:30 | 2:30 | 8.5825 | 60
2020-07-19 03:00 | 3:00 | 8.5553 | 60
2020-07-19 03:30 | 3:30 | 8.4708 | 60
2020-07-19 04:00 | 4:00 | 8.6226 | 60
2020-07-19 04:30 | 4:30 | 8.7458 | 60
2020-07-19 05:00 | 5:00 | 9.042 | 60
2020-07-19 05:30 | 5:30 | 9.4846 | 60
2020-07-19 06:00 | 6:00 | 9.9547 | 60
2020-07-19 06:30 | 6:30 | 10.9302 | 60
2020-07-19 07:00 | 7:00 | 11.3783 | 60
2020-07-19 07:30 | 7:30 | 10.8984 | 60
2020-07-19 08:00 | 8:00 | 10.1621 | 60
2020-07-19 08:30 | 8:30 | 9.2243 | 60
2020-07-19 09:00 | 9:00 | 7.9694 | 60
2020-07-19 09:30 | 9:30 | 6.9493 | 60
2020-07-19 10:00 | 10:00 | 6.0903 | 60
2020-07-19 10:30 | 10:30 | 5.0641 | 60
2020-07-19 11:00 | 11:00 | 4.3412 | 60
2020-07-19 11:30 | 11:30 | 3.8782 | 60
2020-07-19 12:00 | 12:00 | 3.7412 | 60
2020-07-19 12:30 | 12:30 | 3.6626 | 60
2020-07-19 13:00 | 13:00 | 3.8135 | 60
2020-07-19 13:30 | 13:30 | 4.3472 | 60
2020-07-19 14:00 | 14:00 | 5.165 | 60
2020-07-19 14:30 | 14:30 | 6.1735 | 60
2020-07-19 15:00 | 15:00 | 7.4052 | 60
2020-07-19 15:30 | 15:30 | 9.1437 | 60
2020-07-19 16:00 | 16:00 | 11.3089 | 60
2020-07-19 16:30 | 16:30 | 13.6808 | 60
2020-07-19 17:00 | 17:00 | 16.0146 | 60
2020-07-19 17:30 | 17:30 | 18.1827 | 60
2020-07-19 18:00 | 18:00 | 18.8896 | 60
2020-07-19 18:30 | 18:30 | 18.6242 | 60
2020-07-19 19:00 | 19:00 | 17.8433 | 60
2020-07-19 19:30 | 19:30 | 17.3203 | 60
2020-07-19 20:00 | 20:00 | 16.7742 | 60
2020-07-19 20:30 | 20:30 | 15.8055 | 60
2020-07-19 21:00 | 21:00 | 14.9401 | 60
2020-07-19 21:30 | 21:30 | 13.8275 | 60
2020-07-19 22:00 | 22:00 | 12.8427 | 60
2020-07-19 22:30 | 22:30 | 11.9769 | 60
2020-07-19 23:00 | 23:00 | 11.0711 | 60
2020-07-19 23:30 | 23:30 | 10.2854 | 60
2020-07-20 | 0:00 | 9.4545 | 60
2020-07-20 00:30 | 0:30 | 9.0964 | 60
2020-07-20 01:00 | 1:00 | 8.7176 | 60
2020-07-20 01:30 | 1:30 | 8.563 | 60
2020-07-20 02:00 | 2:00 | 8.4088 | 60
2020-07-20 02:30 | 2:30 | 8.2494 | 60
2020-07-20 03:00 | 3:00 | 8.3254 | 60
2020-07-20 03:30 | 3:30 | 8.3985 | 60
2020-07-20 04:00 | 4:00 | 8.8408 | 60
2020-07-20 04:30 | 4:30 | 9.3699 | 60
2020-07-20 05:00 | 5:00 | 10.2554 | 60
2020-07-20 05:30 | 5:30 | 11.2346 | 60
2020-07-20 06:00 | 6:00 | 12.8273 | 60
2020-07-20 06:30 | 6:30 | 14.8757 | 60
2020-07-20 07:00 | 7:00 | 15.5262 | 60
2020-07-20 07:30 | 7:30 | 14.1285 | 60
2020-07-20 08:00 | 8:00 | 11.271 | 60
2020-07-20 08:30 | 8:30 | 8.6951 | 60
2020-07-20 09:00 | 9:00 | 7.0195 | 60
2020-07-20 09:30 | 9:30 | 5.4679 | 60
2020-07-20 10:00 | 10:00 | 4.2897 | 60
2020-07-20 10:30 | 10:30 | 3.6468 | 60
2020-07-20 11:00 | 11:00 | 3.0207 | 60
2020-07-20 11:30 | 11:30 | 2.8509 | 60
2020-07-20 12:00 | 12:00 | 2.8678 | 60
2020-07-20 12:30 | 12:30 | 2.9312 | 60
2020-07-20 13:00 | 13:00 | 3.2288 | 60
2020-07-20 13:30 | 13:30 | 3.626 | 60
2020-07-20 14:00 | 14:00 | 4.333 | 60
2020-07-20 14:30 | 14:30 | 5.1678 | 60
2020-07-20 15:00 | 15:00 | 6.6475 | 60
2020-07-20 15:30 | 15:30 | 8.4861 | 60
2020-07-20 16:00 | 16:00 | 10.6644 | 60
2020-07-20 16:30 | 16:30 | 13.0759 | 60
2020-07-20 17:00 | 17:00 | 15.786 | 60
2020-07-20 17:30 | 17:30 | 18.2638 | 60
2020-07-20 18:00 | 18:00 | 19.1362 | 60
2020-07-20 18:30 | 18:30 | 19.0955 | 60
2020-07-20 19:00 | 19:00 | 18.4476 | 60
2020-07-20 19:30 | 19:30 | 17.6892 | 60
2020-07-20 20:00 | 20:00 | 17.0438 | 60
2020-07-20 20:30 | 20:30 | 16.0657 | 60
2020-07-20 21:00 | 21:00 | 15.1119 | 60
2020-07-20 21:30 | 21:30 | 13.9964 | 60
2020-07-20 22:00 | 22:00 | 12.9281 | 60
2020-07-20 22:30 | 22:30 | 11.893 | 60
2020-07-20 23:00 | 23:00 | 10.8508 | 60
2020-07-20 23:30 | 23:30 | 9.8692 | 60
2020-07-21 | 0:00 | 9.0965 | 60
2020-07-21 00:30 | 0:30 | 8.6371 | 60
2020-07-21 01:00 | 1:00 | 8.5092 | 60
2020-07-21 01:30 | 1:30 | 8.3666 | 60
2020-07-21 02:00 | 2:00 | 8.14 | 60
2020-07-21 02:30 | 2:30 | 7.9875 | 60
2020-07-21 03:00 | 3:00 | 7.9838 | 60
2020-07-21 03:30 | 3:30 | 8.1131 | 60
2020-07-21 04:00 | 4:00 | 8.3339 | 60
2020-07-21 04:30 | 4:30 | 8.7665 | 60
2020-07-21 05:00 | 5:00 | 9.8552 | 60
2020-07-21 05:30 | 5:30 | 10.5107 | 60
2020-07-21 06:00 | 6:00 | 11.8446 | 60
2020-07-21 06:30 | 6:30 | 13.2424 | 60
2020-07-21 07:00 | 7:00 | 14.4742 | 60
2020-07-21 07:30 | 7:30 | 13.9794 | 60
2020-07-21 08:00 | 8:00 | 12.318 | 60
2020-07-21 08:30 | 8:30 | 11.0077 | 60
2020-07-21 09:00 | 9:00 | 10.0482 | 60
2020-07-21 09:30 | 9:30 | 7.8484 | 60
2020-07-21 10:00 | 10:00 | 4.7287 | 60
2020-07-21 10:30 | 10:30 | 4.0616 | 60
2020-07-21 11:00 | 11:00 | 3.1583 | 60
2020-07-21 11:30 | 11:30 | 2.9398 | 60
2020-07-21 12:00 | 12:00 | 3.2241 | 60
2020-07-21 12:30 | 12:30 | 3.076 | 60
2020-07-21 13:00 | 13:00 | 3.8587 | 60
2020-07-21 13:30 | 13:30 | 4.2434 | 60
2020-07-21 14:00 | 14:00 | 6.5902 | 60
2020-07-21 14:30 | 14:30 | 6.7549 | 60
2020-07-21 15:00 | 15:00 | 8.077 | 60
2020-07-21 15:30 | 15:30 | 10.8499 | 60
2020-07-21 16:00 | 16:00 | 12.215 | 60
2020-07-21 16:30 | 16:30 | 14.2211 | 60
2020-07-21 17:00 | 17:00 | 16.8843 | 60
2020-07-21 17:30 | 17:30 | 18.817 | 60
2020-07-21 18:00 | 18:00 | 19.4441 | 60
2020-07-21 18:30 | 18:30 | 19.7805 | 60
2020-07-21 19:00 | 19:00 | 19.0185 | 60
2020-07-21 19:30 | 19:30 | 18.3758 | 60
2020-07-21 20:00 | 20:00 | 17.844 | 60
2020-07-21 20:30 | 20:30 | 16.9152 | 60
2020-07-21 21:00 | 21:00 | 15.7964 | 60
2020-07-21 21:30 | 21:30 | 14.33 | 60
2020-07-21 22:00 | 22:00 | 13.1244 | 60
2020-07-21 22:30 | 22:30 | 12.3772 | 60
2020-07-21 23:00 | 23:00 | 11.1168 | 60
2020-07-21 23:30 | 23:30 | 10.179 | 60
2020-07-22 | 0:00 | 9.3712 | 60
2020-07-22 00:30 | 0:30 | 8.8831 | 60
2020-07-22 01:00 | 1:00 | 8.6583 | 60
2020-07-22 01:30 | 1:30 | 8.3122 | 60
2020-07-22 02:00 | 2:00 | 8.1228 | 60
2020-07-22 02:30 | 2:30 | 7.937 | 60
2020-07-22 03:00 | 3:00 | 8.0658 | 60
2020-07-22 03:30 | 3:30 | 8.0134 | 60
2020-07-22 04:00 | 4:00 | 8.3754 | 60
2020-07-22 04:30 | 4:30 | 8.8369 | 60
2020-07-22 05:00 | 5:00 | 9.6026 | 60
2020-07-22 05:30 | 5:30 | 10.3435 | 60
2020-07-22 06:00 | 6:00 | 11.7058 | 60
2020-07-22 06:30 | 6:30 | 13.0449 | 60
2020-07-22 07:00 | 7:00 | 14.3119 | 60
2020-07-22 07:30 | 7:30 | 14.4874 | 60
2020-07-22 08:00 | 8:00 | 13.8352 | 60
2020-07-22 08:30 | 8:30 | 12.9186 | 60
2020-07-22 09:00 | 9:00 | 12.8448 | 60
2020-07-22 09:30 | 9:30 | 12.2959 | 60
2020-07-22 10:00 | 10:00 | 11.7526 | 60
2020-07-22 10:30 | 10:30 | 11.874 | 60
2020-07-22 11:00 | 11:00 | 11.6008 | 60
2020-07-22 11:30 | 11:30 | 10.2683 | 60
2020-07-22 12:00 | 12:00 | 10.2116 | 60
2020-07-22 12:30 | 12:30 | 10.1554 | 60
2020-07-22 13:00 | 13:00 | 9.812 | 60
2020-07-22 13:30 | 13:30 | 9.7764 | 60
2020-07-22 14:00 | 14:00 | 9.8442 | 60
2020-07-22 14:30 | 14:30 | 10.758 | 60
2020-07-22 15:00 | 15:00 | 11.4602 | 60
2020-07-22 15:30 | 15:30 | 11.8449 | 60
2020-07-22 16:00 | 16:00 | 13.8453 | 60
2020-07-22 16:30 | 16:30 | 15.8289 | 60
2020-07-22 17:00 | 17:00 | 18.1922 | 60
2020-07-22 17:30 | 17:30 | 20.2431 | 60
2020-07-22 18:00 | 18:00 | 21.2926 | 60
2020-07-22 18:30 | 18:30 | 21.1463 | 60
2020-07-22 19:00 | 19:00 | 20.4436 | 60
2020-07-22 19:30 | 19:30 | 19.7937 | 60
2020-07-22 20:00 | 20:00 | 18.9291 | 60
2020-07-22 20:30 | 20:30 | 17.6803 | 60
2020-07-22 21:00 | 21:00 | 16.3753 | 60
2020-07-22 21:30 | 21:30 | 14.9749 | 60
2020-07-22 22:00 | 22:00 | 13.706 | 60
2020-07-22 22:30 | 22:30 | 12.3988 | 60
2020-07-22 23:00 | 23:00 | 11.2139 | 60
2020-07-22 23:30 | 23:30 | 10.164 | 60
2020-07-23 | 0:00 | 9.4463 | 60
2020-07-23 00:30 | 0:30 | 8.9913 | 60
2020-07-23 01:00 | 1:00 | 8.6055 | 60
2020-07-23 01:30 | 1:30 | 8.426 | 60
2020-07-23 02:00 | 2:00 | 8.3577 | 60
2020-07-23 02:30 | 2:30 | 8.1124 | 60
2020-07-23 03:00 | 3:00 | 8.2461 | 60
2020-07-23 03:30 | 3:30 | 8.2568 | 60
2020-07-23 04:00 | 4:00 | 8.4751 | 60
2020-07-23 04:30 | 4:30 | 8.9719 | 60
2020-07-23 05:00 | 5:00 | 9.8702 | 60
2020-07-23 05:30 | 5:30 | 10.6395 | 60
2020-07-23 06:00 | 6:00 | 11.8652 | 60
2020-07-23 06:30 | 6:30 | 13.2161 | 60
2020-07-23 07:00 | 7:00 | 14.3616 | 60
2020-07-23 07:30 | 7:30 | 14.4733 | 60
2020-07-23 08:00 | 8:00 | 13.8593 | 60
2020-07-23 08:30 | 8:30 | 13.2827 | 60
2020-07-23 09:00 | 9:00 | 13.2092 | 60
2020-07-23 09:30 | 9:30 | 12.835 | 60
2020-07-23 10:00 | 10:00 | 12.3461 | 60
2020-07-23 10:30 | 10:30 | 11.6563 | 60
2020-07-23 11:00 | 11:00 | 10.9477 | 60
2020-07-23 11:30 | 11:30 | 10.1832 | 60
2020-07-23 12:00 | 12:00 | 10.294 | 60
2020-07-23 12:30 | 12:30 | 11.0642 | 60
2020-07-23 13:00 | 13:00 | 10.6253 | 60
2020-07-23 13:30 | 13:30 | 10.6194 | 60
2020-07-23 14:00 | 14:00 | 11.4878 | 60
2020-07-23 14:30 | 14:30 | 11.9837 | 60
2020-07-23 15:00 | 15:00 | 12.7837 | 60
2020-07-23 15:30 | 15:30 | 13.8935 | 60
2020-07-23 16:00 | 16:00 | 15.1456 | 60
2020-07-23 16:30 | 16:30 | 16.7653 | 60
2020-07-23 17:00 | 17:00 | 18.586 | 60
2020-07-23 17:30 | 17:30 | 20.1558 | 60
2020-07-23 18:00 | 18:00 | 20.6166 | 60
2020-07-23 18:30 | 18:30 | 20.5706 | 60
2020-07-23 19:00 | 19:00 | 19.6299 | 60
2020-07-23 19:30 | 19:30 | 19.0684 | 60
2020-07-23 20:00 | 20:00 | 18.6242 | 60
2020-07-23 20:30 | 20:30 | 17.3813 | 60
2020-07-23 21:00 | 21:00 | 15.9085 | 60
2020-07-23 21:30 | 21:30 | 14.8412 | 60
2020-07-23 22:00 | 22:00 | 13.4563 | 60
2020-07-23 22:30 | 22:30 | 12.6825 | 60
2020-07-23 23:00 | 23:00 | 11.4584 | 60
2020-07-23 23:30 | 23:30 | 10.4269 | 60
2020-07-24 | 0:00 | 9.5527 | 60
2020-07-24 00:30 | 0:30 | 9.0855 | 60
2020-07-24 01:00 | 1:00 | 8.6202 | 60
2020-07-24 01:30 | 1:30 | 8.3054 | 60
2020-07-24 02:00 | 2:00 | 8.2995 | 60
2020-07-24 02:30 | 2:30 | 8.145 | 60
2020-07-24 03:00 | 3:00 | 8.0858 | 60
2020-07-24 03:30 | 3:30 | 8.0139 | 60
2020-07-24 04:00 | 4:00 | 8.3221 | 60
2020-07-24 04:30 | 4:30 | 8.7411 | 60
2020-07-24 05:00 | 5:00 | 9.5237 | 60
2020-07-24 05:30 | 5:30 | 10.1607 | 60
2020-07-24 06:00 | 6:00 | 11.2448 | 60
2020-07-24 06:30 | 6:30 | 12.5586 | 60
2020-07-24 07:00 | 7:00 | 13.9342 | 60
2020-07-24 07:30 | 7:30 | 14.3487 | 60
2020-07-24 08:00 | 8:00 | 13.8798 | 60
2020-07-24 08:30 | 8:30 | 13.2979 | 60
2020-07-24 09:00 | 9:00 | 13.1498 | 60
2020-07-24 09:30 | 9:30 | 11.6561 | 60
2020-07-24 10:00 | 10:00 | 10.6215 | 60
2020-07-24 10:30 | 10:30 | 8.4592 | 60
2020-07-24 11:00 | 11:00 | 7.9622 | 60
2020-07-24 11:30 | 11:30 | 9.5729 | 60
2020-07-24 12:00 | 12:00 | 8.7554 | 60
2020-07-24 12:30 | 12:30 | 8.263 | 60
2020-07-24 13:00 | 13:00 | 10.1174 | 60
2020-07-24 13:30 | 13:30 | 9.4973 | 60
2020-07-24 14:00 | 14:00 | 9.3597 | 60
2020-07-24 14:30 | 14:30 | 10.3946 | 60
2020-07-24 15:00 | 15:00 | 11.3106 | 60
2020-07-24 15:30 | 15:30 | 11.9 | 60
2020-07-24 16:00 | 16:00 | 14.0058 | 60
2020-07-24 16:30 | 16:30 | 15.958 | 60
2020-07-24 17:00 | 17:00 | 17.1793 | 60
2020-07-24 17:30 | 17:30 | 19.1725 | 60
2020-07-24 18:00 | 18:00 | 19.667 | 60
2020-07-24 18:30 | 18:30 | 19.3621 | 60
2020-07-24 19:00 | 19:00 | 18.7079 | 60
2020-07-24 19:30 | 19:30 | 18.1134 | 60
2020-07-24 20:00 | 20:00 | 17.7285 | 60
2020-07-24 20:30 | 20:30 | 16.8228 | 60
2020-07-24 21:00 | 21:00 | 15.8583 | 60
2020-07-24 21:30 | 21:30 | 15.0052 | 60
2020-07-24 22:00 | 22:00 | 13.8936 | 60
2020-07-24 22:30 | 22:30 | 13.0151 | 60
2020-07-24 23:00 | 23:00 | 11.7708 | 60
2020-07-24 23:30 | 23:30 | 10.9219 | 60
2020-07-25 | 0:00 | 9.8823 | 60
2020-07-25 00:30 | 0:30 | 9.305 | 60
2020-07-25 01:00 | 1:00 | 9.024 | 60
2020-07-25 01:30 | 1:30 | 8.5717 | 60
2020-07-25 02:00 | 2:00 | 8.363 | 60
2020-07-25 02:30 | 2:30 | 8.2677 | 60
2020-07-25 03:00 | 3:00 | 8.1888 | 60
2020-07-25 03:30 | 3:30 | 8.1135 | 60
2020-07-25 04:00 | 4:00 | 8.1091 | 60
2020-07-25 04:30 | 4:30 | 8.3039 | 60
2020-07-25 05:00 | 5:00 | 8.5001 | 60
2020-07-25 05:30 | 5:30 | 8.8348 | 60
2020-07-25 06:00 | 6:00 | 9.3532 | 60
2020-07-25 06:30 | 6:30 | 10.0623 | 60
2020-07-25 07:00 | 7:00 | 10.9504 | 60
2020-07-25 07:30 | 7:30 | 11.2356 | 60
2020-07-25 08:00 | 8:00 | 9.0846 | 60
2020-07-25 08:30 | 8:30 | 10.8667 | 60
2020-07-25 09:00 | 9:00 | 13.5358 | 60
2020-07-25 09:30 | 9:30 | 14.8875 | 60
2020-07-25 10:00 | 10:00 | 12.5825 | 60
2020-07-25 10:30 | 10:30 | 12.4667 | 60
2020-07-25 11:00 | 11:00 | 11.5359 | 60
2020-07-25 11:30 | 11:30 | 11.3916 | 60
2020-07-25 12:00 | 12:00 | 8.8705 | 60
2020-07-25 12:30 | 12:30 | 9.5885 | 60
2020-07-25 13:00 | 13:00 | 9.6954 | 60
2020-07-25 13:30 | 13:30 | 7.0832 | 60
2020-07-25 14:00 | 14:00 | 9.5886 | 60
2020-07-25 14:30 | 14:30 | 11.3331 | 60
2020-07-25 15:00 | 15:00 | 11.9824 | 60
2020-07-25 15:30 | 15:30 | 12.6172 | 60
2020-07-25 16:00 | 16:00 | 13.8172 | 60
2020-07-25 16:30 | 16:30 | 15.116 | 60
2020-07-25 17:00 | 17:00 | 16.8023 | 60
2020-07-25 17:30 | 17:30 | 17.8711 | 60
2020-07-25 18:00 | 18:00 | 18.0271 | 60
2020-07-25 18:30 | 18:30 | 18.0673 | 60
2020-07-25 19:00 | 19:00 | 17.2204 | 60
2020-07-25 19:30 | 19:30 | 16.7717 | 60
2020-07-25 20:00 | 20:00 | 16.3665 | 60
2020-07-25 20:30 | 20:30 | 15.6616 | 60
2020-07-25 21:00 | 21:00 | 14.7983 | 60
2020-07-25 21:30 | 21:30 | 13.7686 | 60
2020-07-25 22:00 | 22:00 | 13.2525 | 60
2020-07-25 22:30 | 22:30 | 12.7076 | 60
2020-07-25 23:00 | 23:00 | 11.8733 | 60
2020-07-25 23:30 | 23:30 | 10.9311 | 60
2020-07-26 | 0:00 | 10.108 | 60
2020-07-26 00:30 | 0:30 | 9.4864 | 60
2020-07-26 01:00 | 1:00 | 9.0006 | 60
2020-07-26 01:30 | 1:30 | 8.9079 | 60
2020-07-26 02:00 | 2:00 | 8.523 | 60
2020-07-26 02:30 | 2:30 | 8.2668 | 60
2020-07-26 03:00 | 3:00 | 8.1283 | 60
2020-07-26 03:30 | 3:30 | 8.0322 | 60
2020-07-26 04:00 | 4:00 | 8.1236 | 60
2020-07-26 04:30 | 4:30 | 8.1472 | 60
2020-07-26 05:00 | 5:00 | 8.4336 | 60
2020-07-26 05:30 | 5:30 | 8.5213 | 60
2020-07-26 06:00 | 6:00 | 8.771 | 60
2020-07-26 06:30 | 6:30 | 9.1191 | 60
2020-07-26 07:00 | 7:00 | 10.1121 | 60
2020-07-26 07:30 | 7:30 | 11.1006 | 60
2020-07-26 08:00 | 8:00 | 12.3702 | 60
2020-07-26 08:30 | 8:30 | 12.083 | 60
2020-07-26 09:00 | 9:00 | 10.1637 | 60
2020-07-26 09:30 | 9:30 | 8.5453 | 60
2020-07-26 10:00 | 10:00 | 8.6145 | 60
2020-07-26 10:30 | 10:30 | 8.6594 | 60
2020-07-26 11:00 | 11:00 | 9.7177 | 60
2020-07-26 11:30 | 11:30 | 8.2572 | 60
2020-07-26 12:00 | 12:00 | 7.5633 | 60
2020-07-26 12:30 | 12:30 | 9.5031 | 60
2020-07-26 13:00 | 13:00 | 8.5861 | 60
2020-07-26 13:30 | 13:30 | 6.7259 | 60
2020-07-26 14:00 | 14:00 | 6.5126 | 60
2020-07-26 14:30 | 14:30 | 7.489 | 60
2020-07-26 15:00 | 15:00 | 9.1458 | 60
2020-07-26 15:30 | 15:30 | 9.8177 | 60
2020-07-26 16:00 | 16:00 | 12.6329 | 60
2020-07-26 16:30 | 16:30 | 15.4639 | 60
2020-07-26 17:00 | 17:00 | 18.1537 | 60
2020-07-26 17:30 | 17:30 | 18.815 | 60
2020-07-26 18:00 | 18:00 | 19.1926 | 60
2020-07-26 18:30 | 18:30 | 18.7496 | 60
2020-07-26 19:00 | 19:00 | 18.042 | 60
2020-07-26 19:30 | 19:30 | 17.2666 | 60
2020-07-26 20:00 | 20:00 | 16.9117 | 60
2020-07-26 20:30 | 20:30 | 15.918 | 60
2020-07-26 21:00 | 21:00 | 14.9411 | 60
2020-07-26 21:30 | 21:30 | 13.8201 | 60
2020-07-26 22:00 | 22:00 | 12.7959 | 60
2020-07-26 22:30 | 22:30 | 11.9088 | 60
2020-07-26 23:00 | 23:00 | 10.8999 | 60
2020-07-26 23:30 | 23:30 | 10.1547 | 60
2020-07-27 | 0:00 | 9.4385 | 60
2020-07-27 00:30 | 0:30 | 8.918 | 60
2020-07-27 01:00 | 1:00 | 8.6329 | 60
2020-07-27 01:30 | 1:30 | 8.4761 | 60
2020-07-27 02:00 | 2:00 | 8.2993 | 60
2020-07-27 02:30 | 2:30 | 8.2377 | 60
2020-07-27 03:00 | 3:00 | 8.1773 | 60
2020-07-27 03:30 | 3:30 | 8.1149 | 60
2020-07-27 04:00 | 4:00 | 8.4005 | 60
2020-07-27 04:30 | 4:30 | 8.9585 | 60
2020-07-27 05:00 | 5:00 | 9.8007 | 60
2020-07-27 05:30 | 5:30 | 10.6905 | 60
2020-07-27 06:00 | 6:00 | 11.9919 | 60
2020-07-27 06:30 | 6:30 | 13.4717 | 60
2020-07-27 07:00 | 7:00 | 13.8824 | 60
2020-07-27 07:30 | 7:30 | 12.3947 | 60
2020-07-27 08:00 | 8:00 | 10.1252 | 60
2020-07-27 08:30 | 8:30 | 8.2705 | 60
2020-07-27 09:00 | 9:00 | 6.6527 | 60
2020-07-27 09:30 | 9:30 | 5.1659 | 60
2020-07-27 10:00 | 10:00 | 4.1488 | 60
2020-07-27 10:30 | 10:30 | 4.9701 | 60
2020-07-27 11:00 | 11:00 | 7.0908 | 60
2020-07-27 11:30 | 11:30 | 3.8987 | 60
2020-07-27 12:00 | 12:00 | 3.7838 | 60
2020-07-27 12:30 | 12:30 | 4.3321 | 60
2020-07-27 13:00 | 13:00 | 5.5762 | 60
2020-07-27 13:30 | 13:30 | 5.7865 | 60
2020-07-27 14:00 | 14:00 | 7.0022 | 60
2020-07-27 14:30 | 14:30 | 7.0652 | 60
2020-07-27 15:00 | 15:00 | 9.4446 | 60
2020-07-27 15:30 | 15:30 | 11.0553 | 60
2020-07-27 16:00 | 16:00 | 12.4779 | 60
2020-07-27 16:30 | 16:30 | 14.7346 | 60
2020-07-27 17:00 | 17:00 | 17.5327 | 60
2020-07-27 17:30 | 17:30 | 20.1527 | 60
2020-07-27 18:00 | 18:00 | 21.1534 | 60
2020-07-27 18:30 | 18:30 | 20.9566 | 60
2020-07-27 19:00 | 19:00 | 20.1779 | 60
2020-07-27 19:30 | 19:30 | 19.5504 | 60
2020-07-27 20:00 | 20:00 | 18.865 | 60
2020-07-27 20:30 | 20:30 | 17.7156 | 60
2020-07-27 21:00 | 21:00 | 16.4066 | 60
2020-07-27 21:30 | 21:30 | 15.0746 | 60
2020-07-27 22:00 | 22:00 | 13.7091 | 60
2020-07-27 22:30 | 22:30 | 12.8197 | 60
2020-07-27 23:00 | 23:00 | 11.5285 | 60
2020-07-27 23:30 | 23:30 | 10.4851 | 60
2020-07-28 | 0:00 | 9.7228 | 60
2020-07-28 00:30 | 0:30 | 9.1396 | 60
2020-07-28 01:00 | 1:00 | 8.993 | 60
2020-07-28 01:30 | 1:30 | 8.775 | 60
2020-07-28 02:00 | 2:00 | 8.391 | 60
2020-07-28 02:30 | 2:30 | 8.2827 | 60
2020-07-28 03:00 | 3:00 | 8.3856 | 60
2020-07-28 03:30 | 3:30 | 8.2302 | 60
2020-07-28 04:00 | 4:00 | 8.6238 | 60
2020-07-28 04:30 | 4:30 | 9.4357 | 60
2020-07-28 05:00 | 5:00 | 10.2801 | 60
2020-07-28 05:30 | 5:30 | 11.2342 | 60
2020-07-28 06:00 | 6:00 | 12.4951 | 60
2020-07-28 06:30 | 6:30 | 14.209 | 60
2020-07-28 07:00 | 7:00 | 14.4555 | 60
2020-07-28 07:30 | 7:30 | 12.9943 | 60
2020-07-28 08:00 | 8:00 | 10.2037 | 60
2020-07-28 08:30 | 8:30 | 8.2171 | 60
2020-07-28 09:00 | 9:00 | 6.4431 | 60
2020-07-28 09:30 | 9:30 | 5.0702 | 60
2020-07-28 10:00 | 10:00 | 3.9636 | 60
2020-07-28 10:30 | 10:30 | 3.2903 | 60
2020-07-28 11:00 | 11:00 | 2.9066 | 60
2020-07-28 11:30 | 11:30 | 2.6248 | 60
2020-07-28 12:00 | 12:00 | 2.5346 | 60
2020-07-28 12:30 | 12:30 | 2.5713 | 60
2020-07-28 13:00 | 13:00 | 2.7671 | 60
2020-07-28 13:30 | 13:30 | 3.1893 | 60
2020-07-28 14:00 | 14:00 | 3.9639 | 60
2020-07-28 14:30 | 14:30 | 4.9153 | 60
2020-07-28 15:00 | 15:00 | 6.3668 | 60
2020-07-28 15:30 | 15:30 | 8.0808 | 60
2020-07-28 16:00 | 16:00 | 10.4789 | 60
2020-07-28 16:30 | 16:30 | 12.8614 | 60
2020-07-28 17:00 | 17:00 | 15.6147 | 60
2020-07-28 17:30 | 17:30 | 18.2746 | 60
2020-07-28 18:00 | 18:00 | 19.6747 | 60
2020-07-28 18:30 | 18:30 | 19.8324 | 60
2020-07-28 19:00 | 19:00 | 19.4246 | 60
2020-07-28 19:30 | 19:30 | 18.779 | 60
2020-07-28 20:00 | 20:00 | 18.1033 | 60
2020-07-28 20:30 | 20:30 | 17.0544 | 60
2020-07-28 21:00 | 21:00 | 15.9382 | 60
2020-07-28 21:30 | 21:30 | 14.7868 | 60
2020-07-28 22:00 | 22:00 | 13.587 | 60
2020-07-28 22:30 | 22:30 | 12.6867 | 60
2020-07-28 23:00 | 23:00 | 11.591 | 60
2020-07-28 23:30 | 23:30 | 10.6013 | 60
2020-07-29 | 0:00 | 9.8387 | 60
2020-07-29 00:30 | 0:30 | 9.4678 | 60
2020-07-29 01:00 | 1:00 | 9.1142 | 60
2020-07-29 01:30 | 1:30 | 8.8723 | 60
2020-07-29 02:00 | 2:00 | 8.6377 | 60
2020-07-29 02:30 | 2:30 | 8.5576 | 60
2020-07-29 03:00 | 3:00 | 8.5373 | 60
2020-07-29 03:30 | 3:30 | 8.686 | 60
2020-07-29 04:00 | 4:00 | 9.1647 | 60
2020-07-29 04:30 | 4:30 | 9.7061 | 60
2020-07-29 05:00 | 5:00 | 10.7954 | 60
2020-07-29 05:30 | 5:30 | 11.8841 | 60
2020-07-29 06:00 | 6:00 | 13.4063 | 60
2020-07-29 06:30 | 6:30 | 15.0171 | 60
2020-07-29 07:00 | 7:00 | 15.4854 | 60
2020-07-29 07:30 | 7:30 | 14.0548 | 60
2020-07-29 08:00 | 8:00 | 11.3775 | 60
2020-07-29 08:30 | 8:30 | 8.7815 | 60
2020-07-29 09:00 | 9:00 | 7.0326 | 60
2020-07-29 09:30 | 9:30 | 5.4536 | 60
2020-07-29 10:00 | 10:00 | 4.3077 | 60
2020-07-29 10:30 | 10:30 | 3.4834 | 60
2020-07-29 11:00 | 11:00 | 3.0152 | 60
2020-07-29 11:30 | 11:30 | 2.6938 | 60
2020-07-29 12:00 | 12:00 | 3.2783 | 60
2020-07-29 12:30 | 12:30 | 5.2168 | 60
2020-07-29 13:00 | 13:00 | 4.7745 | 60
2020-07-29 13:30 | 13:30 | 4.7063 | 60
2020-07-29 14:00 | 14:00 | 5.5352 | 60
2020-07-29 14:30 | 14:30 | 5.4742 | 60
2020-07-29 15:00 | 15:00 | 7.1076 | 60
2020-07-29 15:30 | 15:30 | 8.7166 | 60
2020-07-29 16:00 | 16:00 | 10.28 | 60
2020-07-29 16:30 | 16:30 | 12.5911 | 60
2020-07-29 17:00 | 17:00 | 14.7316 | 60
2020-07-29 17:30 | 17:30 | 17.2464 | 60
2020-07-29 18:00 | 18:00 | 18.5077 | 60
2020-07-29 18:30 | 18:30 | 18.7317 | 60
2020-07-29 19:00 | 19:00 | 18.4329 | 60
2020-07-29 19:30 | 19:30 | 18.2003 | 60
2020-07-29 20:00 | 20:00 | 17.678 | 60
2020-07-29 20:30 | 20:30 | 16.6241 | 60
2020-07-29 21:00 | 21:00 | 15.6865 | 60
2020-07-29 21:30 | 21:30 | 14.5108 | 60
2020-07-29 22:00 | 22:00 | 13.1274 | 60
2020-07-29 22:30 | 22:30 | 12.3737 | 60
2020-07-29 23:00 | 23:00 | 11.2553 | 60
2020-07-29 23:30 | 23:30 | 10.2712 | 60
2020-07-30 | 0:00 | 9.5138 | 60
2020-07-30 00:30 | 0:30 | 9.1071 | 60
2020-07-30 01:00 | 1:00 | 8.7157 | 60
2020-07-30 01:30 | 1:30 | 8.5293 | 60
2020-07-30 02:00 | 2:00 | 8.3217 | 60
2020-07-30 02:30 | 2:30 | 8.2499 | 60
2020-07-30 03:00 | 3:00 | 8.3246 | 60
2020-07-30 03:30 | 3:30 | 8.2916 | 60
2020-07-30 04:00 | 4:00 | 8.7201 | 60
2020-07-30 04:30 | 4:30 | 9.2575 | 60
2020-07-30 05:00 | 5:00 | 10.2826 | 60
2020-07-30 05:30 | 5:30 | 11.2874 | 60
2020-07-30 06:00 | 6:00 | 12.7414 | 60
2020-07-30 06:30 | 6:30 | 14.4411 | 60
2020-07-30 07:00 | 7:00 | 14.3505 | 60
2020-07-30 07:30 | 7:30 | 12.8595 | 60
2020-07-30 08:00 | 8:00 | 10.3362 | 60
2020-07-30 08:30 | 8:30 | 8.0457 | 60
2020-07-30 09:00 | 9:00 | 6.4038 | 60
2020-07-30 09:30 | 9:30 | 4.9525 | 60
2020-07-30 10:00 | 10:00 | 3.9116 | 60
2020-07-30 10:30 | 10:30 | 3.1013 | 60
2020-07-30 11:00 | 11:00 | 2.7145 | 60
2020-07-30 11:30 | 11:30 | 2.4978 | 60
2020-07-30 12:00 | 12:00 | 2.4806 | 60
2020-07-30 12:30 | 12:30 | 2.4922 | 60
2020-07-30 13:00 | 13:00 | 3.0451 | 60
2020-07-30 13:30 | 13:30 | 4.2806 | 60
2020-07-30 14:00 | 14:00 | 5.2283 | 60
2020-07-30 14:30 | 14:30 | 6.919 | 60
2020-07-30 15:00 | 15:00 | 6.7104 | 60
2020-07-30 15:30 | 15:30 | 8.4 | 60
2020-07-30 16:00 | 16:00 | 10.7717 | 60
2020-07-30 16:30 | 16:30 | 13.1576 | 60
2020-07-30 17:00 | 17:00 | 15.1728 | 60
2020-07-30 17:30 | 17:30 | 17.489 | 60
2020-07-30 18:00 | 18:00 | 18.3738 | 60
2020-07-30 18:30 | 18:30 | 18.7654 | 60
2020-07-30 19:00 | 19:00 | 18.2042 | 60
2020-07-30 19:30 | 19:30 | 17.6512 | 60
2020-07-30 20:00 | 20:00 | 17.4133 | 60
2020-07-30 20:30 | 20:30 | 16.6485 | 60
2020-07-30 21:00 | 21:00 | 15.5693 | 60
2020-07-30 21:30 | 21:30 | 14.4642 | 60
2020-07-30 22:00 | 22:00 | 13.2764 | 60
2020-07-30 22:30 | 22:30 | 12.4543 | 60
2020-07-30 23:00 | 23:00 | 11.2612 | 60
2020-07-30 23:30 | 23:30 | 10.3826 | 60
2020-07-31 | 0:00 | 9.5319 | 60
2020-07-31 00:30 | 0:30 | 9.193 | 60
2020-07-31 01:00 | 1:00 | 8.7801 | 60
2020-07-31 01:30 | 1:30 | 8.4924 | 60
2020-07-31 02:00 | 2:00 | 8.3679 | 60
2020-07-31 02:30 | 2:30 | 8.2539 | 60
2020-07-31 03:00 | 3:00 | 8.203 | 60
2020-07-31 03:30 | 3:30 | 8.1381 | 60
2020-07-31 04:00 | 4:00 | 8.5898 | 60
2020-07-31 04:30 | 4:30 | 9.0126 | 60
2020-07-31 05:00 | 5:00 | 9.8392 | 60
2020-07-31 05:30 | 5:30 | 10.8294 | 60
2020-07-31 06:00 | 6:00 | 12.0094 | 60
2020-07-31 06:30 | 6:30 | 13.4472 | 60
2020-07-31 07:00 | 7:00 | 13.6864 | 60
2020-07-31 07:30 | 7:30 | 12.2439 | 60
2020-07-31 08:00 | 8:00 | 10.0032 | 60
2020-07-31 08:30 | 8:30 | 7.9379 | 60
2020-07-31 09:00 | 9:00 | 6.556 | 60
2020-07-31 09:30 | 9:30 | 5.257 | 60
2020-07-31 10:00 | 10:00 | 4.1946 | 60
2020-07-31 10:30 | 10:30 | 3.7979 | 60
2020-07-31 11:00 | 11:00 | 3.112 | 60
2020-07-31 11:30 | 11:30 | 2.8273 | 60
2020-07-31 12:00 | 12:00 | 2.8076 | 60
2020-07-31 12:30 | 12:30 | 2.9781 | 60
2020-07-31 13:00 | 13:00 | 3.6222 | 60
2020-07-31 13:30 | 13:30 | 3.7241 | 60
2020-07-31 14:00 | 14:00 | 4.3646 | 60
2020-07-31 14:30 | 14:30 | 5.305 | 60
2020-07-31 15:00 | 15:00 | 6.6166 | 60
2020-07-31 15:30 | 15:30 | 8.2902 | 60
2020-07-31 16:00 | 16:00 | 10.0049 | 60
2020-07-31 16:30 | 16:30 | 12.5711 | 60
2020-07-31 17:00 | 17:00 | 15.1318 | 60
2020-07-31 17:30 | 17:30 | 17.108 | 60
2020-07-31 18:00 | 18:00 | 18.0064 | 60
2020-07-31 18:30 | 18:30 | 18.1351 | 60
2020-07-31 19:00 | 19:00 | 17.5785 | 60
2020-07-31 19:30 | 19:30 | 17.169 | 60
2020-07-31 20:00 | 20:00 | 16.7567 | 60
2020-07-31 20:30 | 20:30 | 16.1339 | 60
2020-07-31 21:00 | 21:00 | 15.4697 | 60
2020-07-31 21:30 | 21:30 | 14.5394 | 60
2020-07-31 22:00 | 22:00 | 13.6935 | 60
2020-07-31 22:30 | 22:30 | 13.0352 | 60
2020-07-31 23:00 | 23:00 | 11.9098 | 60
2020-07-31 23:30 | 23:30 | 10.9445 | 60
2020-08-01 | 0:00 | 10.1131 | 60
2020-08-01 00:30 | 0:30 | 9.6308 | 60
2020-08-01 01:00 | 1:00 | 9.2799 | 60
2020-08-01 01:30 | 1:30 | 8.9362 | 60
2020-08-01 02:00 | 2:00 | 8.6455 | 60
2020-08-01 02:30 | 2:30 | 8.4952 | 60
2020-08-01 03:00 | 3:00 | 8.3189 | 60
2020-08-01 03:30 | 3:30 | 8.4129 | 60
2020-08-01 04:00 | 4:00 | 8.4829 | 60
2020-08-01 04:30 | 4:30 | 8.7561 | 60
2020-08-01 05:00 | 5:00 | 9.0771 | 60
2020-08-01 05:30 | 5:30 | 9.3368 | 60
2020-08-01 06:00 | 6:00 | 10.111 | 60
2020-08-01 06:30 | 6:30 | 10.9924 | 60
2020-08-01 07:00 | 7:00 | 11.4814 | 60
2020-08-01 07:30 | 7:30 | 10.4652 | 60
2020-08-01 08:00 | 8:00 | 10.1653 | 60
2020-08-01 08:30 | 8:30 | 8.9606 | 60
2020-08-01 09:00 | 9:00 | 8.7897 | 60
2020-08-01 09:30 | 9:30 | 7.0247 | 60
2020-08-01 10:00 | 10:00 | 5.2399 | 60
2020-08-01 10:30 | 10:30 | 4.3686 | 60
2020-08-01 11:00 | 11:00 | 3.6027 | 60
2020-08-01 11:30 | 11:30 | 3.3931 | 60
2020-08-01 12:00 | 12:00 | 3.7546 | 60
2020-08-01 12:30 | 12:30 | 3.4408 | 60
2020-08-01 13:00 | 13:00 | 3.861 | 60
2020-08-01 13:30 | 13:30 | 4.3956 | 60
2020-08-01 14:00 | 14:00 | 5.043 | 60
2020-08-01 14:30 | 14:30 | 6.5046 | 60
2020-08-01 15:00 | 15:00 | 6.9735 | 60
2020-08-01 15:30 | 15:30 | 8.5735 | 60
2020-08-01 16:00 | 16:00 | 10.373 | 60
2020-08-01 16:30 | 16:30 | 12.5502 | 60
2020-08-01 17:00 | 17:00 | 14.6862 | 60
2020-08-01 17:30 | 17:30 | 16.4958 | 60
2020-08-01 18:00 | 18:00 | 17.11 | 60
2020-08-01 18:30 | 18:30 | 17.0941 | 60
2020-08-01 19:00 | 19:00 | 16.551 | 60
2020-08-01 19:30 | 19:30 | 16.1348 | 60
2020-08-01 20:00 | 20:00 | 15.7794 | 60
2020-08-01 20:30 | 20:30 | 15.1488 | 60
2020-08-01 21:00 | 21:00 | 14.451 | 60
2020-08-01 21:30 | 21:30 | 13.7079 | 60
2020-08-01 22:00 | 22:00 | 12.9358 | 60
2020-08-01 22:30 | 22:30 | 12.5501 | 60
2020-08-01 23:00 | 23:00 | 11.736 | 60
2020-08-01 23:30 | 23:30 | 10.9293 | 60
2020-08-02 | 0:00 | 10.1262 | 60
2020-08-02 00:30 | 0:30 | 9.4611 | 60
2020-08-02 01:00 | 1:00 | 9.1894 | 60
2020-08-02 01:30 | 1:30 | 8.7312 | 60
2020-08-02 02:00 | 2:00 | 8.5641 | 60
2020-08-02 02:30 | 2:30 | 8.404 | 60
2020-08-02 03:00 | 3:00 | 8.3807 | 60
2020-08-02 03:30 | 3:30 | 8.4968 | 60
2020-08-02 04:00 | 4:00 | 8.4636 | 60
2020-08-02 04:30 | 4:30 | 8.6396 | 60
2020-08-02 05:00 | 5:00 | 8.8925 | 60
2020-08-02 05:30 | 5:30 | 9.169 | 60
2020-08-02 06:00 | 6:00 | 9.8507 | 60
2020-08-02 06:30 | 6:30 | 10.5193 | 60
2020-08-02 07:00 | 7:00 | 10.4716 | 60
2020-08-02 07:30 | 7:30 | 10.104 | 60
2020-08-02 08:00 | 8:00 | 9.4991 | 60
2020-08-02 08:30 | 8:30 | 8.3224 | 60
2020-08-02 09:00 | 9:00 | 7.6111 | 60
2020-08-02 09:30 | 9:30 | 6.391 | 60
2020-08-02 10:00 | 10:00 | 5.4121 | 60
2020-08-02 10:30 | 10:30 | 4.8291 | 60
2020-08-02 11:00 | 11:00 | 4.5276 | 60
2020-08-02 11:30 | 11:30 | 5.8049 | 60
2020-08-02 12:00 | 12:00 | 4.7306 | 60
2020-08-02 12:30 | 12:30 | 4.4839 | 60
2020-08-02 13:00 | 13:00 | 4.1228 | 60
2020-08-02 13:30 | 13:30 | 4.6699 | 60
2020-08-02 14:00 | 14:00 | 5.1822 | 60
2020-08-02 14:30 | 14:30 | 6.0911 | 60
2020-08-02 15:00 | 15:00 | 7.3178 | 60
2020-08-02 15:30 | 15:30 | 9.0044 | 60
2020-08-02 16:00 | 16:00 | 11.0287 | 60
2020-08-02 16:30 | 16:30 | 13.6228 | 60
2020-08-02 17:00 | 17:00 | 16.107 | 60
2020-08-02 17:30 | 17:30 | 18.4476 | 60
2020-08-02 18:00 | 18:00 | 19.1874 | 60
2020-08-02 18:30 | 18:30 | 18.9934 | 60
2020-08-02 19:00 | 19:00 | 18.3408 | 60
2020-08-02 19:30 | 19:30 | 17.4937 | 60
2020-08-02 20:00 | 20:00 | 16.9092 | 60
2020-08-02 20:30 | 20:30 | 15.9735 | 60
2020-08-02 21:00 | 21:00 | 14.8676 | 60
2020-08-02 21:30 | 21:30 | 13.838 | 60
2020-08-02 22:00 | 22:00 | 12.628 | 60
2020-08-02 22:30 | 22:30 | 12.049 | 60
2020-08-02 23:00 | 23:00 | 11.0558 | 60
2020-08-02 23:30 | 23:30 | 10.0596 | 60
2020-08-03 | 0:00 | 9.4687 | 60
2020-08-03 00:30 | 0:30 | 9.0154 | 60
2020-08-03 01:00 | 1:00 | 8.7591 | 60
2020-08-03 01:30 | 1:30 | 8.6054 | 60
2020-08-03 02:00 | 2:00 | 8.4518 | 60
2020-08-03 02:30 | 2:30 | 8.2246 | 60
2020-08-03 03:00 | 3:00 | 8.2482 | 60
2020-08-03 03:30 | 3:30 | 8.2454 | 60
2020-08-03 04:00 | 4:00 | 8.6836 | 60
2020-08-03 04:30 | 4:30 | 9.1452 | 60
2020-08-03 05:00 | 5:00 | 10.1247 | 60
2020-08-03 05:30 | 5:30 | 11.0342 | 60
2020-08-03 06:00 | 6:00 | 12.2462 | 60
2020-08-03 06:30 | 6:30 | 13.8361 | 60
2020-08-03 07:00 | 7:00 | 14.7955 | 60
2020-08-03 07:30 | 7:30 | 15.0442 | 60
2020-08-03 08:00 | 8:00 | 13.7592 | 60
2020-08-03 08:30 | 8:30 | 12.9537 | 60
2020-08-03 09:00 | 9:00 | 11.423 | 60
2020-08-03 09:30 | 9:30 | 10.5642 | 60
2020-08-03 10:00 | 10:00 | 9.6012 | 60
2020-08-03 10:30 | 10:30 | 8.8825 | 60
2020-08-03 11:00 | 11:00 | 7.4128 | 60
2020-08-03 11:30 | 11:30 | 6.997 | 60
2020-08-03 12:00 | 12:00 | 6.7223 | 60
2020-08-03 12:30 | 12:30 | 5.3905 | 60
2020-08-03 13:00 | 13:00 | 5.6156 | 60
2020-08-03 13:30 | 13:30 | 6.1326 | 60
2020-08-03 14:00 | 14:00 | 6.7871 | 60
2020-08-03 14:30 | 14:30 | 7.439 | 60
2020-08-03 15:00 | 15:00 | 6.9537 | 60
2020-08-03 15:30 | 15:30 | 8.4836 | 60
2020-08-03 16:00 | 16:00 | 11.2814 | 60
2020-08-03 16:30 | 16:30 | 13.7404 | 60
2020-08-03 17:00 | 17:00 | 16.2663 | 60
2020-08-03 17:30 | 17:30 | 18.8067 | 60
2020-08-03 18:00 | 18:00 | 19.8424 | 60
2020-08-03 18:30 | 18:30 | 20.0776 | 60
2020-08-03 19:00 | 19:00 | 19.5305 | 60
2020-08-03 19:30 | 19:30 | 18.678 | 60
2020-08-03 20:00 | 20:00 | 18.2146 | 60
2020-08-03 20:30 | 20:30 | 17.0632 | 60
2020-08-03 21:00 | 21:00 | 16.1016 | 60
2020-08-03 21:30 | 21:30 | 14.7103 | 60
2020-08-03 22:00 | 22:00 | 13.4549 | 60
2020-08-03 22:30 | 22:30 | 12.7593 | 60
2020-08-03 23:00 | 23:00 | 11.5282 | 60
2020-08-03 23:30 | 23:30 | 10.3265 | 60
2020-08-04 | 0:00 | 9.6154 | 60
2020-08-04 00:30 | 0:30 | 9.1202 | 60
2020-08-04 01:00 | 1:00 | 8.8885 | 60
2020-08-04 01:30 | 1:30 | 8.6517 | 60
2020-08-04 02:00 | 2:00 | 8.3937 | 60
2020-08-04 02:30 | 2:30 | 8.2135 | 60
2020-08-04 03:00 | 3:00 | 8.2194 | 60
2020-08-04 03:30 | 3:30 | 8.3126 | 60
2020-08-04 04:00 | 4:00 | 8.476 | 60
2020-08-04 04:30 | 4:30 | 8.9714 | 60
2020-08-04 05:00 | 5:00 | 9.9271 | 60
2020-08-04 05:30 | 5:30 | 10.6459 | 60
2020-08-04 06:00 | 6:00 | 11.864 | 60
2020-08-04 06:30 | 6:30 | 13.1774 | 60
2020-08-04 07:00 | 7:00 | 14.0877 | 60
2020-08-04 07:30 | 7:30 | 14.1285 | 60
2020-08-04 08:00 | 8:00 | 13.0654 | 60
2020-08-04 08:30 | 8:30 | 11.9337 | 60
2020-08-04 09:00 | 9:00 | 10.9247 | 60
2020-08-04 09:30 | 9:30 | 9.5206 | 60
2020-08-04 10:00 | 10:00 | 8.9441 | 60
2020-08-04 10:30 | 10:30 | 7.4591 | 60
2020-08-04 11:00 | 11:00 | 4.6277 | 60
2020-08-04 11:30 | 11:30 | 2.8372 | 60
2020-08-04 12:00 | 12:00 | 2.7643 | 60
2020-08-04 12:30 | 12:30 | 2.8865 | 60
2020-08-04 13:00 | 13:00 | 3.1048 | 60
2020-08-04 13:30 | 13:30 | 5.6822 | 60
2020-08-04 14:00 | 14:00 | 6.9566 | 60
2020-08-04 14:30 | 14:30 | 5.87 | 60
2020-08-04 15:00 | 15:00 | 8.2175 | 60
2020-08-04 15:30 | 15:30 | 8.6475 | 60
2020-08-04 16:00 | 16:00 | 11.0165 | 60
2020-08-04 16:30 | 16:30 | 13.3021 | 60
2020-08-04 17:00 | 17:00 | 15.5228 | 60
2020-08-04 17:30 | 17:30 | 18.1981 | 60
2020-08-04 18:00 | 18:00 | 19.4899 | 60
2020-08-04 18:30 | 18:30 | 19.4441 | 60
2020-08-04 19:00 | 19:00 | 19.1082 | 60
2020-08-04 19:30 | 19:30 | 18.7082 | 60
2020-08-04 20:00 | 20:00 | 18.3102 | 60
2020-08-04 20:30 | 20:30 | 17.1022 | 60
2020-08-04 21:00 | 21:00 | 15.9064 | 60
2020-08-04 21:30 | 21:30 | 14.5813 | 60
2020-08-04 22:00 | 22:00 | 13.4008 | 60
2020-08-04 22:30 | 22:30 | 12.557 | 60
2020-08-04 23:00 | 23:00 | 11.5288 | 60
2020-08-04 23:30 | 23:30 | 10.4669 | 60
2020-08-05 | 0:00 | 9.7549 | 60
2020-08-05 00:30 | 0:30 | 9.1955 | 60
2020-08-05 01:00 | 1:00 | 9.0006 | 60
2020-08-05 01:30 | 1:30 | 8.8208 | 60
2020-08-05 02:00 | 2:00 | 8.6707 | 60
2020-08-05 02:30 | 2:30 | 8.461 | 60
2020-08-05 03:00 | 3:00 | 8.4685 | 60
2020-08-05 03:30 | 3:30 | 8.4847 | 60
2020-08-05 04:00 | 4:00 | 8.8694 | 60
2020-08-05 04:30 | 4:30 | 9.4645 | 60
2020-08-05 05:00 | 5:00 | 10.4355 | 60
2020-08-05 05:30 | 5:30 | 11.462 | 60
2020-08-05 06:00 | 6:00 | 12.6453 | 60
2020-08-05 06:30 | 6:30 | 14.0676 | 60
2020-08-05 07:00 | 7:00 | 14.2755 | 60
2020-08-05 07:30 | 7:30 | 12.5876 | 60
2020-08-05 08:00 | 8:00 | 9.9321 | 60
2020-08-05 08:30 | 8:30 | 7.8567 | 60
2020-08-05 09:00 | 9:00 | 6.3178 | 60
2020-08-05 09:30 | 9:30 | 4.9726 | 60
2020-08-05 10:00 | 10:00 | 3.8413 | 60
2020-08-05 10:30 | 10:30 | 3.2343 | 60
2020-08-05 11:00 | 11:00 | 2.854 | 60
2020-08-05 11:30 | 11:30 | 2.5653 | 60
2020-08-05 12:00 | 12:00 | 2.5033 | 60
2020-08-05 12:30 | 12:30 | 2.5611 | 60
2020-08-05 13:00 | 13:00 | 2.8449 | 60
2020-08-05 13:30 | 13:30 | 3.3731 | 60
2020-08-05 14:00 | 14:00 | 4.4037 | 60
2020-08-05 14:30 | 14:30 | 5.2497 | 60
2020-08-05 15:00 | 15:00 | 6.485 | 60
2020-08-05 15:30 | 15:30 | 8.6919 | 60
2020-08-05 16:00 | 16:00 | 10.3362 | 60
2020-08-05 16:30 | 16:30 | 12.396 | 60
2020-08-05 17:00 | 17:00 | 14.7213 | 60
2020-08-05 17:30 | 17:30 | 17.0656 | 60
2020-08-05 18:00 | 18:00 | 18.1023 | 60
2020-08-05 18:30 | 18:30 | 18.1317 | 60
2020-08-05 19:00 | 19:00 | 17.6523 | 60
2020-08-05 19:30 | 19:30 | 17.263 | 60
2020-08-05 20:00 | 20:00 | 16.8705 | 60
2020-08-05 20:30 | 20:30 | 15.7709 | 60
2020-08-05 21:00 | 21:00 | 14.9858 | 60
2020-08-05 21:30 | 21:30 | 13.8355 | 60
2020-08-05 22:00 | 22:00 | 12.7154 | 60
2020-08-05 22:30 | 22:30 | 11.9994 | 60
2020-08-05 23:00 | 23:00 | 10.9684 | 60
2020-08-05 23:30 | 23:30 | 10.115 | 60
2020-08-06 | 0:00 | 9.4476 | 60
2020-08-06 00:30 | 0:30 | 9.049 | 60
2020-08-06 01:00 | 1:00 | 8.7606 | 60
2020-08-06 01:30 | 1:30 | 8.4773 | 60
2020-08-06 02:00 | 2:00 | 8.2735 | 60
2020-08-06 02:30 | 2:30 | 8.3029 | 60
2020-08-06 03:00 | 3:00 | 8.3981 | 60
2020-08-06 03:30 | 3:30 | 8.4662 | 60
2020-08-06 04:00 | 4:00 | 8.7756 | 60
2020-08-06 04:30 | 4:30 | 9.4006 | 60
2020-08-06 05:00 | 5:00 | 10.4887 | 60
2020-08-06 05:30 | 5:30 | 11.4897 | 60
2020-08-06 06:00 | 6:00 | 13.0384 | 60
2020-08-06 06:30 | 6:30 | 14.6951 | 60
2020-08-06 07:00 | 7:00 | 14.8603 | 60
2020-08-06 07:30 | 7:30 | 13.3698 | 60
2020-08-06 08:00 | 8:00 | 10.5141 | 60
2020-08-06 08:30 | 8:30 | 7.9902 | 60
2020-08-06 09:00 | 9:00 | 6.4238 | 60
2020-08-06 09:30 | 9:30 | 5.0959 | 60
2020-08-06 10:00 | 10:00 | 3.924 | 60
2020-08-06 10:30 | 10:30 | 3.1617 | 60
2020-08-06 11:00 | 11:00 | 2.8307 | 60
2020-08-06 11:30 | 11:30 | 2.5914 | 60
2020-08-06 12:00 | 12:00 | 2.5217 | 60
2020-08-06 12:30 | 12:30 | 2.6283 | 60
2020-08-06 13:00 | 13:00 | 2.8244 | 60
2020-08-06 13:30 | 13:30 | 3.1719 | 60
2020-08-06 14:00 | 14:00 | 3.9531 | 60
2020-08-06 14:30 | 14:30 | 4.9006 | 60
2020-08-06 15:00 | 15:00 | 6.1773 | 60
2020-08-06 15:30 | 15:30 | 8.0978 | 60
2020-08-06 16:00 | 16:00 | 10.0156 | 60
2020-08-06 16:30 | 16:30 | 12.1973 | 60
2020-08-06 17:00 | 17:00 | 14.5403 | 60
2020-08-06 17:30 | 17:30 | 16.8164 | 60
2020-08-06 18:00 | 18:00 | 17.8419 | 60
2020-08-06 18:30 | 18:30 | 17.8552 | 60
2020-08-06 19:00 | 19:00 | 17.4167 | 60
2020-08-06 19:30 | 19:30 | 17.0175 | 60
2020-08-06 20:00 | 20:00 | 16.8424 | 60
2020-08-06 20:30 | 20:30 | 15.799 | 60
2020-08-06 21:00 | 21:00 | 14.8519 | 60
2020-08-06 21:30 | 21:30 | 13.6191 | 60
2020-08-06 22:00 | 22:00 | 12.7198 | 60
2020-08-06 22:30 | 22:30 | 11.8811 | 60
2020-08-06 23:00 | 23:00 | 10.9126 | 60
2020-08-06 23:30 | 23:30 | 9.6871 | 60
2020-08-07 | 0:00 | 9.0784 | 60
2020-08-07 00:30 | 0:30 | 8.6999 | 60
2020-08-07 01:00 | 1:00 | 8.4174 | 60
2020-08-07 01:30 | 1:30 | 8.0708 | 60
2020-08-07 02:00 | 2:00 | 7.9428 | 60
2020-08-07 02:30 | 2:30 | 7.8284 | 60
2020-08-07 03:00 | 3:00 | 7.9016 | 60
2020-08-07 03:30 | 3:30 | 7.9127 | 60
2020-08-07 04:00 | 4:00 | 8.2121 | 60
2020-08-07 04:30 | 4:30 | 8.6561 | 60
2020-08-07 05:00 | 5:00 | 9.4071 | 60
2020-08-07 05:30 | 5:30 | 9.93 | 60
2020-08-07 06:00 | 6:00 | 10.9631 | 60
2020-08-07 06:30 | 6:30 | 11.8059 | 60
2020-08-07 07:00 | 7:00 | 13.2524 | 60
2020-08-07 07:30 | 7:30 | 13.5124 | 60
2020-08-07 08:00 | 8:00 | 11.4657 | 60
2020-08-07 08:30 | 8:30 | 9.7718 | 60
2020-08-07 09:00 | 9:00 | 8.1911 | 60
2020-08-07 09:30 | 9:30 | 8.1698 | 60
2020-08-07 10:00 | 10:00 | 7.5134 | 60
2020-08-07 10:30 | 10:30 | 7.784 | 60
2020-08-07 11:00 | 11:00 | 7.1964 | 60
2020-08-07 11:30 | 11:30 | 4.9848 | 60
2020-08-07 12:00 | 12:00 | 5.1815 | 60
2020-08-07 12:30 | 12:30 | 7.5026 | 60
2020-08-07 13:00 | 13:00 | 9.9127 | 60
2020-08-07 13:30 | 13:30 | 11.5352 | 60
2020-08-07 14:00 | 14:00 | 12.5251 | 60
2020-08-07 14:30 | 14:30 | 11.9676 | 60
2020-08-07 15:00 | 15:00 | 12.1977 | 60
2020-08-07 15:30 | 15:30 | 12.9091 | 60
2020-08-07 16:00 | 16:00 | 13.5726 | 60
2020-08-07 16:30 | 16:30 | 14.8097 | 60
2020-08-07 17:00 | 17:00 | 16.0926 | 60
2020-08-07 17:30 | 17:30 | 17.5156 | 60
2020-08-07 18:00 | 18:00 | 18.1319 | 60
2020-08-07 18:30 | 18:30 | 18.1265 | 60
2020-08-07 19:00 | 19:00 | 17.5563 | 60
2020-08-07 19:30 | 19:30 | 16.8351 | 60
2020-08-07 20:00 | 20:00 | 16.171 | 60
2020-08-07 20:30 | 20:30 | 15.4061 | 60
2020-08-07 21:00 | 21:00 | 14.5918 | 60
2020-08-07 21:30 | 21:30 | 13.731 | 60
2020-08-07 22:00 | 22:00 | 12.8936 | 60
2020-08-07 22:30 | 22:30 | 12.2713 | 60
2020-08-07 23:00 | 23:00 | 11.2735 | 60
2020-08-07 23:30 | 23:30 | 10.3784 | 60
2020-08-08 | 0:00 | 9.5849 | 60
2020-08-08 00:30 | 0:30 | 9.123 | 60
2020-08-08 01:00 | 1:00 | 8.7525 | 60
2020-08-08 01:30 | 1:30 | 8.5564 | 60
2020-08-08 02:00 | 2:00 | 8.2118 | 60
2020-08-08 02:30 | 2:30 | 8.0354 | 60
2020-08-08 03:00 | 3:00 | 7.9342 | 60
2020-08-08 03:30 | 3:30 | 7.9272 | 60
2020-08-08 04:00 | 4:00 | 7.8949 | 60
2020-08-08 04:30 | 4:30 | 8.2196 | 60
2020-08-08 05:00 | 5:00 | 8.3409 | 60
2020-08-08 05:30 | 5:30 | 8.659 | 60
2020-08-08 06:00 | 6:00 | 9.1343 | 60
2020-08-08 06:30 | 6:30 | 9.4604 | 60
2020-08-08 07:00 | 7:00 | 9.5497 | 60
2020-08-08 07:30 | 7:30 | 9.5983 | 60
2020-08-08 08:00 | 8:00 | 8.7095 | 60
2020-08-08 08:30 | 8:30 | 8.8113 | 60
2020-08-08 09:00 | 9:00 | 7.6113 | 60
2020-08-08 09:30 | 9:30 | 6.7443 | 60
2020-08-08 10:00 | 10:00 | 6.712 | 60
2020-08-08 10:30 | 10:30 | 7.925 | 60
2020-08-08 11:00 | 11:00 | 5.425 | 60
2020-08-08 11:30 | 11:30 | 4.1243 | 60
2020-08-08 12:00 | 12:00 | 4.5268 | 60
2020-08-08 12:30 | 12:30 | 6.173 | 60
2020-08-08 13:00 | 13:00 | 5.1584 | 60
2020-08-08 13:30 | 13:30 | 5.1112 | 60
2020-08-08 14:00 | 14:00 | 5.5303 | 60
2020-08-08 14:30 | 14:30 | 6.5466 | 60
2020-08-08 15:00 | 15:00 | 6.9475 | 60
2020-08-08 15:30 | 15:30 | 8.4603 | 60
2020-08-08 16:00 | 16:00 | 10.513 | 60
2020-08-08 16:30 | 16:30 | 12.417 | 60
2020-08-08 17:00 | 17:00 | 14.1951 | 60
2020-08-08 17:30 | 17:30 | 15.7441 | 60
2020-08-08 18:00 | 18:00 | 16.4376 | 60
2020-08-08 18:30 | 18:30 | 16.3757 | 60
2020-08-08 19:00 | 19:00 | 15.7474 | 60
2020-08-08 19:30 | 19:30 | 15.3411 | 60
2020-08-08 20:00 | 20:00 | 15.0187 | 60
2020-08-08 20:30 | 20:30 | 14.3174 | 60
2020-08-08 21:00 | 21:00 | 13.6396 | 60
2020-08-08 21:30 | 21:30 | 13.129 | 60
2020-08-08 22:00 | 22:00 | 12.4758 | 60
2020-08-08 22:30 | 22:30 | 12.0721 | 60
2020-08-08 23:00 | 23:00 | 11.2645 | 60
2020-08-08 23:30 | 23:30 | 10.3511 | 60
2020-08-09 | 0:00 | 9.8016 | 60
2020-08-09 00:30 | 0:30 | 9.2146 | 60
2020-08-09 01:00 | 1:00 | 8.7991 | 60
2020-08-09 01:30 | 1:30 | 8.581 | 60
2020-08-09 02:00 | 2:00 | 8.3592 | 60
2020-08-09 02:30 | 2:30 | 8.1875 | 60
2020-08-09 03:00 | 3:00 | 8.1339 | 60
2020-08-09 03:30 | 3:30 | 7.9397 | 60
2020-08-09 04:00 | 4:00 | 7.982 | 60
2020-08-09 04:30 | 4:30 | 8.2281 | 60
2020-08-09 05:00 | 5:00 | 8.4749 | 60
2020-08-09 05:30 | 5:30 | 8.9331 | 60
2020-08-09 06:00 | 6:00 | 9.3381 | 60
2020-08-09 06:30 | 6:30 | 9.7812 | 60
2020-08-09 07:00 | 7:00 | 9.4352 | 60
2020-08-09 07:30 | 7:30 | 8.8291 | 60
2020-08-09 08:00 | 8:00 | 8.1895 | 60
2020-08-09 08:30 | 8:30 | 7.4762 | 60
2020-08-09 09:00 | 9:00 | 6.5654 | 60
2020-08-09 09:30 | 9:30 | 5.6931 | 60
2020-08-09 10:00 | 10:00 | 4.8633 | 60
2020-08-09 10:30 | 10:30 | 4.2272 | 60
2020-08-09 11:00 | 11:00 | 3.8421 | 60
2020-08-09 11:30 | 11:30 | 3.1737 | 60
2020-08-09 12:00 | 12:00 | 2.9825 | 60
2020-08-09 12:30 | 12:30 | 3.3065 | 60
2020-08-09 13:00 | 13:00 | 3.3326 | 60
2020-08-09 13:30 | 13:30 | 3.8773 | 60
2020-08-09 14:00 | 14:00 | 4.6225 | 60
2020-08-09 14:30 | 14:30 | 5.6829 | 60
2020-08-09 15:00 | 15:00 | 7.1677 | 60
2020-08-09 15:30 | 15:30 | 8.716 | 60
2020-08-09 16:00 | 16:00 | 11.1333 | 60
2020-08-09 16:30 | 16:30 | 14.0865 | 60
2020-08-09 17:00 | 17:00 | 17.0716 | 60
2020-08-09 17:30 | 17:30 | 19.4751 | 60
2020-08-09 18:00 | 18:00 | 20.6558 | 60
2020-08-09 18:30 | 18:30 | 20.6253 | 60
2020-08-09 19:00 | 19:00 | 20.1231 | 60
2020-08-09 19:30 | 19:30 | 19.3926 | 60
2020-08-09 20:00 | 20:00 | 18.6739 | 60
2020-08-09 20:30 | 20:30 | 17.671 | 60
2020-08-09 21:00 | 21:00 | 16.6981 | 60
2020-08-09 21:30 | 21:30 | 15.3698 | 60
2020-08-09 22:00 | 22:00 | 14.0063 | 60
2020-08-09 22:30 | 22:30 | 13.1718 | 60
2020-08-09 23:00 | 23:00 | 12.1534 | 60
2020-08-09 23:30 | 23:30 | 11.1132 | 60
2020-08-10 | 0:00 | 10.3831 | 60
2020-08-10 00:30 | 0:30 | 9.6939 | 60
2020-08-10 01:00 | 1:00 | 9.5132 | 60
2020-08-10 01:30 | 1:30 | 9.2562 | 60
2020-08-10 02:00 | 2:00 | 9.0668 | 60
2020-08-10 02:30 | 2:30 | 8.8927 | 60
2020-08-10 03:00 | 3:00 | 8.8638 | 60
2020-08-10 03:30 | 3:30 | 8.9747 | 60
2020-08-10 04:00 | 4:00 | 9.377 | 60
2020-08-10 04:30 | 4:30 | 9.9214 | 60
2020-08-10 05:00 | 5:00 | 10.781 | 60
2020-08-10 05:30 | 5:30 | 11.8717 | 60
2020-08-10 06:00 | 6:00 | 13.4978 | 60
2020-08-10 06:30 | 6:30 | 15.1047 | 60
2020-08-10 07:00 | 7:00 | 15.248 | 60
2020-08-10 07:30 | 7:30 | 13.7962 | 60
2020-08-10 08:00 | 8:00 | 11.1116 | 60
2020-08-10 08:30 | 8:30 | 8.5555 | 60
2020-08-10 09:00 | 9:00 | 8.7493 | 60
2020-08-10 09:30 | 9:30 | 11.7035 | 60
2020-08-10 10:00 | 10:00 | 7.0966 | 60
2020-08-10 10:30 | 10:30 | 5.2096 | 60
2020-08-10 11:00 | 11:00 | 5.5224 | 60
2020-08-10 11:30 | 11:30 | 4.9566 | 60
2020-08-10 12:00 | 12:00 | 4.8547 | 60
2020-08-10 12:30 | 12:30 | 4.2275 | 60
2020-08-10 13:00 | 13:00 | 3.3551 | 60
2020-08-10 13:30 | 13:30 | 4.0745 | 60
2020-08-10 14:00 | 14:00 | 4.4276 | 60
2020-08-10 14:30 | 14:30 | 5.2202 | 60
2020-08-10 15:00 | 15:00 | 6.641 | 60
2020-08-10 15:30 | 15:30 | 8.7799 | 60
2020-08-10 16:00 | 16:00 | 11.0727 | 60
2020-08-10 16:30 | 16:30 | 13.9062 | 60
2020-08-10 17:00 | 17:00 | 17.3479 | 60
2020-08-10 17:30 | 17:30 | 20.4069 | 60
2020-08-10 18:00 | 18:00 | 21.6578 | 60
2020-08-10 18:30 | 18:30 | 21.7562 | 60
2020-08-10 19:00 | 19:00 | 21.1514 | 60
2020-08-10 19:30 | 19:30 | 20.4866 | 60
2020-08-10 20:00 | 20:00 | 19.8072 | 60
2020-08-10 20:30 | 20:30 | 18.3756 | 60
2020-08-10 21:00 | 21:00 | 17.0522 | 60
2020-08-10 21:30 | 21:30 | 15.5158 | 60
2020-08-10 22:00 | 22:00 | 14.2171 | 60
2020-08-10 22:30 | 22:30 | 13.1366 | 60
2020-08-10 23:00 | 23:00 | 11.8878 | 60
2020-08-10 23:30 | 23:30 | 10.8955 | 60
2020-08-11 | 0:00 | 10.0878 | 60
2020-08-11 00:30 | 0:30 | 9.6098 | 60
2020-08-11 01:00 | 1:00 | 9.486 | 60
2020-08-11 01:30 | 1:30 | 9.0782 | 60
2020-08-11 02:00 | 2:00 | 8.8745 | 60
2020-08-11 02:30 | 2:30 | 8.7483 | 60
2020-08-11 03:00 | 3:00 | 8.6668 | 60
2020-08-11 03:30 | 3:30 | 8.8118 | 60
2020-08-11 04:00 | 4:00 | 9.1965 | 60
2020-08-11 04:30 | 4:30 | 9.7904 | 60
2020-08-11 05:00 | 5:00 | 10.8447 | 60
2020-08-11 05:30 | 5:30 | 11.986 | 60
2020-08-11 06:00 | 6:00 | 13.4049 | 60
2020-08-11 06:30 | 6:30 | 14.7272 | 60
2020-08-11 07:00 | 7:00 | 14.6893 | 60
2020-08-11 07:30 | 7:30 | 12.8791 | 60
2020-08-11 08:00 | 8:00 | 10.1067 | 60
2020-08-11 08:30 | 8:30 | 7.7803 | 60
2020-08-11 09:00 | 9:00 | 6.2715 | 60
2020-08-11 09:30 | 9:30 | 4.8832 | 60
2020-08-11 10:00 | 10:00 | 3.893 | 60
2020-08-11 10:30 | 10:30 | 3.1662 | 60
2020-08-11 11:00 | 11:00 | 2.702 | 60
2020-08-11 11:30 | 11:30 | 2.4371 | 60
2020-08-11 12:00 | 12:00 | 2.4493 | 60
2020-08-11 12:30 | 12:30 | 2.5082 | 60
2020-08-11 13:00 | 13:00 | 2.9049 | 60
2020-08-11 13:30 | 13:30 | 5.1259 | 60
2020-08-11 14:00 | 14:00 | 6.0668 | 60
2020-08-11 14:30 | 14:30 | 8.3557 | 60
2020-08-11 15:00 | 15:00 | 8.6419 | 60
2020-08-11 15:30 | 15:30 | 10.0379 | 60
2020-08-11 16:00 | 16:00 | 11.7116 | 60
2020-08-11 16:30 | 16:30 | 13.7081 | 60
2020-08-11 17:00 | 17:00 | 15.9154 | 60
2020-08-11 17:30 | 17:30 | 18.2924 | 60
2020-08-11 18:00 | 18:00 | 19.4318 | 60
2020-08-11 18:30 | 18:30 | 19.6982 | 60
2020-08-11 19:00 | 19:00 | 18.9104 | 60
2020-08-11 19:30 | 19:30 | 17.9406 | 60
2020-08-11 20:00 | 20:00 | 17.5058 | 60
2020-08-11 20:30 | 20:30 | 16.6288 | 60
2020-08-11 21:00 | 21:00 | 15.5111 | 60
2020-08-11 21:30 | 21:30 | 14.2227 | 60
2020-08-11 22:00 | 22:00 | 12.8893 | 60
2020-08-11 22:30 | 22:30 | 12.2633 | 60
2020-08-11 23:00 | 23:00 | 11.1537 | 60
2020-08-11 23:30 | 23:30 | 10.2939 | 60
2020-08-12 | 0:00 | 9.5672 | 60
2020-08-12 00:30 | 0:30 | 9.0709 | 60
2020-08-12 01:00 | 1:00 | 8.6871 | 60
2020-08-12 01:30 | 1:30 | 8.5786 | 60
2020-08-12 02:00 | 2:00 | 8.4896 | 60
2020-08-12 02:30 | 2:30 | 8.2129 | 60
2020-08-12 03:00 | 3:00 | 8.2248 | 60
2020-08-12 03:30 | 3:30 | 8.2801 | 60
2020-08-12 04:00 | 4:00 | 8.636 | 60
2020-08-12 04:30 | 4:30 | 9.1786 | 60
2020-08-12 05:00 | 5:00 | 10.1634 | 60
2020-08-12 05:30 | 5:30 | 10.9874 | 60
2020-08-12 06:00 | 6:00 | 12.479 | 60
2020-08-12 06:30 | 6:30 | 13.727 | 60
2020-08-12 07:00 | 7:00 | 14.2887 | 60
2020-08-12 07:30 | 7:30 | 14.4457 | 60
2020-08-12 08:00 | 8:00 | 12.084 | 60
2020-08-12 08:30 | 8:30 | 10.0357 | 60
2020-08-12 09:00 | 9:00 | 6.4487 | 60
2020-08-12 09:30 | 9:30 | 4.7343 | 60
2020-08-12 10:00 | 10:00 | 4.2341 | 60
2020-08-12 10:30 | 10:30 | 3.2486 | 60
2020-08-12 11:00 | 11:00 | 4.403 | 60
2020-08-12 11:30 | 11:30 | 6.4451 | 60
2020-08-12 12:00 | 12:00 | 5.4224 | 60
2020-08-12 12:30 | 12:30 | 6.1866 | 60
2020-08-12 13:00 | 13:00 | 6.5703 | 60
2020-08-12 13:30 | 13:30 | 4.5041 | 60
2020-08-12 14:00 | 14:00 | 4.231 | 60
2020-08-12 14:30 | 14:30 | 4.9316 | 60
2020-08-12 15:00 | 15:00 | 6.1195 | 60
2020-08-12 15:30 | 15:30 | 7.9085 | 60
2020-08-12 16:00 | 16:00 | 10.1189 | 60
2020-08-12 16:30 | 16:30 | 12.5947 | 60
2020-08-12 17:00 | 17:00 | 15.0434 | 60
2020-08-12 17:30 | 17:30 | 17.4367 | 60
2020-08-12 18:00 | 18:00 | 18.6331 | 60
2020-08-12 18:30 | 18:30 | 18.8062 | 60
2020-08-12 19:00 | 19:00 | 18.1385 | 60
2020-08-12 19:30 | 19:30 | 17.7179 | 60
2020-08-12 20:00 | 20:00 | 17.26 | 60
2020-08-12 20:30 | 20:30 | 16.373 | 60
2020-08-12 21:00 | 21:00 | 15.2418 | 60
2020-08-12 21:30 | 21:30 | 13.9917 | 60
2020-08-12 22:00 | 22:00 | 13.0189 | 60
2020-08-12 22:30 | 22:30 | 12.2702 | 60
2020-08-12 23:00 | 23:00 | 11.139 | 60
2020-08-12 23:30 | 23:30 | 10.2484 | 60
2020-08-13 | 0:00 | 9.5053 | 60
2020-08-13 00:30 | 0:30 | 9.1125 | 60
2020-08-13 01:00 | 1:00 | 8.8718 | 60
2020-08-13 01:30 | 1:30 | 8.5958 | 60
2020-08-13 02:00 | 2:00 | 8.4683 | 60
2020-08-13 02:30 | 2:30 | 8.2911 | 60
2020-08-13 03:00 | 3:00 | 8.3392 | 60
2020-08-13 03:30 | 3:30 | 8.3573 | 60
2020-08-13 04:00 | 4:00 | 8.7039 | 60
2020-08-13 04:30 | 4:30 | 9.1255 | 60
2020-08-13 05:00 | 5:00 | 9.9244 | 60
2020-08-13 05:30 | 5:30 | 10.8188 | 60
2020-08-13 06:00 | 6:00 | 12.064 | 60
2020-08-13 06:30 | 6:30 | 13.2285 | 60
2020-08-13 07:00 | 7:00 | 13.7902 | 60
2020-08-13 07:30 | 7:30 | 12.6812 | 60
2020-08-13 08:00 | 8:00 | 9.4852 | 60
2020-08-13 08:30 | 8:30 | 7.2072 | 60
2020-08-13 09:00 | 9:00 | 5.5839 | 60
2020-08-13 09:30 | 9:30 | 4.2769 | 60
2020-08-13 10:00 | 10:00 | 3.4367 | 60
2020-08-13 10:30 | 10:30 | 2.8064 | 60
2020-08-13 11:00 | 11:00 | 2.475 | 60
2020-08-13 11:30 | 11:30 | 2.2097 | 60
2020-08-13 12:00 | 12:00 | 2.2405 | 60
2020-08-13 12:30 | 12:30 | 2.3281 | 60
2020-08-13 13:00 | 13:00 | 2.5315 | 60
2020-08-13 13:30 | 13:30 | 2.9204 | 60
2020-08-13 14:00 | 14:00 | 3.7072 | 60
2020-08-13 14:30 | 14:30 | 4.6921 | 60
2020-08-13 15:00 | 15:00 | 6.1194 | 60
2020-08-13 15:30 | 15:30 | 7.6008 | 60
2020-08-13 16:00 | 16:00 | 9.6163 | 60
2020-08-13 16:30 | 16:30 | 11.6066 | 60
2020-08-13 17:00 | 17:00 | 13.5798 | 60
2020-08-13 17:30 | 17:30 | 15.4692 | 60
2020-08-13 18:00 | 18:00 | 16.5302 | 60
2020-08-13 18:30 | 18:30 | 16.5146 | 60
2020-08-13 19:00 | 19:00 | 16.1839 | 60
2020-08-13 19:30 | 19:30 | 15.715 | 60
2020-08-13 20:00 | 20:00 | 15.4087 | 60
2020-08-13 20:30 | 20:30 | 14.7869 | 60
2020-08-13 21:00 | 21:00 | 14.05 | 60
2020-08-13 21:30 | 21:30 | 13.2229 | 60
2020-08-13 22:00 | 22:00 | 12.5533 | 60
2020-08-13 22:30 | 22:30 | 11.839 | 60
2020-08-13 23:00 | 23:00 | 10.9428 | 60
2020-08-13 23:30 | 23:30 | 10.1588 | 60
2020-08-14 | 0:00 | 9.4699 | 60
2020-08-14 00:30 | 0:30 | 8.8635 | 60
2020-08-14 01:00 | 1:00 | 8.6076 | 60
2020-08-14 01:30 | 1:30 | 8.3119 | 60
2020-08-14 02:00 | 2:00 | 8.1456 | 60
2020-08-14 02:30 | 2:30 | 8.0297 | 60
2020-08-14 03:00 | 3:00 | 8.0629 | 60
2020-08-14 03:30 | 3:30 | 7.9711 | 60
2020-08-14 04:00 | 4:00 | 8.0575 | 60
2020-08-14 04:30 | 4:30 | 8.1643 | 60
2020-08-14 05:00 | 5:00 | 8.4048 | 60
2020-08-14 05:30 | 5:30 | 8.8604 | 60
2020-08-14 06:00 | 6:00 | 9.2424 | 60
2020-08-14 06:30 | 6:30 | 9.7998 | 60
2020-08-14 07:00 | 7:00 | 10.4354 | 60
2020-08-14 07:30 | 7:30 | 10.9505 | 60
2020-08-14 08:00 | 8:00 | 11.2887 | 60
2020-08-14 08:30 | 8:30 | 11.0111 | 60
2020-08-14 09:00 | 9:00 | 10.7919 | 60
2020-08-14 09:30 | 9:30 | 10.3021 | 60
2020-08-14 10:00 | 10:00 | 8.1384 | 60
2020-08-14 10:30 | 10:30 | 7.3237 | 60
2020-08-14 11:00 | 11:00 | 6.6112 | 60
2020-08-14 11:30 | 11:30 | 5.2541 | 60
2020-08-14 12:00 | 12:00 | 6.0589 | 60
2020-08-14 12:30 | 12:30 | 5.9512 | 60
2020-08-14 13:00 | 13:00 | 5.9846 | 60
2020-08-14 13:30 | 13:30 | 6.4897 | 60
2020-08-14 14:00 | 14:00 | 7.0853 | 60
2020-08-14 14:30 | 14:30 | 8.8746 | 60
2020-08-14 15:00 | 15:00 | 9.7491 | 60
2020-08-14 15:30 | 15:30 | 10.489 | 60
2020-08-14 16:00 | 16:00 | 11.8757 | 60
2020-08-14 16:30 | 16:30 | 13.2973 | 60
2020-08-14 17:00 | 17:00 | 14.6425 | 60
2020-08-14 17:30 | 17:30 | 16.0416 | 60
2020-08-14 18:00 | 18:00 | 16.3895 | 60
2020-08-14 18:30 | 18:30 | 16.0688 | 60
2020-08-14 19:00 | 19:00 | 15.5206 | 60
2020-08-14 19:30 | 19:30 | 15.0634 | 60
2020-08-14 20:00 | 20:00 | 14.6708 | 60
2020-08-14 20:30 | 20:30 | 13.8143 | 60
2020-08-14 21:00 | 21:00 | 13.2318 | 60
2020-08-14 21:30 | 21:30 | 12.7373 | 60
2020-08-14 22:00 | 22:00 | 12.2524 | 60
2020-08-14 22:30 | 22:30 | 11.5768 | 60
2020-08-14 23:00 | 23:00 | 10.7302 | 60
2020-08-14 23:30 | 23:30 | 10.0562 | 60
2020-08-15 | 0:00 | 9.3583 | 60
2020-08-15 00:30 | 0:30 | 8.7939 | 60
2020-08-15 01:00 | 1:00 | 8.3577 | 60
2020-08-15 01:30 | 1:30 | 8.1516 | 60
2020-08-15 02:00 | 2:00 | 7.8604 | 60
2020-08-15 02:30 | 2:30 | 7.7584 | 60
2020-08-15 03:00 | 3:00 | 7.8791 | 60
2020-08-15 03:30 | 3:30 | 7.7182 | 60
2020-08-15 04:00 | 4:00 | 7.8886 | 60
2020-08-15 04:30 | 4:30 | 7.9525 | 60
2020-08-15 05:00 | 5:00 | 8.0669 | 60
2020-08-15 05:30 | 5:30 | 8.3339 | 60
2020-08-15 06:00 | 6:00 | 8.665 | 60
2020-08-15 06:30 | 6:30 | 9.0408 | 60
2020-08-15 07:00 | 7:00 | 9.74 | 60
2020-08-15 07:30 | 7:30 | 10.1933 | 60
2020-08-15 08:00 | 8:00 | 8.5433 | 60
2020-08-15 08:30 | 8:30 | 9.0801 | 60
2020-08-15 09:00 | 9:00 | 9.7203 | 60
2020-08-15 09:30 | 9:30 | 7.1048 | 60
2020-08-15 10:00 | 10:00 | 7.2057 | 60
2020-08-15 10:30 | 10:30 | 5.9001 | 60
2020-08-15 11:00 | 11:00 | 4.6514 | 60
2020-08-15 11:30 | 11:30 | 4.555 | 60
2020-08-15 12:00 | 12:00 | 5.0998 | 60
2020-08-15 12:30 | 12:30 | 11.7537 | 60
2020-08-15 13:00 | 13:00 | 5.8843 | 60
2020-08-15 13:30 | 13:30 | 3.5987 | 60
2020-08-15 14:00 | 14:00 | 4.7605 | 60
2020-08-15 14:30 | 14:30 | 9.1302 | 60
2020-08-15 15:00 | 15:00 | 10.6323 | 60
2020-08-15 15:30 | 15:30 | 10.7969 | 60
2020-08-15 16:00 | 16:00 | 11.526 | 60
2020-08-15 16:30 | 16:30 | 13.1096 | 60
2020-08-15 17:00 | 17:00 | 14.3416 | 60
2020-08-15 17:30 | 17:30 | 15.7328 | 60
2020-08-15 18:00 | 18:00 | 16.4095 | 60
2020-08-15 18:30 | 18:30 | 16.4051 | 60
2020-08-15 19:00 | 19:00 | 15.506 | 60
2020-08-15 19:30 | 19:30 | 14.9117 | 60
2020-08-15 20:00 | 20:00 | 14.589 | 60
2020-08-15 20:30 | 20:30 | 14.05 | 60
2020-08-15 21:00 | 21:00 | 13.3707 | 60
2020-08-15 21:30 | 21:30 | 12.6271 | 60
2020-08-15 22:00 | 22:00 | 12.1843 | 60
2020-08-15 22:30 | 22:30 | 11.7315 | 60
2020-08-15 23:00 | 23:00 | 10.9793 | 60
2020-08-15 23:30 | 23:30 | 10.2712 | 60
2020-08-16 | 0:00 | 9.6585 | 60
2020-08-16 00:30 | 0:30 | 9.0572 | 60
2020-08-16 01:00 | 1:00 | 8.7582 | 60
2020-08-16 01:30 | 1:30 | 8.5406 | 60
2020-08-16 02:00 | 2:00 | 8.293 | 60
2020-08-16 02:30 | 2:30 | 8.1792 | 60
2020-08-16 03:00 | 3:00 | 8.2083 | 60
2020-08-16 03:30 | 3:30 | 8.1223 | 60
2020-08-16 04:00 | 4:00 | 8.1476 | 60
2020-08-16 04:30 | 4:30 | 8.3209 | 60
2020-08-16 05:00 | 5:00 | 8.5097 | 60
2020-08-16 05:30 | 5:30 | 8.8471 | 60
2020-08-16 06:00 | 6:00 | 9.088 | 60
2020-08-16 06:30 | 6:30 | 9.2301 | 60
2020-08-16 07:00 | 7:00 | 8.7364 | 60
2020-08-16 07:30 | 7:30 | 8.1421 | 60
2020-08-16 08:00 | 8:00 | 7.4478 | 60
2020-08-16 08:30 | 8:30 | 6.5728 | 60
2020-08-16 09:00 | 9:00 | 5.693 | 60
2020-08-16 09:30 | 9:30 | 4.9769 | 60
2020-08-16 10:00 | 10:00 | 4.1459 | 60
2020-08-16 10:30 | 10:30 | 3.4914 | 60
2020-08-16 11:00 | 11:00 | 3.2319 | 60
2020-08-16 11:30 | 11:30 | 3.0862 | 60
2020-08-16 12:00 | 12:00 | 3.3465 | 60
2020-08-16 12:30 | 12:30 | 3.4682 | 60
2020-08-16 13:00 | 13:00 | 3.8712 | 60
2020-08-16 13:30 | 13:30 | 5.0745 | 60
2020-08-16 14:00 | 14:00 | 6.5627 | 60
2020-08-16 14:30 | 14:30 | 7.9455 | 60
2020-08-16 15:00 | 15:00 | 8.314 | 60
2020-08-16 15:30 | 15:30 | 8.8411 | 60
2020-08-16 16:00 | 16:00 | 10.5594 | 60
2020-08-16 16:30 | 16:30 | 13.1063 | 60
2020-08-16 17:00 | 17:00 | 15.6816 | 60
2020-08-16 17:30 | 17:30 | 17.9979 | 60
2020-08-16 18:00 | 18:00 | 19.1316 | 60
2020-08-16 18:30 | 18:30 | 19.0804 | 60
2020-08-16 19:00 | 19:00 | 18.2259 | 60
2020-08-16 19:30 | 19:30 | 17.482 | 60
2020-08-16 20:00 | 20:00 | 16.9163 | 60
2020-08-16 20:30 | 20:30 | 15.7743 | 60
2020-08-16 21:00 | 21:00 | 14.8034 | 60
2020-08-16 21:30 | 21:30 | 13.6863 | 60
2020-08-16 22:00 | 22:00 | 12.522 | 60
2020-08-16 22:30 | 22:30 | 11.9613 | 60
2020-08-16 23:00 | 23:00 | 11.0321 | 60
2020-08-16 23:30 | 23:30 | 10.1074 | 60
2020-08-17 | 0:00 | 9.3999 | 60
2020-08-17 00:30 | 0:30 | 8.9105 | 60
2020-08-17 01:00 | 1:00 | 8.6162 | 60
2020-08-17 01:30 | 1:30 | 8.2922 | 60
2020-08-17 02:00 | 2:00 | 8.2562 | 60
2020-08-17 02:30 | 2:30 | 8.1431 | 60
2020-08-17 03:00 | 3:00 | 8.1869 | 60
2020-08-17 03:30 | 3:30 | 8.2398 | 60
2020-08-17 04:00 | 4:00 | 8.563 | 60
2020-08-17 04:30 | 4:30 | 9.1732 | 60
2020-08-17 05:00 | 5:00 | 10.0188 | 60
2020-08-17 05:30 | 5:30 | 10.8988 | 60
2020-08-17 06:00 | 6:00 | 11.936 | 60
2020-08-17 06:30 | 6:30 | 13.0399 | 60
2020-08-17 07:00 | 7:00 | 12.6284 | 60
2020-08-17 07:30 | 7:30 | 11.2058 | 60
2020-08-17 08:00 | 8:00 | 8.7719 | 60
2020-08-17 08:30 | 8:30 | 6.9295 | 60
2020-08-17 09:00 | 9:00 | 5.4126 | 60
2020-08-17 09:30 | 9:30 | 3.9646 | 60
2020-08-17 10:00 | 10:00 | 3.1258 | 60
2020-08-17 10:30 | 10:30 | 2.6085 | 60
2020-08-17 11:00 | 11:00 | 2.2304 | 60
2020-08-17 11:30 | 11:30 | 2.0683 | 60
2020-08-17 12:00 | 12:00 | 2.1128 | 60
2020-08-17 12:30 | 12:30 | 2.1265 | 60
2020-08-17 13:00 | 13:00 | 2.3162 | 60
2020-08-17 13:30 | 13:30 | 2.5544 | 60
2020-08-17 14:00 | 14:00 | 3.4207 | 60
2020-08-17 14:30 | 14:30 | 4.3316 | 60
2020-08-17 15:00 | 15:00 | 5.6863 | 60
2020-08-17 15:30 | 15:30 | 7.5724 | 60
2020-08-17 16:00 | 16:00 | 9.6461 | 60
2020-08-17 16:30 | 16:30 | 12.2851 | 60
2020-08-17 17:00 | 17:00 | 14.8871 | 60
2020-08-17 17:30 | 17:30 | 17.4783 | 60
2020-08-17 18:00 | 18:00 | 19.2947 | 60
2020-08-17 18:30 | 18:30 | 19.2947 | 60
2020-08-17 19:00 | 19:00 | 18.6874 | 60
2020-08-17 19:30 | 19:30 | 18.0804 | 60
2020-08-17 20:00 | 20:00 | 17.6527 | 60
2020-08-17 20:30 | 20:30 | 16.695 | 60
2020-08-17 21:00 | 21:00 | 15.5149 | 60
2020-08-17 21:30 | 21:30 | 14.283 | 60
2020-08-17 22:00 | 22:00 | 13.3368 | 60
2020-08-17 22:30 | 22:30 | 12.5279 | 60
2020-08-17 23:00 | 23:00 | 11.4429 | 60
2020-08-17 23:30 | 23:30 | 10.4675 | 60
2020-08-18 | 0:00 | 9.8805 | 60
2020-08-18 00:30 | 0:30 | 9.2577 | 60
2020-08-18 01:00 | 1:00 | 9.0021 | 60
2020-08-18 01:30 | 1:30 | 8.7038 | 60
2020-08-18 02:00 | 2:00 | 8.5139 | 60
2020-08-18 02:30 | 2:30 | 8.4741 | 60
2020-08-18 03:00 | 3:00 | 8.6382 | 60
2020-08-18 03:30 | 3:30 | 8.6277 | 60
2020-08-18 04:00 | 4:00 | 9.0794 | 60
2020-08-18 04:30 | 4:30 | 9.7264 | 60
2020-08-18 05:00 | 5:00 | 10.6062 | 60
2020-08-18 05:30 | 5:30 | 11.5819 | 60
2020-08-18 06:00 | 6:00 | 12.946 | 60
2020-08-18 06:30 | 6:30 | 13.9647 | 60
2020-08-18 07:00 | 7:00 | 14.6566 | 60
2020-08-18 07:30 | 7:30 | 13.0508 | 60
2020-08-18 08:00 | 8:00 | 9.4512 | 60
2020-08-18 08:30 | 8:30 | 7.0792 | 60
2020-08-18 09:00 | 9:00 | 5.3816 | 60
2020-08-18 09:30 | 9:30 | 3.9821 | 60
2020-08-18 10:00 | 10:00 | 3.0842 | 60
2020-08-18 10:30 | 10:30 | 2.5844 | 60
2020-08-18 11:00 | 11:00 | 2.2935 | 60
2020-08-18 11:30 | 11:30 | 2.1507 | 60
2020-08-18 12:00 | 12:00 | 2.1544 | 60
2020-08-18 12:30 | 12:30 | 2.2373 | 60
2020-08-18 13:00 | 13:00 | 2.3795 | 60
2020-08-18 13:30 | 13:30 | 3.1341 | 60
2020-08-18 14:00 | 14:00 | 5.8436 | 60
2020-08-18 14:30 | 14:30 | 8.8356 | 60
2020-08-18 15:00 | 15:00 | 9.5188 | 60
2020-08-18 15:30 | 15:30 | 10.9792 | 60
2020-08-18 16:00 | 16:00 | 10.656 | 60
2020-08-18 16:30 | 16:30 | 12.2437 | 60
2020-08-18 17:00 | 17:00 | 14.9322 | 60
2020-08-18 17:30 | 17:30 | 17.5194 | 60
2020-08-18 18:00 | 18:00 | 18.7882 | 60
2020-08-18 18:30 | 18:30 | 19.1239 | 60
2020-08-18 19:00 | 19:00 | 18.6146 | 60
2020-08-18 19:30 | 19:30 | 17.9395 | 60
2020-08-18 20:00 | 20:00 | 17.4834 | 60
2020-08-18 20:30 | 20:30 | 16.1745 | 60
2020-08-18 21:00 | 21:00 | 15.1546 | 60
2020-08-18 21:30 | 21:30 | 13.8033 | 60
2020-08-18 22:00 | 22:00 | 12.7746 | 60
2020-08-18 22:30 | 22:30 | 11.9505 | 60
2020-08-18 23:00 | 23:00 | 10.8135 | 60
2020-08-18 23:30 | 23:30 | 9.8794 | 60
2020-08-19 | 0:00 | 9.2352 | 60
2020-08-19 00:30 | 0:30 | 8.7581 | 60
2020-08-19 01:00 | 1:00 | 8.4729 | 60
2020-08-19 01:30 | 1:30 | 8.3048 | 60
2020-08-19 02:00 | 2:00 | 8.1124 | 60
2020-08-19 02:30 | 2:30 | 8.0646 | 60
2020-08-19 03:00 | 3:00 | 8.0847 | 60
2020-08-19 03:30 | 3:30 | 8.1401 | 60
2020-08-19 04:00 | 4:00 | 8.4714 | 60
2020-08-19 04:30 | 4:30 | 8.9344 | 60
2020-08-19 05:00 | 5:00 | 9.7772 | 60
2020-08-19 05:30 | 5:30 | 10.5525 | 60
2020-08-19 06:00 | 6:00 | 11.5677 | 60
2020-08-19 06:30 | 6:30 | 12.3695 | 60
2020-08-19 07:00 | 7:00 | 12.3552 | 60
2020-08-19 07:30 | 7:30 | 10.9999 | 60
2020-08-19 08:00 | 8:00 | 7.9743 | 60
2020-08-19 08:30 | 8:30 | 6.1765 | 60
2020-08-19 09:00 | 9:00 | 5.6379 | 60
2020-08-19 09:30 | 9:30 | 5.8628 | 60
2020-08-19 10:00 | 10:00 | 4.4331 | 60
2020-08-19 10:30 | 10:30 | 2.2702 | 60
2020-08-19 11:00 | 11:00 | 2.0237 | 60
2020-08-19 11:30 | 11:30 | 1.9249 | 60
2020-08-19 12:00 | 12:00 | 1.9498 | 60
2020-08-19 12:30 | 12:30 | 2.0205 | 60
2020-08-19 13:00 | 13:00 | 2.0873 | 60
2020-08-19 13:30 | 13:30 | 2.4437 | 60
2020-08-19 14:00 | 14:00 | 3.1297 | 60
2020-08-19 14:30 | 14:30 | 4.1528 | 60
2020-08-19 15:00 | 15:00 | 5.556 | 60
2020-08-19 15:30 | 15:30 | 7.3999 | 60
2020-08-19 16:00 | 16:00 | 9.4535 | 60
2020-08-19 16:30 | 16:30 | 11.8151 | 60
2020-08-19 17:00 | 17:00 | 14.1261 | 60
2020-08-19 17:30 | 17:30 | 16.2116 | 60
2020-08-19 18:00 | 18:00 | 17.6177 | 60
2020-08-19 18:30 | 18:30 | 17.7008 | 60
2020-08-19 19:00 | 19:00 | 17.1111 | 60
2020-08-19 19:30 | 19:30 | 16.4362 | 60
2020-08-19 20:00 | 20:00 | 16.1111 | 60
2020-08-19 20:30 | 20:30 | 15.3399 | 60
2020-08-19 21:00 | 21:00 | 14.5122 | 60
2020-08-19 21:30 | 21:30 | 13.3912 | 60
2020-08-19 22:00 | 22:00 | 12.4822 | 60
2020-08-19 22:30 | 22:30 | 11.6085 | 60
2020-08-19 23:00 | 23:00 | 10.8048 | 60
2020-08-19 23:30 | 23:30 | 9.9536 | 60
2020-08-20 | 0:00 | 9.279 | 60
2020-08-20 00:30 | 0:30 | 9.0063 | 60
2020-08-20 01:00 | 1:00 | 8.7016 | 60
2020-08-20 01:30 | 1:30 | 8.5433 | 60
2020-08-20 02:00 | 2:00 | 8.4285 | 60
2020-08-20 02:30 | 2:30 | 8.321 | 60
2020-08-20 03:00 | 3:00 | 8.326 | 60
2020-08-20 03:30 | 3:30 | 8.4303 | 60
2020-08-20 04:00 | 4:00 | 8.6996 | 60
2020-08-20 04:30 | 4:30 | 9.1892 | 60
2020-08-20 05:00 | 5:00 | 10.1639 | 60
2020-08-20 05:30 | 5:30 | 10.8921 | 60
2020-08-20 06:00 | 6:00 | 12.1486 | 60
2020-08-20 06:30 | 6:30 | 13.4672 | 60
2020-08-20 07:00 | 7:00 | 13.1634 | 60
2020-08-20 07:30 | 7:30 | 11.02 | 60
2020-08-20 08:00 | 8:00 | 8.5994 | 60
2020-08-20 08:30 | 8:30 | 6.7462 | 60
2020-08-20 09:00 | 9:00 | 5.3501 | 60
2020-08-20 09:30 | 9:30 | 4.3598 | 60
2020-08-20 10:00 | 10:00 | 3.3643 | 60
2020-08-20 10:30 | 10:30 | 2.7363 | 60
2020-08-20 11:00 | 11:00 | 2.3317 | 60
2020-08-20 11:30 | 11:30 | 2.1576 | 60
2020-08-20 12:00 | 12:00 | 2.1053 | 60
2020-08-20 12:30 | 12:30 | 2.1473 | 60
2020-08-20 13:00 | 13:00 | 2.3355 | 60
2020-08-20 13:30 | 13:30 | 2.703 | 60
2020-08-20 14:00 | 14:00 | 3.3588 | 60
2020-08-20 14:30 | 14:30 | 4.3367 | 60
2020-08-20 15:00 | 15:00 | 5.5805 | 60
2020-08-20 15:30 | 15:30 | 7.3811 | 60
2020-08-20 16:00 | 16:00 | 9.6607 | 60
2020-08-20 16:30 | 16:30 | 12.0197 | 60
2020-08-20 17:00 | 17:00 | 14.2537 | 60
2020-08-20 17:30 | 17:30 | 16.4631 | 60
2020-08-20 18:00 | 18:00 | 17.861 | 60
2020-08-20 18:30 | 18:30 | 18.0351 | 60
2020-08-20 19:00 | 19:00 | 17.6826 | 60
2020-08-20 19:30 | 19:30 | 17.3326 | 60
2020-08-20 20:00 | 20:00 | 16.7281 | 60
2020-08-20 20:30 | 20:30 | 15.9093 | 60
2020-08-20 21:00 | 21:00 | 15.0187 | 60
2020-08-20 21:30 | 21:30 | 13.8606 | 60
2020-08-20 22:00 | 22:00 | 12.9203 | 60
2020-08-20 22:30 | 22:30 | 12.1515 | 60
2020-08-20 23:00 | 23:00 | 11.1169 | 60
2020-08-20 23:30 | 23:30 | 10.1985 | 60
2020-08-21 | 0:00 | 9.6536 | 60
2020-08-21 00:30 | 0:30 | 9.2087 | 60
2020-08-21 01:00 | 1:00 | 8.8563 | 60
2020-08-21 01:30 | 1:30 | 8.6388 | 60
2020-08-21 02:00 | 2:00 | 8.4844 | 60
2020-08-21 02:30 | 2:30 | 8.3676 | 60
2020-08-21 03:00 | 3:00 | 8.5332 | 60
2020-08-21 03:30 | 3:30 | 8.6268 | 60
2020-08-21 04:00 | 4:00 | 8.8651 | 60
2020-08-21 04:30 | 4:30 | 9.4053 | 60
2020-08-21 05:00 | 5:00 | 10.3064 | 60
2020-08-21 05:30 | 5:30 | 11.1411 | 60
2020-08-21 06:00 | 6:00 | 12.5304 | 60
2020-08-21 06:30 | 6:30 | 13.2209 | 60
2020-08-21 07:00 | 7:00 | 12.6859 | 60
2020-08-21 07:30 | 7:30 | 11.216 | 60
2020-08-21 08:00 | 8:00 | 8.8447 | 60
2020-08-21 08:30 | 8:30 | 6.635 | 60
2020-08-21 09:00 | 9:00 | 5.2315 | 60
2020-08-21 09:30 | 9:30 | 3.8644 | 60
2020-08-21 10:00 | 10:00 | 2.9566 | 60
2020-08-21 10:30 | 10:30 | 2.3727 | 60
2020-08-21 11:00 | 11:00 | 2.3556 | 60
2020-08-21 11:30 | 11:30 | 3.0028 | 60
2020-08-21 12:00 | 12:00 | 4.2216 | 60
2020-08-21 12:30 | 12:30 | 2.4991 | 60
2020-08-21 13:00 | 13:00 | 2.6178 | 60
2020-08-21 13:30 | 13:30 | 2.8686 | 60
2020-08-21 14:00 | 14:00 | 3.9217 | 60
2020-08-21 14:30 | 14:30 | 5.14 | 60
2020-08-21 15:00 | 15:00 | 7.0076 | 60
2020-08-21 15:30 | 15:30 | 7.6927 | 60
2020-08-21 16:00 | 16:00 | 8.865 | 60
2020-08-21 16:30 | 16:30 | 11.0574 | 60
2020-08-21 17:00 | 17:00 | 13.652 | 60
2020-08-21 17:30 | 17:30 | 15.5827 | 60
2020-08-21 18:00 | 18:00 | 16.94 | 60
2020-08-21 18:30 | 18:30 | 17.0269 | 60
2020-08-21 19:00 | 19:00 | 16.7659 | 60
2020-08-21 19:30 | 19:30 | 16.3614 | 60
2020-08-21 20:00 | 20:00 | 16.1614 | 60
2020-08-21 20:30 | 20:30 | 15.3895 | 60
2020-08-21 21:00 | 21:00 | 14.807 | 60
2020-08-21 21:30 | 21:30 | 14.1635 | 60
2020-08-21 22:00 | 22:00 | 13.4796 | 60
2020-08-21 22:30 | 22:30 | 12.9963 | 60
2020-08-21 23:00 | 23:00 | 12.0072 | 60
2020-08-21 23:30 | 23:30 | 10.9598 | 60
2020-08-22 | 0:00 | 10.2938 | 60
2020-08-22 00:30 | 0:30 | 9.7153 | 60
2020-08-22 01:00 | 1:00 | 9.4151 | 60
2020-08-22 01:30 | 1:30 | 9.165 | 60
2020-08-22 02:00 | 2:00 | 9.0185 | 60
2020-08-22 02:30 | 2:30 | 8.9408 | 60
2020-08-22 03:00 | 3:00 | 8.7119 | 60
2020-08-22 03:30 | 3:30 | 8.6275 | 60
2020-08-22 04:00 | 4:00 | 8.788 | 60
2020-08-22 04:30 | 4:30 | 9.0977 | 60
2020-08-22 05:00 | 5:00 | 9.3921 | 60
2020-08-22 05:30 | 5:30 | 9.9395 | 60
2020-08-22 06:00 | 6:00 | 10.4632 | 60
2020-08-22 06:30 | 6:30 | 10.6755 | 60
2020-08-22 07:00 | 7:00 | 11.6349 | 60
2020-08-22 07:30 | 7:30 | 11.6425 | 60
2020-08-22 08:00 | 8:00 | 8.9327 | 60
2020-08-22 08:30 | 8:30 | 9.239 | 60
2020-08-22 09:00 | 9:00 | 9.4656 | 60
2020-08-22 09:30 | 9:30 | 8.5377 | 60
2020-08-22 10:00 | 10:00 | 8.934 | 60
2020-08-22 10:30 | 10:30 | 7.1384 | 60
2020-08-22 11:00 | 11:00 | 4.6884 | 60
2020-08-22 11:30 | 11:30 | 4.8095 | 60
2020-08-22 12:00 | 12:00 | 3.2092 | 60
2020-08-22 12:30 | 12:30 | 2.8872 | 60
2020-08-22 13:00 | 13:00 | 3.1003 | 60
2020-08-22 13:30 | 13:30 | 3.4947 | 60
2020-08-22 14:00 | 14:00 | 4.1571 | 60
2020-08-22 14:30 | 14:30 | 5.3941 | 60
2020-08-22 15:00 | 15:00 | 6.5307 | 60
2020-08-22 15:30 | 15:30 | 8.0991 | 60
2020-08-22 16:00 | 16:00 | 10.0629 | 60
2020-08-22 16:30 | 16:30 | 12.3925 | 60
2020-08-22 17:00 | 17:00 | 14.3356 | 60
2020-08-22 17:30 | 17:30 | 16.3513 | 60
2020-08-22 18:00 | 18:00 | 17.4047 | 60
2020-08-22 18:30 | 18:30 | 17.4474 | 60
2020-08-22 19:00 | 19:00 | 16.9248 | 60
2020-08-22 19:30 | 19:30 | 16.6023 | 60
2020-08-22 20:00 | 20:00 | 16.342 | 60
2020-08-22 20:30 | 20:30 | 15.5437 | 60
2020-08-22 21:00 | 21:00 | 14.7183 | 60
2020-08-22 21:30 | 21:30 | 13.9511 | 60
2020-08-22 22:00 | 22:00 | 13.3553 | 60
2020-08-22 22:30 | 22:30 | 12.7289 | 60
2020-08-22 23:00 | 23:00 | 11.8343 | 60
2020-08-22 23:30 | 23:30 | 10.8605 | 60
2020-08-23 | 0:00 | 10.1957 | 60
2020-08-23 00:30 | 0:30 | 9.5802 | 60
2020-08-23 01:00 | 1:00 | 9.2435 | 60
2020-08-23 01:30 | 1:30 | 8.8541 | 60
2020-08-23 02:00 | 2:00 | 8.7661 | 60
2020-08-23 02:30 | 2:30 | 8.6346 | 60
2020-08-23 03:00 | 3:00 | 8.6506 | 60
2020-08-23 03:30 | 3:30 | 8.5917 | 60
2020-08-23 04:00 | 4:00 | 8.7155 | 60
2020-08-23 04:30 | 4:30 | 8.7724 | 60
2020-08-23 05:00 | 5:00 | 8.9406 | 60
2020-08-23 05:30 | 5:30 | 9.4123 | 60
2020-08-23 06:00 | 6:00 | 9.9078 | 60
2020-08-23 06:30 | 6:30 | 10.021 | 60
2020-08-23 07:00 | 7:00 | 9.443 | 60
2020-08-23 07:30 | 7:30 | 8.807 | 60
2020-08-23 08:00 | 8:00 | 8.1196 | 60
2020-08-23 08:30 | 8:30 | 7.1855 | 60
2020-08-23 09:00 | 9:00 | 6.266 | 60
2020-08-23 09:30 | 9:30 | 5.1721 | 60
2020-08-23 10:00 | 10:00 | 4.4154 | 60
2020-08-23 10:30 | 10:30 | 3.7928 | 60
2020-08-23 11:00 | 11:00 | 3.2769 | 60
2020-08-23 11:30 | 11:30 | 3.0557 | 60
2020-08-23 12:00 | 12:00 | 2.6485 | 60
2020-08-23 12:30 | 12:30 | 2.6767 | 60
2020-08-23 13:00 | 13:00 | 2.9507 | 60
2020-08-23 13:30 | 13:30 | 3.2665 | 60
2020-08-23 14:00 | 14:00 | 3.947 | 60
2020-08-23 14:30 | 14:30 | 5.0261 | 60
2020-08-23 15:00 | 15:00 | 6.694 | 60
2020-08-23 15:30 | 15:30 | 8.3614 | 60
2020-08-23 16:00 | 16:00 | 10.7406 | 60
2020-08-23 16:30 | 16:30 | 13.5735 | 60
2020-08-23 17:00 | 17:00 | 16.3536 | 60
2020-08-23 17:30 | 17:30 | 18.8226 | 60
2020-08-23 18:00 | 18:00 | 20.6864 | 60
2020-08-23 18:30 | 18:30 | 20.59 | 60
2020-08-23 19:00 | 19:00 | 19.8094 | 60
2020-08-23 19:30 | 19:30 | 19.078 | 60
2020-08-23 20:00 | 20:00 | 18.5573 | 60
2020-08-23 20:30 | 20:30 | 17.3466 | 60
2020-08-23 21:00 | 21:00 | 16.2405 | 60
2020-08-23 21:30 | 21:30 | 14.9115 | 60
2020-08-23 22:00 | 22:00 | 13.7264 | 60
2020-08-23 22:30 | 22:30 | 12.8978 | 60
2020-08-23 23:00 | 23:00 | 11.7549 | 60
2020-08-23 23:30 | 23:30 | 10.9418 | 60
2020-08-24 | 0:00 | 10.2959 | 60
2020-08-24 00:30 | 0:30 | 9.72 | 60
2020-08-24 01:00 | 1:00 | 9.4529 | 60
2020-08-24 01:30 | 1:30 | 9.2401 | 60
2020-08-24 02:00 | 2:00 | 8.9784 | 60
2020-08-24 02:30 | 2:30 | 8.8181 | 60
2020-08-24 03:00 | 3:00 | 8.8825 | 60
2020-08-24 03:30 | 3:30 | 8.9273 | 60
2020-08-24 04:00 | 4:00 | 9.3779 | 60
2020-08-24 04:30 | 4:30 | 9.9575 | 60
2020-08-24 05:00 | 5:00 | 10.7606 | 60
2020-08-24 05:30 | 5:30 | 11.6444 | 60
2020-08-24 06:00 | 6:00 | 13.1605 | 60
2020-08-24 06:30 | 6:30 | 14.0053 | 60
2020-08-24 07:00 | 7:00 | 13.4311 | 60
2020-08-24 07:30 | 7:30 | 11.7722 | 60
2020-08-24 08:00 | 8:00 | 9.1466 | 60
2020-08-24 08:30 | 8:30 | 6.7956 | 60
2020-08-24 09:00 | 9:00 | 5.086 | 60
2020-08-24 09:30 | 9:30 | 3.8629 | 60
2020-08-24 10:00 | 10:00 | 2.9711 | 60
2020-08-24 10:30 | 10:30 | 2.4007 | 60
2020-08-24 11:00 | 11:00 | 2.1603 | 60
2020-08-24 11:30 | 11:30 | 2.0269 | 60
2020-08-24 12:00 | 12:00 | 2.0375 | 60
2020-08-24 12:30 | 12:30 | 2.0705 | 60
2020-08-24 13:00 | 13:00 | 2.2482 | 60
2020-08-24 13:30 | 13:30 | 2.5762 | 60
2020-08-24 14:00 | 14:00 | 3.2545 | 60
2020-08-24 14:30 | 14:30 | 4.259 | 60
2020-08-24 15:00 | 15:00 | 5.5901 | 60
2020-08-24 15:30 | 15:30 | 7.6521 | 60
2020-08-24 16:00 | 16:00 | 9.9327 | 60
2020-08-24 16:30 | 16:30 | 12.6547 | 60
2020-08-24 17:00 | 17:00 | 15.6195 | 60
2020-08-24 17:30 | 17:30 | 18.4147 | 60
2020-08-24 18:00 | 18:00 | 20.3905 | 60
2020-08-24 18:30 | 18:30 | 20.9927 | 60
2020-08-24 19:00 | 19:00 | 20.2494 | 60
2020-08-24 19:30 | 19:30 | 19.7728 | 60
2020-08-24 20:00 | 20:00 | 19.1192 | 60
2020-08-24 20:30 | 20:30 | 18.1527 | 60
2020-08-24 21:00 | 21:00 | 16.9148 | 60
2020-08-24 21:30 | 21:30 | 15.456 | 60
2020-08-24 22:00 | 22:00 | 14.2058 | 60
2020-08-24 22:30 | 22:30 | 13.2699 | 60
2020-08-24 23:00 | 23:00 | 12.2077 | 60
2020-08-24 23:30 | 23:30 | 11.1569 | 60
2020-08-25 | 0:00 | 10.3271 | 60
2020-08-25 00:30 | 0:30 | 9.6592 | 60
2020-08-25 01:00 | 1:00 | 9.4854 | 60
2020-08-25 01:30 | 1:30 | 9.2054 | 60
2020-08-25 02:00 | 2:00 | 9.1241 | 60
2020-08-25 02:30 | 2:30 | 9.0025 | 60
2020-08-25 03:00 | 3:00 | 8.9889 | 60
2020-08-25 03:30 | 3:30 | 9.2092 | 60
2020-08-25 04:00 | 4:00 | 9.6408 | 60
2020-08-25 04:30 | 4:30 | 10.2737 | 60
2020-08-25 05:00 | 5:00 | 11.4445 | 60
2020-08-25 05:30 | 5:30 | 12.693 | 60
2020-08-25 06:00 | 6:00 | 14.4071 | 60
2020-08-25 06:30 | 6:30 | 15.3813 | 60
2020-08-25 07:00 | 7:00 | 15.1235 | 60
2020-08-25 07:30 | 7:30 | 13.2238 | 60
2020-08-25 08:00 | 8:00 | 10.225 | 60
2020-08-25 08:30 | 8:30 | 7.6992 | 60
2020-08-25 09:00 | 9:00 | 5.7552 | 60
2020-08-25 09:30 | 9:30 | 4.3045 | 60
2020-08-25 10:00 | 10:00 | 3.4834 | 60
2020-08-25 10:30 | 10:30 | 3.1661 | 60
2020-08-25 11:00 | 11:00 | 3.683 | 60
2020-08-25 11:30 | 11:30 | 4.3645 | 60
2020-08-25 12:00 | 12:00 | 3.8865 | 60
2020-08-25 12:30 | 12:30 | 3.5239 | 60
2020-08-25 13:00 | 13:00 | 4.492 | 60
2020-08-25 13:30 | 13:30 | 6.2425 | 60
2020-08-25 14:00 | 14:00 | 5.8456 | 60
2020-08-25 14:30 | 14:30 | 6.6215 | 60
2020-08-25 15:00 | 15:00 | 6.7678 | 60
2020-08-25 15:30 | 15:30 | 7.8358 | 60
2020-08-25 16:00 | 16:00 | 10.072 | 60
2020-08-25 16:30 | 16:30 | 12.5572 | 60
2020-08-25 17:00 | 17:00 | 15.4046 | 60
2020-08-25 17:30 | 17:30 | 18.0916 | 60
2020-08-25 18:00 | 18:00 | 20.0178 | 60
2020-08-25 18:30 | 18:30 | 20.3805 | 60
2020-08-25 19:00 | 19:00 | 20.0912 | 60
2020-08-25 19:30 | 19:30 | 19.6432 | 60
2020-08-25 20:00 | 20:00 | 19.2468 | 60
2020-08-25 20:30 | 20:30 | 18.2012 | 60
2020-08-25 21:00 | 21:00 | 16.6967 | 60
2020-08-25 21:30 | 21:30 | 15.2889 | 60
2020-08-25 22:00 | 22:00 | 14.0884 | 60
2020-08-25 22:30 | 22:30 | 13.1279 | 60
2020-08-25 23:00 | 23:00 | 11.9955 | 60
2020-08-25 23:30 | 23:30 | 10.917 | 60
2020-08-26 | 0:00 | 10.204 | 60
2020-08-26 00:30 | 0:30 | 9.7699 | 60
2020-08-26 01:00 | 1:00 | 9.3539 | 60
2020-08-26 01:30 | 1:30 | 9.0627 | 60
2020-08-26 02:00 | 2:00 | 8.9425 | 60
2020-08-26 02:30 | 2:30 | 8.7339 | 60
2020-08-26 03:00 | 3:00 | 8.8307 | 60
2020-08-26 03:30 | 3:30 | 9.0026 | 60
2020-08-26 04:00 | 4:00 | 9.381 | 60
2020-08-26 04:30 | 4:30 | 10.0254 | 60
2020-08-26 05:00 | 5:00 | 11.0265 | 60
2020-08-26 05:30 | 5:30 | 12.0224 | 60
2020-08-26 06:00 | 6:00 | 13.5458 | 60
2020-08-26 06:30 | 6:30 | 14.4223 | 60
2020-08-26 07:00 | 7:00 | 13.7788 | 60
2020-08-26 07:30 | 7:30 | 11.8949 | 60
2020-08-26 08:00 | 8:00 | 9.2136 | 60
2020-08-26 08:30 | 8:30 | 6.6318 | 60
2020-08-26 09:00 | 9:00 | 5.2169 | 60
2020-08-26 09:30 | 9:30 | 4.2796 | 60
2020-08-26 10:00 | 10:00 | 3.097 | 60
2020-08-26 10:30 | 10:30 | 2.6424 | 60
2020-08-26 11:00 | 11:00 | 2.074 | 60
2020-08-26 11:30 | 11:30 | 2.4334 | 60
2020-08-26 12:00 | 12:00 | 2.1764 | 60
2020-08-26 12:30 | 12:30 | 2.0287 | 60
2020-08-26 13:00 | 13:00 | 2.1621 | 60
2020-08-26 13:30 | 13:30 | 2.5924 | 60
2020-08-26 14:00 | 14:00 | 3.2408 | 60
2020-08-26 14:30 | 14:30 | 4.2233 | 60
2020-08-26 15:00 | 15:00 | 5.5522 | 60
2020-08-26 15:30 | 15:30 | 7.6204 | 60
2020-08-26 16:00 | 16:00 | 9.9367 | 60
2020-08-26 16:30 | 16:30 | 12.4612 | 60
2020-08-26 17:00 | 17:00 | 15.3169 | 60
2020-08-26 17:30 | 17:30 | 17.7641 | 60
2020-08-26 18:00 | 18:00 | 19.5357 | 60
2020-08-26 18:30 | 18:30 | 19.9395 | 60
2020-08-26 19:00 | 19:00 | 19.1014 | 60
2020-08-26 19:30 | 19:30 | 18.7843 | 60
2020-08-26 20:00 | 20:00 | 18.5247 | 60
2020-08-26 20:30 | 20:30 | 17.3461 | 60
2020-08-26 21:00 | 21:00 | 16.1548 | 60
2020-08-26 21:30 | 21:30 | 14.8285 | 60
2020-08-26 22:00 | 22:00 | 13.6143 | 60
2020-08-26 22:30 | 22:30 | 12.7842 | 60
2020-08-26 23:00 | 23:00 | 11.6875 | 60
2020-08-26 23:30 | 23:30 | 10.7645 | 60
2020-08-27 | 0:00 | 9.9395 | 60
2020-08-27 00:30 | 0:30 | 9.4646 | 60
2020-08-27 01:00 | 1:00 | 9.1329 | 60
2020-08-27 01:30 | 1:30 | 8.8224 | 60
2020-08-27 02:00 | 2:00 | 8.6338 | 60
2020-08-27 02:30 | 2:30 | 8.6608 | 60
2020-08-27 03:00 | 3:00 | 8.6062 | 60
2020-08-27 03:30 | 3:30 | 8.7954 | 60
2020-08-27 04:00 | 4:00 | 9.1842 | 60
2020-08-27 04:30 | 4:30 | 9.6497 | 60
2020-08-27 05:00 | 5:00 | 10.742 | 60
2020-08-27 05:30 | 5:30 | 11.6796 | 60
2020-08-27 06:00 | 6:00 | 12.7356 | 60
2020-08-27 06:30 | 6:30 | 13.5998 | 60
2020-08-27 07:00 | 7:00 | 12.8589 | 60
2020-08-27 07:30 | 7:30 | 11.078 | 60
2020-08-27 08:00 | 8:00 | 8.3461 | 60
2020-08-27 08:30 | 8:30 | 6.8216 | 60
2020-08-27 09:00 | 9:00 | 5.1823 | 60
2020-08-27 09:30 | 9:30 | 3.6248 | 60
2020-08-27 10:00 | 10:00 | 2.8395 | 60
2020-08-27 10:30 | 10:30 | 2.6582 | 60
2020-08-27 11:00 | 11:00 | 2.6992 | 60
2020-08-27 11:30 | 11:30 | 2.1697 | 60
2020-08-27 12:00 | 12:00 | 2.0362 | 60
2020-08-27 12:30 | 12:30 | 2.1837 | 60
2020-08-27 13:00 | 13:00 | 2.2645 | 60
2020-08-27 13:30 | 13:30 | 2.5345 | 60
2020-08-27 14:00 | 14:00 | 3.2848 | 60
2020-08-27 14:30 | 14:30 | 4.4846 | 60
2020-08-27 15:00 | 15:00 | 5.6882 | 60
2020-08-27 15:30 | 15:30 | 7.3493 | 60
2020-08-27 16:00 | 16:00 | 9.3385 | 60
2020-08-27 16:30 | 16:30 | 11.7291 | 60
2020-08-27 17:00 | 17:00 | 14.3187 | 60
2020-08-27 17:30 | 17:30 | 16.8414 | 60
2020-08-27 18:00 | 18:00 | 18.3109 | 60
2020-08-27 18:30 | 18:30 | 18.7168 | 60
2020-08-27 19:00 | 19:00 | 18.3073 | 60
2020-08-27 19:30 | 19:30 | 17.9902 | 60
2020-08-27 20:00 | 20:00 | 17.7671 | 60
2020-08-27 20:30 | 20:30 | 17.1521 | 60
2020-08-27 21:00 | 21:00 | 16.021 | 60
2020-08-27 21:30 | 21:30 | 14.7033 | 60
2020-08-27 22:00 | 22:00 | 13.4143 | 60
2020-08-27 22:30 | 22:30 | 12.5776 | 60
2020-08-27 23:00 | 23:00 | 11.5675 | 60
2020-08-27 23:30 | 23:30 | 10.4608 | 60
2020-08-28 | 0:00 | 9.9426 | 60
2020-08-28 00:30 | 0:30 | 9.5119 | 60
2020-08-28 01:00 | 1:00 | 9.1791 | 60
2020-08-28 01:30 | 1:30 | 8.8617 | 60
2020-08-28 02:00 | 2:00 | 8.6843 | 60
2020-08-28 02:30 | 2:30 | 8.6248 | 60
2020-08-28 03:00 | 3:00 | 8.6506 | 60
2020-08-28 03:30 | 3:30 | 8.9291 | 60
2020-08-28 04:00 | 4:00 | 9.1886 | 60
2020-08-28 04:30 | 4:30 | 9.8011 | 60
2020-08-28 05:00 | 5:00 | 10.8968 | 60
2020-08-28 05:30 | 5:30 | 11.8118 | 60
2020-08-28 06:00 | 6:00 | 13.0625 | 60
2020-08-28 06:30 | 6:30 | 13.8042 | 60
2020-08-28 07:00 | 7:00 | 13.2346 | 60
2020-08-28 07:30 | 7:30 | 11.7542 | 60
2020-08-28 08:00 | 8:00 | 8.8556 | 60
2020-08-28 08:30 | 8:30 | 6.4672 | 60
2020-08-28 09:00 | 9:00 | 5.0204 | 60
2020-08-28 09:30 | 9:30 | 3.7386 | 60
2020-08-28 10:00 | 10:00 | 2.8564 | 60
2020-08-28 10:30 | 10:30 | 2.2871 | 60
2020-08-28 11:00 | 11:00 | 2.0801 | 60
2020-08-28 11:30 | 11:30 | 1.94 | 60
2020-08-28 12:00 | 12:00 | 1.9423 | 60
2020-08-28 12:30 | 12:30 | 1.9609 | 60
2020-08-28 13:00 | 13:00 | 2.1672 | 60
2020-08-28 13:30 | 13:30 | 2.4948 | 60
2020-08-28 14:00 | 14:00 | 3.2469 | 60
2020-08-28 14:30 | 14:30 | 4.2977 | 60
2020-08-28 15:00 | 15:00 | 5.4666 | 60
2020-08-28 15:30 | 15:30 | 7.3861 | 60
2020-08-28 16:00 | 16:00 | 9.2205 | 60
2020-08-28 16:30 | 16:30 | 11.3138 | 60
2020-08-28 17:00 | 17:00 | 13.4792 | 60
2020-08-28 17:30 | 17:30 | 15.1922 | 60
2020-08-28 18:00 | 18:00 | 16.4978 | 60
2020-08-28 18:30 | 18:30 | 16.8064 | 60
2020-08-28 19:00 | 19:00 | 16.3456 | 60
2020-08-28 19:30 | 19:30 | 15.9573 | 60
2020-08-28 20:00 | 20:00 | 15.7826 | 60
2020-08-28 20:30 | 20:30 | 15.1095 | 60
2020-08-28 21:00 | 21:00 | 14.3634 | 60
2020-08-28 21:30 | 21:30 | 13.5261 | 60
2020-08-28 22:00 | 22:00 | 12.8603 | 60
2020-08-28 22:30 | 22:30 | 12.267 | 60
2020-08-28 23:00 | 23:00 | 11.3867 | 60
2020-08-28 23:30 | 23:30 | 10.5323 | 60
2020-08-29 | 0:00 | 9.7794 | 60
2020-08-29 00:30 | 0:30 | 9.2642 | 60
2020-08-29 01:00 | 1:00 | 8.9922 | 60
2020-08-29 01:30 | 1:30 | 8.6468 | 60
2020-08-29 02:00 | 2:00 | 8.353 | 60
2020-08-29 02:30 | 2:30 | 8.2801 | 60
2020-08-29 03:00 | 3:00 | 8.2037 | 60
2020-08-29 03:30 | 3:30 | 8.1856 | 60
2020-08-29 04:00 | 4:00 | 8.2126 | 60
2020-08-29 04:30 | 4:30 | 8.3556 | 60
2020-08-29 05:00 | 5:00 | 8.8446 | 60
2020-08-29 05:30 | 5:30 | 9.1022 | 60
2020-08-29 06:00 | 6:00 | 9.5039 | 60
2020-08-29 06:30 | 6:30 | 9.5534 | 60
2020-08-29 07:00 | 7:00 | 8.7152 | 60
2020-08-29 07:30 | 7:30 | 7.9736 | 60
2020-08-29 08:00 | 8:00 | 6.9226 | 60
2020-08-29 08:30 | 8:30 | 5.8917 | 60
2020-08-29 09:00 | 9:00 | 5.2948 | 60
2020-08-29 09:30 | 9:30 | 6.6109 | 60
2020-08-29 10:00 | 10:00 | 5.155 | 60
2020-08-29 10:30 | 10:30 | 3.0338 | 60
2020-08-29 11:00 | 11:00 | 2.8637 | 60
2020-08-29 11:30 | 11:30 | 3.8465 | 60
2020-08-29 12:00 | 12:00 | 2.7892 | 60
2020-08-29 12:30 | 12:30 | 2.404 | 60
2020-08-29 13:00 | 13:00 | 2.6191 | 60
2020-08-29 13:30 | 13:30 | 3.0635 | 60
2020-08-29 14:00 | 14:00 | 3.6589 | 60
2020-08-29 14:30 | 14:30 | 4.6588 | 60
2020-08-29 15:00 | 15:00 | 6.1047 | 60
2020-08-29 15:30 | 15:30 | 7.7464 | 60
2020-08-29 16:00 | 16:00 | 9.715 | 60
2020-08-29 16:30 | 16:30 | 11.8984 | 60
2020-08-29 17:00 | 17:00 | 14.0068 | 60
2020-08-29 17:30 | 17:30 | 15.7849 | 60
2020-08-29 18:00 | 18:00 | 16.7376 | 60
2020-08-29 18:30 | 18:30 | 16.9833 | 60
2020-08-29 19:00 | 19:00 | 16.4115 | 60
2020-08-29 19:30 | 19:30 | 15.843 | 60
2020-08-29 20:00 | 20:00 | 15.4926 | 60
2020-08-29 20:30 | 20:30 | 14.567 | 60
2020-08-29 21:00 | 21:00 | 13.9945 | 60
2020-08-29 21:30 | 21:30 | 13.3203 | 60
2020-08-29 22:00 | 22:00 | 12.5464 | 60
2020-08-29 22:30 | 22:30 | 12.039 | 60
2020-08-29 23:00 | 23:00 | 11.2949 | 60
2020-08-29 23:30 | 23:30 | 10.4597 | 60
2020-08-30 | 0:00 | 9.7297 | 60
2020-08-30 00:30 | 0:30 | 9.2988 | 60
2020-08-30 01:00 | 1:00 | 8.8612 | 60
2020-08-30 01:30 | 1:30 | 8.6094 | 60
2020-08-30 02:00 | 2:00 | 8.451 | 60
2020-08-30 02:30 | 2:30 | 8.1578 | 60
2020-08-30 03:00 | 3:00 | 8.1309 | 60
2020-08-30 03:30 | 3:30 | 8.03 | 60
2020-08-30 04:00 | 4:00 | 8.1763 | 60
2020-08-30 04:30 | 4:30 | 8.1905 | 60
2020-08-30 05:00 | 5:00 | 8.4867 | 60
2020-08-30 05:30 | 5:30 | 8.5082 | 60
2020-08-30 06:00 | 6:00 | 8.7315 | 60
2020-08-30 06:30 | 6:30 | 9.235 | 60
2020-08-30 07:00 | 7:00 | 9.3844 | 60
2020-08-30 07:30 | 7:30 | 9.3214 | 60
2020-08-30 08:00 | 8:00 | 10.2163 | 60
2020-08-30 08:30 | 8:30 | 10.5146 | 60
2020-08-30 09:00 | 9:00 | 8.6881 | 60
2020-08-30 09:30 | 9:30 | 9.773 | 60
2020-08-30 10:00 | 10:00 | 8.7492 | 60
2020-08-30 10:30 | 10:30 | 6.5437 | 60
2020-08-30 11:00 | 11:00 | 5.8367 | 60
2020-08-30 11:30 | 11:30 | 6.4814 | 60
2020-08-30 12:00 | 12:00 | 7.3791 | 60
2020-08-30 12:30 | 12:30 | 6.6603 | 60
2020-08-30 13:00 | 13:00 | 5.9489 | 60
2020-08-30 13:30 | 13:30 | 5.5869 | 60
2020-08-30 14:00 | 14:00 | 6.8121 | 60
2020-08-30 14:30 | 14:30 | 6.8529 | 60
2020-08-30 15:00 | 15:00 | 8.3034 | 60
2020-08-30 15:30 | 15:30 | 9.6151 | 60
2020-08-30 16:00 | 16:00 | 10.9157 | 60
2020-08-30 16:30 | 16:30 | 13.3873 | 60
2020-08-30 17:00 | 17:00 | 15.387 | 60
2020-08-30 17:30 | 17:30 | 17.5712 | 60
2020-08-30 18:00 | 18:00 | 18.7596 | 60
2020-08-30 18:30 | 18:30 | 18.7302 | 60
2020-08-30 19:00 | 19:00 | 17.8429 | 60
2020-08-30 19:30 | 19:30 | 17.254 | 60
2020-08-30 20:00 | 20:00 | 16.491 | 60
2020-08-30 20:30 | 20:30 | 15.7852 | 60
2020-08-30 21:00 | 21:00 | 14.7112 | 60
2020-08-30 21:30 | 21:30 | 13.6822 | 60
2020-08-30 22:00 | 22:00 | 12.6099 | 60
2020-08-30 22:30 | 22:30 | 12.0164 | 60
2020-08-30 23:00 | 23:00 | 11.124 | 60
2020-08-30 23:30 | 23:30 | 10.2789 | 60
2020-08-31 | 0:00 | 9.6427 | 60
2020-08-31 00:30 | 0:30 | 9.1519 | 60
2020-08-31 01:00 | 1:00 | 8.9562 | 60
2020-08-31 01:30 | 1:30 | 8.6719 | 60
2020-08-31 02:00 | 2:00 | 8.4726 | 60
2020-08-31 02:30 | 2:30 | 8.3971 | 60
2020-08-31 03:00 | 3:00 | 8.4535 | 60
2020-08-31 03:30 | 3:30 | 8.4336 | 60
2020-08-31 04:00 | 4:00 | 8.7422 | 60
2020-08-31 04:30 | 4:30 | 9.1085 | 60
2020-08-31 05:00 | 5:00 | 10.0817 | 60
2020-08-31 05:30 | 5:30 | 10.8999 | 60
2020-08-31 06:00 | 6:00 | 11.8827 | 60
2020-08-31 06:30 | 6:30 | 12.2082 | 60
2020-08-31 07:00 | 7:00 | 11.6706 | 60
2020-08-31 07:30 | 7:30 | 10.1346 | 60
2020-08-31 08:00 | 8:00 | 7.612 | 60
2020-08-31 08:30 | 8:30 | 5.7476 | 60
2020-08-31 09:00 | 9:00 | 4.4082 | 60
2020-08-31 09:30 | 9:30 | 3.3601 | 60
2020-08-31 10:00 | 10:00 | 2.6239 | 60
2020-08-31 10:30 | 10:30 | 2.2416 | 60
2020-08-31 11:00 | 11:00 | 2.0572 | 60
2020-08-31 11:30 | 11:30 | 2.0152 | 60
2020-08-31 12:00 | 12:00 | 2.0249 | 60
2020-08-31 12:30 | 12:30 | 2.1179 | 60
2020-08-31 13:00 | 13:00 | 2.2635 | 60
2020-08-31 13:30 | 13:30 | 2.5597 | 60
2020-08-31 14:00 | 14:00 | 3.3165 | 60
2020-08-31 14:30 | 14:30 | 4.4405 | 60
2020-08-31 15:00 | 15:00 | 5.9145 | 60
2020-08-31 15:30 | 15:30 | 7.7298 | 60
2020-08-31 16:00 | 16:00 | 9.8102 | 60
2020-08-31 16:30 | 16:30 | 11.8799 | 60
2020-08-31 17:00 | 17:00 | 14.3569 | 60
2020-08-31 17:30 | 17:30 | 16.753 | 60
2020-08-31 18:00 | 18:00 | 18.0203 | 60
2020-08-31 18:30 | 18:30 | 17.9704 | 60
2020-08-31 19:00 | 19:00 | 17.4176 | 60
2020-08-31 19:30 | 19:30 | 16.4582 | 60
2020-08-31 20:00 | 20:00 | 15.8916 | 60
2020-08-31 20:30 | 20:30 | 14.9527 | 60
2020-08-31 21:00 | 21:00 | 13.9168 | 60
2020-08-31 21:30 | 21:30 | 12.9029 | 60
2020-08-31 22:00 | 22:00 | 11.9804 | 60
2020-08-31 22:30 | 22:30 | 11.257 | 60
2020-08-31 23:00 | 23:00 | 10.4098 | 60
2020-08-31 23:30 | 23:30 | 9.6897 | 60
2020-09-01 | 0:00 | 8.9886 | 60
2020-09-01 00:30 | 0:30 | 8.5355 | 60
2020-09-01 01:00 | 1:00 | 8.4556 | 60
2020-09-01 01:30 | 1:30 | 8.2233 | 60
2020-09-01 02:00 | 2:00 | 8.0594 | 60
2020-09-01 02:30 | 2:30 | 8.011 | 60
2020-09-01 03:00 | 3:00 | 8.0502 | 60
2020-09-01 03:30 | 3:30 | 7.9025 | 60
2020-09-01 04:00 | 4:00 | 8.1851 | 60
2020-09-01 04:30 | 4:30 | 8.766 | 60
2020-09-01 05:00 | 5:00 | 9.456 | 60
2020-09-01 05:30 | 5:30 | 10.0513 | 60
2020-09-01 06:00 | 6:00 | 10.9111 | 60
2020-09-01 06:30 | 6:30 | 11.0505 | 60
2020-09-01 07:00 | 7:00 | 10.3244 | 60
2020-09-01 07:30 | 7:30 | 9.093 | 60
2020-09-01 08:00 | 8:00 | 7.1064 | 60
2020-09-01 08:30 | 8:30 | 5.294 | 60
2020-09-01 09:00 | 9:00 | 4.1428 | 60
2020-09-01 09:30 | 9:30 | 3.1886 | 60
2020-09-01 10:00 | 10:00 | 3.0415 | 60
2020-09-01 10:30 | 10:30 | 2.5473 | 60
2020-09-01 11:00 | 11:00 | 2.9554 | 60
2020-09-01 11:30 | 11:30 | 2.0413 | 60
2020-09-01 12:00 | 12:00 | 2.7574 | 60
2020-09-01 12:30 | 12:30 | 2.7875 | 60
2020-09-01 13:00 | 13:00 | 2.4534 | 60
2020-09-01 13:30 | 13:30 | 2.8524 | 60
2020-09-01 14:00 | 14:00 | 3.4281 | 60
2020-09-01 14:30 | 14:30 | 4.939 | 60
2020-09-01 15:00 | 15:00 | 6.4554 | 60
2020-09-01 15:30 | 15:30 | 8.4271 | 60
2020-09-01 16:00 | 16:00 | 10.4194 | 60
2020-09-01 16:30 | 16:30 | 12.4899 | 60
2020-09-01 17:00 | 17:00 | 14.6336 | 60
2020-09-01 17:30 | 17:30 | 16.6089 | 60
2020-09-01 18:00 | 18:00 | 18.1019 | 60
2020-09-01 18:30 | 18:30 | 18.2931 | 60
2020-09-01 19:00 | 19:00 | 17.4057 | 60
2020-09-01 19:30 | 19:30 | 16.9253 | 60
2020-09-01 20:00 | 20:00 | 16.0053 | 60
2020-09-01 20:30 | 20:30 | 14.9811 | 60
2020-09-01 21:00 | 21:00 | 14.0696 | 60
2020-09-01 21:30 | 21:30 | 13.0087 | 60
2020-09-01 22:00 | 22:00 | 12.0137 | 60
2020-09-01 22:30 | 22:30 | 11.2187 | 60
2020-09-01 23:00 | 23:00 | 10.4446 | 60
2020-09-01 23:30 | 23:30 | 9.5653 | 60
2020-09-02 | 0:00 | 8.8801 | 60
2020-09-02 00:30 | 0:30 | 8.4438 | 60
2020-09-02 01:00 | 1:00 | 8.1365 | 60
2020-09-02 01:30 | 1:30 | 7.9896 | 60
2020-09-02 02:00 | 2:00 | 7.8367 | 60
2020-09-02 02:30 | 2:30 | 7.8426 | 60
2020-09-02 03:00 | 3:00 | 7.7271 | 60
2020-09-02 03:30 | 3:30 | 7.7939 | 60
2020-09-02 04:00 | 4:00 | 8.0816 | 60
2020-09-02 04:30 | 4:30 | 8.4789 | 60
2020-09-02 05:00 | 5:00 | 9.0569 | 60
2020-09-02 05:30 | 5:30 | 9.4845 | 60
2020-09-02 06:00 | 6:00 | 10.0061 | 60
2020-09-02 06:30 | 6:30 | 10.2672 | 60
2020-09-02 07:00 | 7:00 | 10.0269 | 60
2020-09-02 07:30 | 7:30 | 9.4124 | 60
2020-09-02 08:00 | 8:00 | 7.8232 | 60
2020-09-02 08:30 | 8:30 | 7.6707 | 60
2020-09-02 09:00 | 9:00 | 8.4059 | 60
2020-09-02 09:30 | 9:30 | 8.4971 | 60
2020-09-02 10:00 | 10:00 | 7.7555 | 60
2020-09-02 10:30 | 10:30 | 5.6926 | 60
2020-09-02 11:00 | 11:00 | 8.0652 | 60
2020-09-02 11:30 | 11:30 | 7.1839 | 60
2020-09-02 12:00 | 12:00 | 6.3335 | 60
2020-09-02 12:30 | 12:30 | 5.1698 | 60
2020-09-02 13:00 | 13:00 | 5.9345 | 60
2020-09-02 13:30 | 13:30 | 6.1822 | 60
2020-09-02 14:00 | 14:00 | 6.1498 | 60
2020-09-02 14:30 | 14:30 | 6.8336 | 60
2020-09-02 15:00 | 15:00 | 7.9245 | 60
2020-09-02 15:30 | 15:30 | 9.3791 | 60
2020-09-02 16:00 | 16:00 | 11.2575 | 60
2020-09-02 16:30 | 16:30 | 12.7514 | 60
2020-09-02 17:00 | 17:00 | 14.2988 | 60
2020-09-02 17:30 | 17:30 | 15.9998 | 60
2020-09-02 18:00 | 18:00 | 17.57 | 60
2020-09-02 18:30 | 18:30 | 17.78 | 60
2020-09-02 19:00 | 19:00 | 17.1989 | 60
2020-09-02 19:30 | 19:30 | 16.547 | 60
2020-09-02 20:00 | 20:00 | 16.1 | 60
2020-09-02 20:30 | 20:30 | 15.2817 | 60
2020-09-02 21:00 | 21:00 | 14.2488 | 60
2020-09-02 21:30 | 21:30 | 13.1767 | 60
2020-09-02 22:00 | 22:00 | 12.2452 | 60
2020-09-02 22:30 | 22:30 | 11.6767 | 60
2020-09-02 23:00 | 23:00 | 10.7363 | 60
2020-09-02 23:30 | 23:30 | 9.7567 | 60
2020-09-03 | 0:00 | 9.1169 | 60
2020-09-03 00:30 | 0:30 | 8.5868 | 60
2020-09-03 01:00 | 1:00 | 8.3558 | 60
2020-09-03 01:30 | 1:30 | 7.9824 | 60
2020-09-03 02:00 | 2:00 | 7.7564 | 60
2020-09-03 02:30 | 2:30 | 7.9126 | 60
2020-09-03 03:00 | 3:00 | 7.8352 | 60
2020-09-03 03:30 | 3:30 | 7.8954 | 60
2020-09-03 04:00 | 4:00 | 8.0785 | 60
2020-09-03 04:30 | 4:30 | 8.5598 | 60
2020-09-03 05:00 | 5:00 | 9.2516 | 60
2020-09-03 05:30 | 5:30 | 9.6912 | 60
2020-09-03 06:00 | 6:00 | 10.5198 | 60
2020-09-03 06:30 | 6:30 | 11.0346 | 60
2020-09-03 07:00 | 7:00 | 10.8059 | 60
2020-09-03 07:30 | 7:30 | 8.8015 | 60
2020-09-03 08:00 | 8:00 | 6.3322 | 60
2020-09-03 08:30 | 8:30 | 4.8603 | 60
2020-09-03 09:00 | 9:00 | 4.7005 | 60
2020-09-03 09:30 | 9:30 | 5.824 | 60
2020-09-03 10:00 | 10:00 | 4.9514 | 60
2020-09-03 10:30 | 10:30 | 4.5058 | 60
2020-09-03 11:00 | 11:00 | 5.0349 | 60
2020-09-03 11:30 | 11:30 | 3.5692 | 60
2020-09-03 12:00 | 12:00 | 5.7065 | 60
2020-09-03 12:30 | 12:30 | 5.9246 | 60
2020-09-03 13:00 | 13:00 | 3.3388 | 60
2020-09-03 13:30 | 13:30 | 2.7977 | 60
2020-09-03 14:00 | 14:00 | 3.7424 | 60
2020-09-03 14:30 | 14:30 | 4.2086 | 60
2020-09-03 15:00 | 15:00 | 5.7618 | 60
2020-09-03 15:30 | 15:30 | 8.5988 | 60
2020-09-03 16:00 | 16:00 | 10.3063 | 60
2020-09-03 16:30 | 16:30 | 11.344 | 60
2020-09-03 17:00 | 17:00 | 13.5839 | 60
2020-09-03 17:30 | 17:30 | 15.3161 | 60
2020-09-03 18:00 | 18:00 | 16.827 | 60
2020-09-03 18:30 | 18:30 | 17.0135 | 60
2020-09-03 19:00 | 19:00 | 16.3015 | 60
2020-09-03 19:30 | 19:30 | 15.9557 | 60
2020-09-03 20:00 | 20:00 | 15.5091 | 60
2020-09-03 20:30 | 20:30 | 14.7492 | 60
2020-09-03 21:00 | 21:00 | 13.9148 | 60
2020-09-03 21:30 | 21:30 | 13.0438 | 60
2020-09-03 22:00 | 22:00 | 12.0206 | 60
2020-09-03 22:30 | 22:30 | 11.4106 | 60
2020-09-03 23:00 | 23:00 | 10.579 | 60
2020-09-03 23:30 | 23:30 | 9.5495 | 60
2020-09-04 | 0:00 | 8.9763 | 60
2020-09-04 00:30 | 0:30 | 8.6069 | 60
2020-09-04 01:00 | 1:00 | 8.2658 | 60
2020-09-04 01:30 | 1:30 | 7.9558 | 60
2020-09-04 02:00 | 2:00 | 7.7951 | 60
2020-09-04 02:30 | 2:30 | 7.739 | 60
2020-09-04 03:00 | 3:00 | 7.7903 | 60
2020-09-04 03:30 | 3:30 | 7.7997 | 60
2020-09-04 04:00 | 4:00 | 7.989 | 60
2020-09-04 04:30 | 4:30 | 8.1935 | 60
2020-09-04 05:00 | 5:00 | 8.8061 | 60
2020-09-04 05:30 | 5:30 | 9.0454 | 60
2020-09-04 06:00 | 6:00 | 9.5871 | 60
2020-09-04 06:30 | 6:30 | 9.8705 | 60
2020-09-04 07:00 | 7:00 | 10.1269 | 60
2020-09-04 07:30 | 7:30 | 9.7355 | 60
2020-09-04 08:00 | 8:00 | 7.7373 | 60
2020-09-04 08:30 | 8:30 | 5.5015 | 60
2020-09-04 09:00 | 9:00 | 5.0403 | 60
2020-09-04 09:30 | 9:30 | 4.7079 | 60
2020-09-04 10:00 | 10:00 | 5.0685 | 60
2020-09-04 10:30 | 10:30 | 5.4158 | 60
2020-09-04 11:00 | 11:00 | 4.5102 | 60
2020-09-04 11:30 | 11:30 | 5.9061 | 60
2020-09-04 12:00 | 12:00 | 6.6237 | 60
2020-09-04 12:30 | 12:30 | 3.7781 | 60
2020-09-04 13:00 | 13:00 | 3.4815 | 60
2020-09-04 13:30 | 13:30 | 3.1074 | 60
2020-09-04 14:00 | 14:00 | 3.3942 | 60
2020-09-04 14:30 | 14:30 | 4.6738 | 60
2020-09-04 15:00 | 15:00 | 6.1883 | 60
2020-09-04 15:30 | 15:30 | 7.7231 | 60
2020-09-04 16:00 | 16:00 | 9.4263 | 60
2020-09-04 16:30 | 16:30 | 11.4312 | 60
2020-09-04 17:00 | 17:00 | 13.1902 | 60
2020-09-04 17:30 | 17:30 | 14.7603 | 60
2020-09-04 18:00 | 18:00 | 15.816 | 60
2020-09-04 18:30 | 18:30 | 16.0433 | 60
2020-09-04 19:00 | 19:00 | 15.6631 | 60
2020-09-04 19:30 | 19:30 | 15.2414 | 60
2020-09-04 20:00 | 20:00 | 14.7678 | 60
2020-09-04 20:30 | 20:30 | 14.2391 | 60
2020-09-04 21:00 | 21:00 | 13.3858 | 60
2020-09-04 21:30 | 21:30 | 12.733 | 60
2020-09-04 22:00 | 22:00 | 12.0498 | 60
2020-09-04 22:30 | 22:30 | 11.6357 | 60
2020-09-04 23:00 | 23:00 | 10.7088 | 60
2020-09-04 23:30 | 23:30 | 9.874 | 60
2020-09-05 | 0:00 | 9.2603 | 60
2020-09-05 00:30 | 0:30 | 8.8488 | 60
2020-09-05 01:00 | 1:00 | 8.5199 | 60
2020-09-05 01:30 | 1:30 | 8.357 | 60
2020-09-05 02:00 | 2:00 | 8.0905 | 60
2020-09-05 02:30 | 2:30 | 7.8305 | 60
2020-09-05 03:00 | 3:00 | 7.8978 | 60
2020-09-05 03:30 | 3:30 | 7.8304 | 60
2020-09-05 04:00 | 4:00 | 7.9798 | 60
2020-09-05 04:30 | 4:30 | 8.054 | 60
2020-09-05 05:00 | 5:00 | 8.2305 | 60
2020-09-05 05:30 | 5:30 | 8.4946 | 60
2020-09-05 06:00 | 6:00 | 8.7089 | 60
2020-09-05 06:30 | 6:30 | 8.1447 | 60
2020-09-05 07:00 | 7:00 | 7.6112 | 60
2020-09-05 07:30 | 7:30 | 7.2381 | 60
2020-09-05 08:00 | 8:00 | 6.3578 | 60
2020-09-05 08:30 | 8:30 | 5.383 | 60
2020-09-05 09:00 | 9:00 | 4.5095 | 60
2020-09-05 09:30 | 9:30 | 3.5999 | 60
2020-09-05 10:00 | 10:00 | 3.2519 | 60
2020-09-05 10:30 | 10:30 | 2.8233 | 60
2020-09-05 11:00 | 11:00 | 3.7032 | 60
2020-09-05 11:30 | 11:30 | 3.2563 | 60
2020-09-05 12:00 | 12:00 | 3.0192 | 60
2020-09-05 12:30 | 12:30 | 2.5253 | 60
2020-09-05 13:00 | 13:00 | 2.5874 | 60
2020-09-05 13:30 | 13:30 | 3.2497 | 60
2020-09-05 14:00 | 14:00 | 4.1206 | 60
2020-09-05 14:30 | 14:30 | 6.8848 | 60
2020-09-05 15:00 | 15:00 | 6.879 | 60
2020-09-05 15:30 | 15:30 | 8.4116 | 60
2020-09-05 16:00 | 16:00 | 10.1296 | 60
2020-09-05 16:30 | 16:30 | 12.0568 | 60
2020-09-05 17:00 | 17:00 | 13.5553 | 60
2020-09-05 17:30 | 17:30 | 14.8984 | 60
2020-09-05 18:00 | 18:00 | 15.6833 | 60
2020-09-05 18:30 | 18:30 | 15.6704 | 60
2020-09-05 19:00 | 19:00 | 15.0885 | 60
2020-09-05 19:30 | 19:30 | 14.6357 | 60
2020-09-05 20:00 | 20:00 | 14.4585 | 60
2020-09-05 20:30 | 20:30 | 13.7124 | 60
2020-09-05 21:00 | 21:00 | 12.9712 | 60
2020-09-05 21:30 | 21:30 | 12.28 | 60
2020-09-05 22:00 | 22:00 | 11.8022 | 60
2020-09-05 22:30 | 22:30 | 11.3156 | 60
2020-09-05 23:00 | 23:00 | 10.507 | 60
2020-09-05 23:30 | 23:30 | 9.5888 | 60
2020-09-06 | 0:00 | 9.0988 | 60
2020-09-06 00:30 | 0:30 | 8.7087 | 60
2020-09-06 01:00 | 1:00 | 8.4529 | 60
2020-09-06 01:30 | 1:30 | 8.4514 | 60
2020-09-06 02:00 | 2:00 | 8.4514 | 60
2020-09-06 02:30 | 2:30 | 8.4514 | 60
2020-09-06 03:00 | 3:00 | 8.4514 | 60
2020-09-06 03:30 | 3:30 | 7.8816 | 60
2020-09-06 04:00 | 4:00 | 7.6151 | 60
2020-09-06 04:30 | 4:30 | 7.7538 | 60
2020-09-06 05:00 | 5:00 | 7.7863 | 60
2020-09-06 05:30 | 5:30 | 7.9663 | 60
2020-09-06 06:00 | 6:00 | 8.2058 | 60
2020-09-06 06:30 | 6:30 | 8.5694 | 60
2020-09-06 07:00 | 7:00 | 8.837 | 60
2020-09-06 07:30 | 7:30 | 8.8024 | 60
2020-09-06 08:00 | 8:00 | 6.6228 | 60
2020-09-06 08:30 | 8:30 | 6.0952 | 60
2020-09-06 09:00 | 9:00 | 8.7399 | 60
2020-09-06 09:30 | 9:30 | 7.7733 | 60
2020-09-06 10:00 | 10:00 | 9.9591 | 60
2020-09-06 10:30 | 10:30 | 7.5016 | 60
2020-09-06 11:00 | 11:00 | 5.3096 | 60
2020-09-06 11:30 | 11:30 | 5.9303 | 60
2020-09-06 12:00 | 12:00 | 3.7956 | 60
2020-09-06 12:30 | 12:30 | 5.7481 | 60
2020-09-06 13:00 | 13:00 | 7.3774 | 60
2020-09-06 13:30 | 13:30 | 4.4681 | 60
2020-09-06 14:00 | 14:00 | 3.9084 | 60
2020-09-06 14:30 | 14:30 | 5.261 | 60
2020-09-06 15:00 | 15:00 | 6.5611 | 60
2020-09-06 15:30 | 15:30 | 9.1562 | 60
2020-09-06 16:00 | 16:00 | 10.5283 | 60
2020-09-06 16:30 | 16:30 | 12.5277 | 60
2020-09-06 17:00 | 17:00 | 14.388 | 60
2020-09-06 17:30 | 17:30 | 15.8389 | 60
2020-09-06 18:00 | 18:00 | 16.735 | 60
2020-09-06 18:30 | 18:30 | 17.0824 | 60
2020-09-06 19:00 | 19:00 | 16.3199 | 60
2020-09-06 19:30 | 19:30 | 15.787 | 60
2020-09-06 20:00 | 20:00 | 15.2968 | 60
2020-09-06 20:30 | 20:30 | 14.3874 | 60
2020-09-06 21:00 | 21:00 | 13.5016 | 60
2020-09-06 21:30 | 21:30 | 12.4611 | 60
2020-09-06 22:00 | 22:00 | 11.5381 | 60
2020-09-06 22:30 | 22:30 | 11.1475 | 60
2020-09-06 23:00 | 23:00 | 10.269 | 60
2020-09-06 23:30 | 23:30 | 9.4291 | 60
2020-09-07 | 0:00 | 8.9092 | 60
2020-09-07 00:30 | 0:30 | 8.5865 | 60
2020-09-07 01:00 | 1:00 | 8.2373 | 60
2020-09-07 01:30 | 1:30 | 7.9767 | 60
2020-09-07 02:00 | 2:00 | 7.8167 | 60
2020-09-07 02:30 | 2:30 | 7.761 | 60
2020-09-07 03:00 | 3:00 | 7.6941 | 60
2020-09-07 03:30 | 3:30 | 7.7004 | 60
2020-09-07 04:00 | 4:00 | 7.8518 | 60
2020-09-07 04:30 | 4:30 | 8.1118 | 60
2020-09-07 05:00 | 5:00 | 8.7421 | 60
2020-09-07 05:30 | 5:30 | 9.1257 | 60
2020-09-07 06:00 | 6:00 | 9.6361 | 60
2020-09-07 06:30 | 6:30 | 9.7488 | 60
2020-09-07 07:00 | 7:00 | 9.2466 | 60
2020-09-07 07:30 | 7:30 | 8.0735 | 60
2020-09-07 08:00 | 8:00 | 6.2492 | 60
2020-09-07 08:30 | 8:30 | 4.6209 | 60
2020-09-07 09:00 | 9:00 | 3.6089 | 60
2020-09-07 09:30 | 9:30 | 2.7757 | 60
2020-09-07 10:00 | 10:00 | 2.3334 | 60
2020-09-07 10:30 | 10:30 | 2.0799 | 60
2020-09-07 11:00 | 11:00 | 1.9305 | 60
2020-09-07 11:30 | 11:30 | 2.0195 | 60
2020-09-07 12:00 | 12:00 | 1.8215 | 60
2020-09-07 12:30 | 12:30 | 2.0687 | 60
2020-09-07 13:00 | 13:00 | 2.304 | 60
2020-09-07 13:30 | 13:30 | 2.7183 | 60
2020-09-07 14:00 | 14:00 | 3.9686 | 60
2020-09-07 14:30 | 14:30 | 6.2499 | 60
2020-09-07 15:00 | 15:00 | 7.8931 | 60
2020-09-07 15:30 | 15:30 | 9.2533 | 60
2020-09-07 16:00 | 16:00 | 11.4508 | 60
2020-09-07 16:30 | 16:30 | 13.3631 | 60
2020-09-07 17:00 | 17:00 | 15.4753 | 60
2020-09-07 17:30 | 17:30 | 16.9965 | 60
2020-09-07 18:00 | 18:00 | 17.7384 | 60
2020-09-07 18:30 | 18:30 | 17.6521 | 60
2020-09-07 19:00 | 19:00 | 16.7924 | 60
2020-09-07 19:30 | 19:30 | 16.1147 | 60
2020-09-07 20:00 | 20:00 | 15.5114 | 60
2020-09-07 20:30 | 20:30 | 14.5078 | 60
2020-09-07 21:00 | 21:00 | 13.4634 | 60
2020-09-07 21:30 | 21:30 | 12.4441 | 60
2020-09-07 22:00 | 22:00 | 11.6187 | 60
2020-09-07 22:30 | 22:30 | 11.0466 | 60
2020-09-07 23:00 | 23:00 | 10.1887 | 60
2020-09-07 23:30 | 23:30 | 9.298 | 60
2020-09-08 | 0:00 | 8.7656 | 60
2020-09-08 00:30 | 0:30 | 8.3347 | 60
2020-09-08 01:00 | 1:00 | 8.2405 | 60
2020-09-08 01:30 | 1:30 | 8.1551 | 60
2020-09-08 02:00 | 2:00 | 7.856 | 60
2020-09-08 02:30 | 2:30 | 7.7052 | 60
2020-09-08 03:00 | 3:00 | 7.6751 | 60
2020-09-08 03:30 | 3:30 | 7.6949 | 60
2020-09-08 04:00 | 4:00 | 7.9978 | 60
2020-09-08 04:30 | 4:30 | 8.2551 | 60
2020-09-08 05:00 | 5:00 | 8.8589 | 60
2020-09-08 05:30 | 5:30 | 9.3045 | 60
2020-09-08 06:00 | 6:00 | 10.0698 | 60
2020-09-08 06:30 | 6:30 | 10.5731 | 60
2020-09-08 07:00 | 7:00 | 10.75 | 60
2020-09-08 07:30 | 7:30 | 10.5788 | 60
2020-09-08 08:00 | 8:00 | 8.3971 | 60
2020-09-08 08:30 | 8:30 | 6.0856 | 60
2020-09-08 09:00 | 9:00 | 6.027 | 60
2020-09-08 09:30 | 9:30 | 3.077 | 60
2020-09-08 10:00 | 10:00 | 2.8178 | 60
2020-09-08 10:30 | 10:30 | 2.7721 | 60
2020-09-08 11:00 | 11:00 | 3.8354 | 60
2020-09-08 11:30 | 11:30 | 3.1462 | 60
2020-09-08 12:00 | 12:00 | 4.2271 | 60
2020-09-08 12:30 | 12:30 | 3.5558 | 60
2020-09-08 13:00 | 13:00 | 2.8595 | 60
2020-09-08 13:30 | 13:30 | 4.0066 | 60
2020-09-08 14:00 | 14:00 | 4.4558 | 60
2020-09-08 14:30 | 14:30 | 4.2756 | 60
2020-09-08 15:00 | 15:00 | 6.267 | 60
2020-09-08 15:30 | 15:30 | 7.7303 | 60
2020-09-08 16:00 | 16:00 | 9.45 | 60
2020-09-08 16:30 | 16:30 | 12.1521 | 60
2020-09-08 17:00 | 17:00 | 13.7293 | 60
2020-09-08 17:30 | 17:30 | 15.8188 | 60
2020-09-08 18:00 | 18:00 | 17.3369 | 60
2020-09-08 18:30 | 18:30 | 17.5755 | 60
2020-09-08 19:00 | 19:00 | 16.8253 | 60
2020-09-08 19:30 | 19:30 | 16.0821 | 60
2020-09-08 20:00 | 20:00 | 15.5315 | 60
2020-09-08 20:30 | 20:30 | 14.679 | 60
2020-09-08 21:00 | 21:00 | 13.6952 | 60
2020-09-08 21:30 | 21:30 | 12.6476 | 60
2020-09-08 22:00 | 22:00 | 11.698 | 60
2020-09-08 22:30 | 22:30 | 11.0577 | 60
2020-09-08 23:00 | 23:00 | 10.1584 | 60
2020-09-08 23:30 | 23:30 | 9.2824 | 60
2020-09-09 | 0:00 | 8.6899 | 60
2020-09-09 00:30 | 0:30 | 8.3307 | 60
2020-09-09 01:00 | 1:00 | 8.0686 | 60
2020-09-09 01:30 | 1:30 | 8.0371 | 60
2020-09-09 02:00 | 2:00 | 7.8442 | 60
2020-09-09 02:30 | 2:30 | 7.7005 | 60
2020-09-09 03:00 | 3:00 | 7.7033 | 60
2020-09-09 03:30 | 3:30 | 7.8444 | 60
2020-09-09 04:00 | 4:00 | 7.8377 | 60
2020-09-09 04:30 | 4:30 | 8.2059 | 60
2020-09-09 05:00 | 5:00 | 8.7918 | 60
2020-09-09 05:30 | 5:30 | 9.1429 | 60
2020-09-09 06:00 | 6:00 | 9.9034 | 60
2020-09-09 06:30 | 6:30 | 10.0835 | 60
2020-09-09 07:00 | 7:00 | 10.4987 | 60
2020-09-09 07:30 | 7:30 | 9.4366 | 60
2020-09-09 08:00 | 8:00 | 7.5869 | 60
2020-09-09 08:30 | 8:30 | 6.8943 | 60
2020-09-09 09:00 | 9:00 | 6.028 | 60
2020-09-09 09:30 | 9:30 | 5.2142 | 60
2020-09-09 10:00 | 10:00 | 3.3453 | 60
2020-09-09 10:30 | 10:30 | 2.2949 | 60
2020-09-09 11:00 | 11:00 | 1.977 | 60
2020-09-09 11:30 | 11:30 | 2.2993 | 60
2020-09-09 12:00 | 12:00 | 2.063 | 60
2020-09-09 12:30 | 12:30 | 1.8778 | 60
2020-09-09 13:00 | 13:00 | 1.9247 | 60
2020-09-09 13:30 | 13:30 | 2.2379 | 60
2020-09-09 14:00 | 14:00 | 3.4906 | 60
2020-09-09 14:30 | 14:30 | 3.7083 | 60
2020-09-09 15:00 | 15:00 | 5.3526 | 60
2020-09-09 15:30 | 15:30 | 7.2286 | 60
2020-09-09 16:00 | 16:00 | 9.1936 | 60
2020-09-09 16:30 | 16:30 | 11.5359 | 60
2020-09-09 17:00 | 17:00 | 13.5943 | 60
2020-09-09 17:30 | 17:30 | 15.7841 | 60
2020-09-09 18:00 | 18:00 | 17.0661 | 60
2020-09-09 18:30 | 18:30 | 17.2643 | 60
2020-09-09 19:00 | 19:00 | 16.7634 | 60
2020-09-09 19:30 | 19:30 | 15.9549 | 60
2020-09-09 20:00 | 20:00 | 15.5187 | 60
2020-09-09 20:30 | 20:30 | 14.7043 | 60
2020-09-09 21:00 | 21:00 | 13.8224 | 60
2020-09-09 21:30 | 21:30 | 12.6328 | 60
2020-09-09 22:00 | 22:00 | 11.7501 | 60
2020-09-09 22:30 | 22:30 | 11.1406 | 60
2020-09-09 23:00 | 23:00 | 10.1394 | 60
2020-09-09 23:30 | 23:30 | 9.3028 | 60
2020-09-10 | 0:00 | 9.056 | 60
2020-09-10 00:30 | 0:30 | 9.056 | 60
2020-09-10 01:00 | 1:00 | 8.9206 | 60
2020-09-10 01:30 | 1:30 | 7.8199 | 60
2020-09-10 02:00 | 2:00 | 7.6793 | 60
2020-09-10 02:30 | 2:30 | 7.6524 | 60
2020-09-10 03:00 | 3:00 | 7.6146 | 60
2020-09-10 03:30 | 3:30 | 7.7121 | 60
2020-09-10 04:00 | 4:00 | 7.8995 | 60
2020-09-10 04:30 | 4:30 | 8.0978 | 60
2020-09-10 05:00 | 5:00 | 8.9088 | 60
2020-09-10 05:30 | 5:30 | 9.4083 | 60
2020-09-10 06:00 | 6:00 | 10.1328 | 60
2020-09-10 06:30 | 6:30 | 10.5143 | 60
2020-09-10 07:00 | 7:00 | 10.7547 | 60
2020-09-10 07:30 | 7:30 | 11.347 | 60
2020-09-10 08:00 | 8:00 | 10.5527 | 60
2020-09-10 08:30 | 8:30 | 10.8362 | 60
2020-09-10 09:00 | 9:00 | 10.6814 | 60
2020-09-10 09:30 | 9:30 | 9.6858 | 60
2020-09-10 10:00 | 10:00 | 9.4852 | 60
2020-09-10 10:30 | 10:30 | 10.4575 | 60
2020-09-10 11:00 | 11:00 | 10.916 | 60
2020-09-10 11:30 | 11:30 | 10.9833 | 60
2020-09-10 12:00 | 12:00 | 11.2848 | 60
2020-09-10 12:30 | 12:30 | 10.6942 | 60
2020-09-10 13:00 | 13:00 | 9.3407 | 60
2020-09-10 13:30 | 13:30 | 9.3877 | 60
2020-09-10 14:00 | 14:00 | 9.1557 | 60
2020-09-10 14:30 | 14:30 | 10.5918 | 60
2020-09-10 15:00 | 15:00 | 11.687 | 60
2020-09-10 15:30 | 15:30 | 13.4882 | 60
2020-09-10 16:00 | 16:00 | 14.7545 | 60
2020-09-10 16:30 | 16:30 | 15.7854 | 60
2020-09-10 17:00 | 17:00 | 17.1199 | 60
2020-09-10 17:30 | 17:30 | 18.6348 | 60
2020-09-10 18:00 | 18:00 | 19.5805 | 60
2020-09-10 18:30 | 18:30 | 19.7156 | 60
2020-09-10 19:00 | 19:00 | 18.7123 | 60
2020-09-10 19:30 | 19:30 | 17.7561 | 60
2020-09-10 20:00 | 20:00 | 17.3123 | 60
2020-09-10 20:30 | 20:30 | 16.4029 | 60
2020-09-10 21:00 | 21:00 | 14.9384 | 60
2020-09-10 21:30 | 21:30 | 13.7314 | 60
2020-09-10 22:00 | 22:00 | 12.7287 | 60
2020-09-10 22:30 | 22:30 | 11.8735 | 60
2020-09-10 23:00 | 23:00 | 10.9702 | 60
2020-09-10 23:30 | 23:30 | 9.9208 | 60
2020-09-11 | 0:00 | 9.4156 | 60
2020-09-11 00:30 | 0:30 | 8.9559 | 60
2020-09-11 01:00 | 1:00 | 8.5488 | 60
2020-09-11 01:30 | 1:30 | 8.2936 | 60
2020-09-11 02:00 | 2:00 | 8.192 | 60
2020-09-11 02:30 | 2:30 | 7.9186 | 60
2020-09-11 03:00 | 3:00 | 7.9645 | 60
2020-09-11 03:30 | 3:30 | 7.9658 | 60
2020-09-11 04:00 | 4:00 | 8.2434 | 60
2020-09-11 04:30 | 4:30 | 8.6032 | 60
2020-09-11 05:00 | 5:00 | 9.3335 | 60
2020-09-11 05:30 | 5:30 | 9.5412 | 60
2020-09-11 06:00 | 6:00 | 9.9956 | 60
2020-09-11 06:30 | 6:30 | 9.4435 | 60
2020-09-11 07:00 | 7:00 | 8.1331 | 60
2020-09-11 07:30 | 7:30 | 8.0355 | 60
2020-09-11 08:00 | 8:00 | 6.5485 | 60
2020-09-11 08:30 | 8:30 | 5.3828 | 60
2020-09-11 09:00 | 9:00 | 5.6246 | 60
2020-09-11 09:30 | 9:30 | 4.1133 | 60
2020-09-11 10:00 | 10:00 | 3.9218 | 60
2020-09-11 10:30 | 10:30 | 2.6862 | 60
2020-09-11 11:00 | 11:00 | 3.1516 | 60
2020-09-11 11:30 | 11:30 | 2.262 | 60
2020-09-11 12:00 | 12:00 | 2.0788 | 60
2020-09-11 12:30 | 12:30 | 2.0241 | 60
2020-09-11 13:00 | 13:00 | 2.0279 | 60
2020-09-11 13:30 | 13:30 | 3.7007 | 60
2020-09-11 14:00 | 14:00 | 3.7457 | 60
2020-09-11 14:30 | 14:30 | 4.6407 | 60
2020-09-11 15:00 | 15:00 | 5.7246 | 60
2020-09-11 15:30 | 15:30 | 8.1281 | 60
2020-09-11 16:00 | 16:00 | 9.3442 | 60
2020-09-11 16:30 | 16:30 | 11.3346 | 60
2020-09-11 17:00 | 17:00 | 13.2502 | 60
2020-09-11 17:30 | 17:30 | 15.2455 | 60
2020-09-11 18:00 | 18:00 | 16.8203 | 60
2020-09-11 18:30 | 18:30 | 16.997 | 60
2020-09-11 19:00 | 19:00 | 16.3047 | 60
2020-09-11 19:30 | 19:30 | 15.9348 | 60
2020-09-11 20:00 | 20:00 | 15.5185 | 60
2020-09-11 20:30 | 20:30 | 14.7454 | 60
2020-09-11 21:00 | 21:00 | 14.0242 | 60
2020-09-11 21:30 | 21:30 | 13.1731 | 60
2020-09-11 22:00 | 22:00 | 12.2342 | 60
2020-09-11 22:30 | 22:30 | 11.811 | 60
2020-09-11 23:00 | 23:00 | 11.0272 | 60
2020-09-11 23:30 | 23:30 | 10.0074 | 60
2020-09-12 | 0:00 | 9.4182 | 60
2020-09-12 00:30 | 0:30 | 9.0383 | 60
2020-09-12 01:00 | 1:00 | 8.6816 | 60
2020-09-12 01:30 | 1:30 | 8.3664 | 60
2020-09-12 02:00 | 2:00 | 8.097 | 60
2020-09-12 02:30 | 2:30 | 7.9544 | 60
2020-09-12 03:00 | 3:00 | 7.8923 | 60
2020-09-12 03:30 | 3:30 | 7.7999 | 60
2020-09-12 04:00 | 4:00 | 7.8481 | 60
2020-09-12 04:30 | 4:30 | 7.9531 | 60
2020-09-12 05:00 | 5:00 | 8.2172 | 60
2020-09-12 05:30 | 5:30 | 8.3513 | 60
2020-09-12 06:00 | 6:00 | 8.3125 | 60
2020-09-12 06:30 | 6:30 | 8.0312 | 60
2020-09-12 07:00 | 7:00 | 8.4376 | 60
2020-09-12 07:30 | 7:30 | 9.0315 | 60
2020-09-12 08:00 | 8:00 | 7.4917 | 60
2020-09-12 08:30 | 8:30 | 8.2262 | 60
2020-09-12 09:00 | 9:00 | 7.3103 | 60
2020-09-12 09:30 | 9:30 | 4.5652 | 60
2020-09-12 10:00 | 10:00 | 4.0582 | 60
2020-09-12 10:30 | 10:30 | 3.9838 | 60
2020-09-12 11:00 | 11:00 | 4.2232 | 60
2020-09-12 11:30 | 11:30 | 3.4028 | 60
2020-09-12 12:00 | 12:00 | 3.9399 | 60
2020-09-12 12:30 | 12:30 | 3.3071 | 60
2020-09-12 13:00 | 13:00 | 2.7617 | 60
2020-09-12 13:30 | 13:30 | 2.9478 | 60
2020-09-12 14:00 | 14:00 | 4.3167 | 60
2020-09-12 14:30 | 14:30 | 5.4871 | 60
2020-09-12 15:00 | 15:00 | 5.8462 | 60
2020-09-12 15:30 | 15:30 | 7.2945 | 60
2020-09-12 16:00 | 16:00 | 9.1568 | 60
2020-09-12 16:30 | 16:30 | 11.7963 | 60
2020-09-12 17:00 | 17:00 | 13.0353 | 60
2020-09-12 17:30 | 17:30 | 14.8712 | 60
2020-09-12 18:00 | 18:00 | 16.0623 | 60
2020-09-12 18:30 | 18:30 | 16.2911 | 60
2020-09-12 19:00 | 19:00 | 15.7042 | 60
2020-09-12 19:30 | 19:30 | 15.1309 | 60
2020-09-12 20:00 | 20:00 | 14.7386 | 60
2020-09-12 20:30 | 20:30 | 14.0124 | 60
2020-09-12 21:00 | 21:00 | 13.1303 | 60
2020-09-12 21:30 | 21:30 | 12.6816 | 60
2020-09-12 22:00 | 22:00 | 12.0978 | 60
2020-09-12 22:30 | 22:30 | 11.6672 | 60
2020-09-12 23:00 | 23:00 | 10.8492 | 60
2020-09-12 23:30 | 23:30 | 9.9645 | 60
2020-09-13 | 0:00 | 9.3436 | 60
2020-09-13 00:30 | 0:30 | 8.9404 | 60
2020-09-13 01:00 | 1:00 | 8.4248 | 60
2020-09-13 01:30 | 1:30 | 8.2913 | 60
2020-09-13 02:00 | 2:00 | 8.02 | 60
2020-09-13 02:30 | 2:30 | 7.8516 | 60
2020-09-13 03:00 | 3:00 | 7.7162 | 60
2020-09-13 03:30 | 3:30 | 7.7183 | 60
2020-09-13 04:00 | 4:00 | 7.7413 | 60
2020-09-13 04:30 | 4:30 | 7.9098 | 60
2020-09-13 05:00 | 5:00 | 8.0138 | 60
2020-09-13 05:30 | 5:30 | 7.9286 | 60
2020-09-13 06:00 | 6:00 | 8.1798 | 60
2020-09-13 06:30 | 6:30 | 8.0299 | 60
2020-09-13 07:00 | 7:00 | 8.4701 | 60
2020-09-13 07:30 | 7:30 | 7.2249 | 60
2020-09-13 08:00 | 8:00 | 7.3507 | 60
2020-09-13 08:30 | 8:30 | 5.9697 | 60
2020-09-13 09:00 | 9:00 | 5.6948 | 60
2020-09-13 09:30 | 9:30 | 5.2921 | 60
2020-09-13 10:00 | 10:00 | 5.4714 | 60
2020-09-13 10:30 | 10:30 | 4.585 | 60
2020-09-13 11:00 | 11:00 | 3.9044 | 60
2020-09-13 11:30 | 11:30 | 3.7602 | 60
2020-09-13 12:00 | 12:00 | 5.3543 | 60
2020-09-13 12:30 | 12:30 | 5.8903 | 60
2020-09-13 13:00 | 13:00 | 4.3211 | 60
2020-09-13 13:30 | 13:30 | 7.2287 | 60
2020-09-13 14:00 | 14:00 | 7.3684 | 60
2020-09-13 14:30 | 14:30 | 7.2592 | 60
2020-09-13 15:00 | 15:00 | 7.4993 | 60
2020-09-13 15:30 | 15:30 | 9.2436 | 60
2020-09-13 16:00 | 16:00 | 11.4059 | 60
2020-09-13 16:30 | 16:30 | 12.7948 | 60
2020-09-13 17:00 | 17:00 | 14.5439 | 60
2020-09-13 17:30 | 17:30 | 16.3873 | 60
2020-09-13 18:00 | 18:00 | 17.97 | 60
2020-09-13 18:30 | 18:30 | 17.8847 | 60
2020-09-13 19:00 | 19:00 | 17.0878 | 60
2020-09-13 19:30 | 19:30 | 16.2462 | 60
2020-09-13 20:00 | 20:00 | 15.6298 | 60
2020-09-13 20:30 | 20:30 | 14.8679 | 60
2020-09-13 21:00 | 21:00 | 13.8272 | 60
2020-09-13 21:30 | 21:30 | 12.7759 | 60
2020-09-13 22:00 | 22:00 | 11.8366 | 60
2020-09-13 22:30 | 22:30 | 11.2809 | 60
2020-09-13 23:00 | 23:00 | 10.4645 | 60
2020-09-13 23:30 | 23:30 | 9.6261 | 60
2020-09-14 | 0:00 | 8.9995 | 60
2020-09-14 00:30 | 0:30 | 8.5541 | 60
2020-09-14 01:00 | 1:00 | 8.3581 | 60
2020-09-14 01:30 | 1:30 | 8.1687 | 60
2020-09-14 02:00 | 2:00 | 8.0532 | 60
2020-09-14 02:30 | 2:30 | 7.8821 | 60
2020-09-14 03:00 | 3:00 | 7.8772 | 60
2020-09-14 03:30 | 3:30 | 7.9578 | 60
2020-09-14 04:00 | 4:00 | 8.1055 | 60
2020-09-14 04:30 | 4:30 | 8.4395 | 60
2020-09-14 05:00 | 5:00 | 9.0257 | 60
2020-09-14 05:30 | 5:30 | 9.4379 | 60
2020-09-14 06:00 | 6:00 | 9.9587 | 60
2020-09-14 06:30 | 6:30 | 9.6368 | 60
2020-09-14 07:00 | 7:00 | 8.9223 | 60
2020-09-14 07:30 | 7:30 | 7.8997 | 60
2020-09-14 08:00 | 8:00 | 5.9718 | 60
2020-09-14 08:30 | 8:30 | 4.3798 | 60
2020-09-14 09:00 | 9:00 | 3.2703 | 60
2020-09-14 09:30 | 9:30 | 3.0116 | 60
2020-09-14 10:00 | 10:00 | 2.4508 | 60
2020-09-14 10:30 | 10:30 | 1.9458 | 60
2020-09-14 11:00 | 11:00 | 1.8917 | 60
2020-09-14 11:30 | 11:30 | 1.8771 | 60
2020-09-14 12:00 | 12:00 | 1.9009 | 60
2020-09-14 12:30 | 12:30 | 3.4796 | 60
2020-09-14 13:00 | 13:00 | 5.0648 | 60
2020-09-14 13:30 | 13:30 | 2.7112 | 60
2020-09-14 14:00 | 14:00 | 3.5618 | 60
2020-09-14 14:30 | 14:30 | 5.0877 | 60
2020-09-14 15:00 | 15:00 | 5.8057 | 60
2020-09-14 15:30 | 15:30 | 7.6063 | 60
2020-09-14 16:00 | 16:00 | 9.5095 | 60
2020-09-14 16:30 | 16:30 | 11.7357 | 60
2020-09-14 17:00 | 17:00 | 13.9639 | 60
2020-09-14 17:30 | 17:30 | 16.3574 | 60
2020-09-14 18:00 | 18:00 | 17.8243 | 60
2020-09-14 18:30 | 18:30 | 17.8495 | 60
2020-09-14 19:00 | 19:00 | 17.051 | 60
2020-09-14 19:30 | 19:30 | 16.3438 | 60
2020-09-14 20:00 | 20:00 | 15.5938 | 60
2020-09-14 20:30 | 20:30 | 14.5086 | 60
2020-09-14 21:00 | 21:00 | 13.443 | 60
2020-09-14 21:30 | 21:30 | 12.3898 | 60
2020-09-14 22:00 | 22:00 | 11.5092 | 60
2020-09-14 22:30 | 22:30 | 11.0627 | 60
2020-09-14 23:00 | 23:00 | 10.2279 | 60
2020-09-14 23:30 | 23:30 | 9.3572 | 60
2020-09-15 | 0:00 | 8.7936 | 60
2020-09-15 00:30 | 0:30 | 8.3298 | 60
2020-09-15 01:00 | 1:00 | 8.1711 | 60
2020-09-15 01:30 | 1:30 | 8.006 | 60
2020-09-15 02:00 | 2:00 | 7.8722 | 60
2020-09-15 02:30 | 2:30 | 7.6837 | 60
2020-09-15 03:00 | 3:00 | 7.6418 | 60
2020-09-15 03:30 | 3:30 | 7.6253 | 60
2020-09-15 04:00 | 4:00 | 7.7721 | 60
2020-09-15 04:30 | 4:30 | 8.2284 | 60
2020-09-15 05:00 | 5:00 | 8.7371 | 60
2020-09-15 05:30 | 5:30 | 9.171 | 60
2020-09-15 06:00 | 6:00 | 9.5949 | 60
2020-09-15 06:30 | 6:30 | 9.0258 | 60
2020-09-15 07:00 | 7:00 | 8.3319 | 60
2020-09-15 07:30 | 7:30 | 7.1974 | 60
2020-09-15 08:00 | 8:00 | 5.5964 | 60
2020-09-15 08:30 | 8:30 | 4.5753 | 60
2020-09-15 09:00 | 9:00 | 3.935 | 60
2020-09-15 09:30 | 9:30 | 2.6987 | 60
2020-09-15 10:00 | 10:00 | 2.0926 | 60
2020-09-15 10:30 | 10:30 | 2.0025 | 60
2020-09-15 11:00 | 11:00 | 1.8508 | 60
2020-09-15 11:30 | 11:30 | 1.8082 | 60
2020-09-15 12:00 | 12:00 | 1.825 | 60
2020-09-15 12:30 | 12:30 | 1.859 | 60
2020-09-15 13:00 | 13:00 | 1.9281 | 60
2020-09-15 13:30 | 13:30 | 2.4893 | 60
2020-09-15 14:00 | 14:00 | 3.6506 | 60
2020-09-15 14:30 | 14:30 | 5.0337 | 60
2020-09-15 15:00 | 15:00 | 7.0298 | 60
2020-09-15 15:30 | 15:30 | 9.3435 | 60
2020-09-15 16:00 | 16:00 | 9.5928 | 60
2020-09-15 16:30 | 16:30 | 11.7254 | 60
2020-09-15 17:00 | 17:00 | 13.7619 | 60
2020-09-15 17:30 | 17:30 | 15.6325 | 60
2020-09-15 18:00 | 18:00 | 17.1276 | 60
2020-09-15 18:30 | 18:30 | 17.4428 | 60
2020-09-15 19:00 | 19:00 | 16.7039 | 60
2020-09-15 19:30 | 19:30 | 15.936 | 60
2020-09-15 20:00 | 20:00 | 15.5557 | 60
2020-09-15 20:30 | 20:30 | 14.4505 | 60
2020-09-15 21:00 | 21:00 | 13.5727 | 60
2020-09-15 21:30 | 21:30 | 12.5291 | 60
2020-09-15 22:00 | 22:00 | 11.5841 | 60
2020-09-15 22:30 | 22:30 | 10.9044 | 60
2020-09-15 23:00 | 23:00 | 9.9494 | 60
2020-09-15 23:30 | 23:30 | 9.1679 | 60
2020-09-16 | 0:00 | 8.6403 | 60
2020-09-16 00:30 | 0:30 | 8.2801 | 60
2020-09-16 01:00 | 1:00 | 8.0472 | 60
2020-09-16 01:30 | 1:30 | 7.8845 | 60
2020-09-16 02:00 | 2:00 | 7.7956 | 60
2020-09-16 02:30 | 2:30 | 7.739 | 60
2020-09-16 03:00 | 3:00 | 7.6857 | 60
2020-09-16 03:30 | 3:30 | 7.7374 | 60
2020-09-16 04:00 | 4:00 | 7.9385 | 60
2020-09-16 04:30 | 4:30 | 8.2022 | 60
2020-09-16 05:00 | 5:00 | 8.586 | 60
2020-09-16 05:30 | 5:30 | 9.0371 | 60
2020-09-16 06:00 | 6:00 | 9.5755 | 60
2020-09-16 06:30 | 6:30 | 10.201 | 60
2020-09-16 07:00 | 7:00 | 8.5765 | 60
2020-09-16 07:30 | 7:30 | 7.3521 | 60
2020-09-16 08:00 | 8:00 | 6.4975 | 60
2020-09-16 08:30 | 8:30 | 7.8515 | 60
2020-09-16 09:00 | 9:00 | 5.2843 | 60
2020-09-16 09:30 | 9:30 | 3.0573 | 60
2020-09-16 10:00 | 10:00 | 2.3951 | 60
2020-09-16 10:30 | 10:30 | 2.0819 | 60
2020-09-16 11:00 | 11:00 | 2.2684 | 60
2020-09-16 11:30 | 11:30 | 2.384 | 60
2020-09-16 12:00 | 12:00 | 2.0383 | 60
2020-09-16 12:30 | 12:30 | 2.1163 | 60
2020-09-16 13:00 | 13:00 | 2.1003 | 60
2020-09-16 13:30 | 13:30 | 2.2982 | 60
2020-09-16 14:00 | 14:00 | 2.8986 | 60
2020-09-16 14:30 | 14:30 | 3.8813 | 60
2020-09-16 15:00 | 15:00 | 5.3157 | 60
2020-09-16 15:30 | 15:30 | 7.0195 | 60
2020-09-16 16:00 | 16:00 | 8.9713 | 60
2020-09-16 16:30 | 16:30 | 11.4029 | 60
2020-09-16 17:00 | 17:00 | 13.7375 | 60
2020-09-16 17:30 | 17:30 | 15.4576 | 60
2020-09-16 18:00 | 18:00 | 16.9703 | 60
2020-09-16 18:30 | 18:30 | 17.2812 | 60
2020-09-16 19:00 | 19:00 | 16.6515 | 60
2020-09-16 19:30 | 19:30 | 15.9872 | 60
2020-09-16 20:00 | 20:00 | 15.4791 | 60
2020-09-16 20:30 | 20:30 | 14.5794 | 60
2020-09-16 21:00 | 21:00 | 13.721 | 60
2020-09-16 21:30 | 21:30 | 12.5173 | 60
2020-09-16 22:00 | 22:00 | 11.6853 | 60
2020-09-16 22:30 | 22:30 | 11.0879 | 60
2020-09-16 23:00 | 23:00 | 10.1214 | 60
2020-09-16 23:30 | 23:30 | 9.2254 | 60
2020-09-17 | 0:00 | 8.5526 | 60
2020-09-17 00:30 | 0:30 | 8.2374 | 60
2020-09-17 01:00 | 1:00 | 7.9863 | 60
2020-09-17 01:30 | 1:30 | 7.7553 | 60
2020-09-17 02:00 | 2:00 | 7.6309 | 60
2020-09-17 02:30 | 2:30 | 7.6544 | 60
2020-09-17 03:00 | 3:00 | 7.6217 | 60
2020-09-17 03:30 | 3:30 | 7.7687 | 60
2020-09-17 04:00 | 4:00 | 7.929 | 60
2020-09-17 04:30 | 4:30 | 8.2317 | 60
2020-09-17 05:00 | 5:00 | 8.9102 | 60
2020-09-17 05:30 | 5:30 | 9.2152 | 60
2020-09-17 06:00 | 6:00 | 9.3774 | 60
2020-09-17 06:30 | 6:30 | 8.8413 | 60
2020-09-17 07:00 | 7:00 | 8.144 | 60
2020-09-17 07:30 | 7:30 | 7.0663 | 60
2020-09-17 08:00 | 8:00 | 5.3686 | 60
2020-09-17 08:30 | 8:30 | 4.1446 | 60
2020-09-17 09:00 | 9:00 | 3.1303 | 60
2020-09-17 09:30 | 9:30 | 2.4165 | 60
2020-09-17 10:00 | 10:00 | 2.6789 | 60
2020-09-17 10:30 | 10:30 | 2.0207 | 60
2020-09-17 11:00 | 11:00 | 1.8066 | 60
2020-09-17 11:30 | 11:30 | 1.8539 | 60
2020-09-17 12:00 | 12:00 | 1.8327 | 60
2020-09-17 12:30 | 12:30 | 1.7942 | 60
2020-09-17 13:00 | 13:00 | 1.843 | 60
2020-09-17 13:30 | 13:30 | 2.1099 | 60
2020-09-17 14:00 | 14:00 | 2.7782 | 60
2020-09-17 14:30 | 14:30 | 3.7949 | 60
2020-09-17 15:00 | 15:00 | 5.2422 | 60
2020-09-17 15:30 | 15:30 | 7.1879 | 60
2020-09-17 16:00 | 16:00 | 9.0218 | 60
2020-09-17 16:30 | 16:30 | 10.993 | 60
2020-09-17 17:00 | 17:00 | 13.2536 | 60
2020-09-17 17:30 | 17:30 | 14.9593 | 60
2020-09-17 18:00 | 18:00 | 16.5323 | 60
2020-09-17 18:30 | 18:30 | 16.9238 | 60
2020-09-17 19:00 | 19:00 | 16.323 | 60
2020-09-17 19:30 | 19:30 | 15.5876 | 60
2020-09-17 20:00 | 20:00 | 15.32 | 60
2020-09-17 20:30 | 20:30 | 14.4731 | 60
2020-09-17 21:00 | 21:00 | 13.5155 | 60
2020-09-17 21:30 | 21:30 | 12.7559 | 60
2020-09-17 22:00 | 22:00 | 11.6961 | 60
2020-09-17 22:30 | 22:30 | 11.1185 | 60
2020-09-17 23:00 | 23:00 | 10.2966 | 60
2020-09-17 23:30 | 23:30 | 9.4629 | 60
2020-09-18 | 0:00 | 8.8814 | 60
2020-09-18 00:30 | 0:30 | 8.4349 | 60
2020-09-18 01:00 | 1:00 | 8.1892 | 60
2020-09-18 01:30 | 1:30 | 7.9985 | 60
2020-09-18 02:00 | 2:00 | 7.7279 | 60
2020-09-18 02:30 | 2:30 | 7.6916 | 60
2020-09-18 03:00 | 3:00 | 7.6914 | 60
2020-09-18 03:30 | 3:30 | 7.756 | 60
2020-09-18 04:00 | 4:00 | 7.8977 | 60
2020-09-18 04:30 | 4:30 | 8.211 | 60
2020-09-18 05:00 | 5:00 | 8.7053 | 60
2020-09-18 05:30 | 5:30 | 8.949 | 60
2020-09-18 06:00 | 6:00 | 8.824 | 60
2020-09-18 06:30 | 6:30 | 8.5343 | 60
2020-09-18 07:00 | 7:00 | 8.0005 | 60
2020-09-18 07:30 | 7:30 | 6.914 | 60
2020-09-18 08:00 | 8:00 | 5.8618 | 60
2020-09-18 08:30 | 8:30 | 5.1528 | 60
2020-09-18 09:00 | 9:00 | 4.6367 | 60
2020-09-18 09:30 | 9:30 | 4.8218 | 60
2020-09-18 10:00 | 10:00 | 3.5076 | 60
2020-09-18 10:30 | 10:30 | 2.7556 | 60
2020-09-18 11:00 | 11:00 | 2.9957 | 60
2020-09-18 11:30 | 11:30 | 2.6628 | 60
2020-09-18 12:00 | 12:00 | 2.8999 | 60
2020-09-18 12:30 | 12:30 | 3.3902 | 60
2020-09-18 13:00 | 13:00 | 3.2691 | 60
2020-09-18 13:30 | 13:30 | 3.734 | 60
2020-09-18 14:00 | 14:00 | 4.7904 | 60
2020-09-18 14:30 | 14:30 | 5.4497 | 60
2020-09-18 15:00 | 15:00 | 7.3844 | 60
2020-09-18 15:30 | 15:30 | 11.4118 | 60
2020-09-18 16:00 | 16:00 | 11.7044 | 60
2020-09-18 16:30 | 16:30 | 12.1099 | 60
2020-09-18 17:00 | 17:00 | 13.3099 | 60
2020-09-18 17:30 | 17:30 | 14.8233 | 60
2020-09-18 18:00 | 18:00 | 15.8777 | 60
2020-09-18 18:30 | 18:30 | 16.0016 | 60
2020-09-18 19:00 | 19:00 | 15.4165 | 60
2020-09-18 19:30 | 19:30 | 14.9592 | 60
2020-09-18 20:00 | 20:00 | 14.5114 | 60
2020-09-18 20:30 | 20:30 | 13.9076 | 60
2020-09-18 21:00 | 21:00 | 13.4041 | 60
2020-09-18 21:30 | 21:30 | 12.1967 | 60
2020-09-18 22:00 | 22:00 | 11.5786 | 60
2020-09-18 22:30 | 22:30 | 11.0994 | 60
2020-09-18 23:00 | 23:00 | 10.308 | 60
2020-09-18 23:30 | 23:30 | 9.4606 | 60
2020-09-19 | 0:00 | 8.807 | 60
2020-09-19 00:30 | 0:30 | 8.5021 | 60
2020-09-19 01:00 | 1:00 | 8.1437 | 60
2020-09-19 01:30 | 1:30 | 8.04 | 60
2020-09-19 02:00 | 2:00 | 7.849 | 60
2020-09-19 02:30 | 2:30 | 7.714 | 60
2020-09-19 03:00 | 3:00 | 7.6281 | 60
2020-09-19 03:30 | 3:30 | 7.6073 | 60
2020-09-19 04:00 | 4:00 | 7.5662 | 60
2020-09-19 04:30 | 4:30 | 7.7255 | 60
2020-09-19 05:00 | 5:00 | 7.9164 | 60
2020-09-19 05:30 | 5:30 | 8.0312 | 60
2020-09-19 06:00 | 6:00 | 8.27 | 60
2020-09-19 06:30 | 6:30 | 7.8714 | 60
2020-09-19 07:00 | 7:00 | 7.085 | 60
2020-09-19 07:30 | 7:30 | 5.9769 | 60
2020-09-19 08:00 | 8:00 | 5.8121 | 60
2020-09-19 08:30 | 8:30 | 5.3322 | 60
2020-09-19 09:00 | 9:00 | 3.5844 | 60
2020-09-19 09:30 | 9:30 | 3.7005 | 60
2020-09-19 10:00 | 10:00 | 3.8886 | 60
2020-09-19 10:30 | 10:30 | 4.1826 | 60
2020-09-19 11:00 | 11:00 | 3.6425 | 60
2020-09-19 11:30 | 11:30 | 3.4322 | 60
2020-09-19 12:00 | 12:00 | 2.8825 | 60
2020-09-19 12:30 | 12:30 | 3.1089 | 60
2020-09-19 13:00 | 13:00 | 3.7318 | 60
2020-09-19 13:30 | 13:30 | 3.6493 | 60
2020-09-19 14:00 | 14:00 | 4.0155 | 60
2020-09-19 14:30 | 14:30 | 6.0794 | 60
2020-09-19 15:00 | 15:00 | 9.0343 | 60
2020-09-19 15:30 | 15:30 | 8.748 | 60
2020-09-19 16:00 | 16:00 | 10.9338 | 60
2020-09-19 16:30 | 16:30 | 12.441 | 60
2020-09-19 17:00 | 17:00 | 12.9579 | 60
2020-09-19 17:30 | 17:30 | 14.3451 | 60
2020-09-19 18:00 | 18:00 | 15.494 | 60
2020-09-19 18:30 | 18:30 | 15.3128 | 60
2020-09-19 19:00 | 19:00 | 14.8405 | 60
2020-09-19 19:30 | 19:30 | 14.485 | 60
2020-09-19 20:00 | 20:00 | 14.1071 | 60
2020-09-19 20:30 | 20:30 | 13.4608 | 60
2020-09-19 21:00 | 21:00 | 12.7107 | 60
2020-09-19 21:30 | 21:30 | 11.9121 | 60
2020-09-19 22:00 | 22:00 | 11.4273 | 60
2020-09-19 22:30 | 22:30 | 11.1001 | 60
2020-09-19 23:00 | 23:00 | 10.4185 | 60
2020-09-19 23:30 | 23:30 | 9.6045 | 60
2020-09-20 | 0:00 | 8.899 | 60
2020-09-20 00:30 | 0:30 | 8.6374 | 60
2020-09-20 01:00 | 1:00 | 8.3527 | 60
2020-09-20 01:30 | 1:30 | 8.182 | 60
2020-09-20 02:00 | 2:00 | 7.9504 | 60
2020-09-20 02:30 | 2:30 | 7.8116 | 60
2020-09-20 03:00 | 3:00 | 7.6723 | 60
2020-09-20 03:30 | 3:30 | 7.6956 | 60
2020-09-20 04:00 | 4:00 | 7.6977 | 60
2020-09-20 04:30 | 4:30 | 7.7519 | 60
2020-09-20 05:00 | 5:00 | 7.939 | 60
2020-09-20 05:30 | 5:30 | 7.9129 | 60
2020-09-20 06:00 | 6:00 | 8.0724 | 60
2020-09-20 06:30 | 6:30 | 7.8492 | 60
2020-09-20 07:00 | 7:00 | 6.917 | 60
2020-09-20 07:30 | 7:30 | 7.513 | 60
2020-09-20 08:00 | 8:00 | 7.2559 | 60
2020-09-20 08:30 | 8:30 | 7.2279 | 60
2020-09-20 09:00 | 9:00 | 6.2496 | 60
2020-09-20 09:30 | 9:30 | 7.8569 | 60
2020-09-20 10:00 | 10:00 | 6.2362 | 60
2020-09-20 10:30 | 10:30 | 4.3096 | 60
2020-09-20 11:00 | 11:00 | 4.8421 | 60
2020-09-20 11:30 | 11:30 | 3.844 | 60
2020-09-20 12:00 | 12:00 | 2.5053 | 60
2020-09-20 12:30 | 12:30 | 4.5893 | 60
2020-09-20 13:00 | 13:00 | 5.5304 | 60
2020-09-20 13:30 | 13:30 | 4.1584 | 60
2020-09-20 14:00 | 14:00 | 4.3982 | 60
2020-09-20 14:30 | 14:30 | 5.4293 | 60
2020-09-20 15:00 | 15:00 | 6.8674 | 60
2020-09-20 15:30 | 15:30 | 8.6724 | 60
2020-09-20 16:00 | 16:00 | 10.4106 | 60
2020-09-20 16:30 | 16:30 | 12.4311 | 60
2020-09-20 17:00 | 17:00 | 14.172 | 60
2020-09-20 17:30 | 17:30 | 15.8002 | 60
2020-09-20 18:00 | 18:00 | 17.2926 | 60
2020-09-20 18:30 | 18:30 | 17.5513 | 60
2020-09-20 19:00 | 19:00 | 16.5078 | 60
2020-09-20 19:30 | 19:30 | 15.6397 | 60
2020-09-20 20:00 | 20:00 | 14.9996 | 60
2020-09-20 20:30 | 20:30 | 14.137 | 60
2020-09-20 21:00 | 21:00 | 13.336 | 60
2020-09-20 21:30 | 21:30 | 12.5409 | 60
2020-09-20 22:00 | 22:00 | 11.6224 | 60
2020-09-20 22:30 | 22:30 | 11.1552 | 60
2020-09-20 23:00 | 23:00 | 10.3576 | 60
2020-09-20 23:30 | 23:30 | 9.3974 | 60
2020-09-21 | 0:00 | 8.798 | 60
2020-09-21 00:30 | 0:30 | 8.5232 | 60
2020-09-21 01:00 | 1:00 | 8.2133 | 60
2020-09-21 01:30 | 1:30 | 7.9857 | 60
2020-09-21 02:00 | 2:00 | 7.8764 | 60
2020-09-21 02:30 | 2:30 | 7.8231 | 60
2020-09-21 03:00 | 3:00 | 7.7781 | 60
2020-09-21 03:30 | 3:30 | 7.7744 | 60
2020-09-21 04:00 | 4:00 | 7.9022 | 60
2020-09-21 04:30 | 4:30 | 8.1976 | 60
2020-09-21 05:00 | 5:00 | 8.5335 | 60
2020-09-21 05:30 | 5:30 | 8.6905 | 60
2020-09-21 06:00 | 6:00 | 8.6158 | 60
2020-09-21 06:30 | 6:30 | 7.8098 | 60
2020-09-21 07:00 | 7:00 | 7.1307 | 60
2020-09-21 07:30 | 7:30 | 6.1094 | 60
2020-09-21 08:00 | 8:00 | 6.1909 | 60
2020-09-21 08:30 | 8:30 | 6.2324 | 60
2020-09-21 09:00 | 9:00 | 4.8482 | 60
2020-09-21 09:30 | 9:30 | 2.7571 | 60
2020-09-21 10:00 | 10:00 | 2.7618 | 60
2020-09-21 10:30 | 10:30 | 2.1998 | 60
2020-09-21 11:00 | 11:00 | 2.09 | 60
2020-09-21 11:30 | 11:30 | 1.8319 | 60
2020-09-21 12:00 | 12:00 | 2.3601 | 60
2020-09-21 12:30 | 12:30 | 2.5793 | 60
2020-09-21 13:00 | 13:00 | 3.3041 | 60
2020-09-21 13:30 | 13:30 | 3.0781 | 60
2020-09-21 14:00 | 14:00 | 4.237 | 60
2020-09-21 14:30 | 14:30 | 5.7615 | 60
2020-09-21 15:00 | 15:00 | 7.3289 | 60
2020-09-21 15:30 | 15:30 | 9.108 | 60
2020-09-21 16:00 | 16:00 | 10.916 | 60
2020-09-21 16:30 | 16:30 | 13.1265 | 60
2020-09-21 17:00 | 17:00 | 15.1583 | 60
2020-09-21 17:30 | 17:30 | 16.78 | 60
2020-09-21 18:00 | 18:00 | 17.9666 | 60
2020-09-21 18:30 | 18:30 | 18.1092 | 60
2020-09-21 19:00 | 19:00 | 17.1489 | 60
2020-09-21 19:30 | 19:30 | 16.5148 | 60
2020-09-21 20:00 | 20:00 | 15.8847 | 60
2020-09-21 20:30 | 20:30 | 15.0093 | 60
2020-09-21 21:00 | 21:00 | 13.7864 | 60
2020-09-21 21:30 | 21:30 | 12.6887 | 60
2020-09-21 22:00 | 22:00 | 12.0257 | 60
2020-09-21 22:30 | 22:30 | 11.5422 | 60
2020-09-21 23:00 | 23:00 | 10.6276 | 60
2020-09-21 23:30 | 23:30 | 9.7189 | 60
2020-09-22 | 0:00 | 9.1616 | 60
2020-09-22 00:30 | 0:30 | 8.7694 | 60
2020-09-22 01:00 | 1:00 | 8.5764 | 60
2020-09-22 01:30 | 1:30 | 8.3951 | 60
2020-09-22 02:00 | 2:00 | 8.1741 | 60
2020-09-22 02:30 | 2:30 | 7.8622 | 60
2020-09-22 03:00 | 3:00 | 7.8404 | 60
2020-09-22 03:30 | 3:30 | 7.8611 | 60
2020-09-22 04:00 | 4:00 | 7.9771 | 60
2020-09-22 04:30 | 4:30 | 8.3219 | 60
2020-09-22 05:00 | 5:00 | 8.6441 | 60
2020-09-22 05:30 | 5:30 | 8.7999 | 60
2020-09-22 06:00 | 6:00 | 9.245 | 60
2020-09-22 06:30 | 6:30 | 9.1658 | 60
2020-09-22 07:00 | 7:00 | 9.6989 | 60
2020-09-22 07:30 | 7:30 | 9.5702 | 60
2020-09-22 08:00 | 8:00 | 7.6302 | 60
2020-09-22 08:30 | 8:30 | 7.6752 | 60
2020-09-22 09:00 | 9:00 | 5.091 | 60
2020-09-22 09:30 | 9:30 | 6.4793 | 60
2020-09-22 10:00 | 10:00 | 7.168 | 60
2020-09-22 10:30 | 10:30 | 5.8415 | 60
2020-09-22 11:00 | 11:00 | 6.1303 | 60
2020-09-22 11:30 | 11:30 | 6.0504 | 60
2020-09-22 12:00 | 12:00 | 5.9572 | 60
2020-09-22 12:30 | 12:30 | 5.5045 | 60
2020-09-22 13:00 | 13:00 | 7.3712 | 60
2020-09-22 13:30 | 13:30 | 9.8913 | 60
2020-09-22 14:00 | 14:00 | 10.23 | 60
2020-09-22 14:30 | 14:30 | 10.709 | 60
2020-09-22 15:00 | 15:00 | 10.899 | 60
2020-09-22 15:30 | 15:30 | 11.4394 | 60
2020-09-22 16:00 | 16:00 | 10.7274 | 60
2020-09-22 16:30 | 16:30 | 11.2466 | 60
2020-09-22 17:00 | 17:00 | 14.0191 | 60
2020-09-22 17:30 | 17:30 | 16.194 | 60
2020-09-22 18:00 | 18:00 | 17.4538 | 60
2020-09-22 18:30 | 18:30 | 17.8475 | 60
2020-09-22 19:00 | 19:00 | 17.0947 | 60
2020-09-22 19:30 | 19:30 | 16.2629 | 60
2020-09-22 20:00 | 20:00 | 15.9156 | 60
2020-09-22 20:30 | 20:30 | 14.9037 | 60
2020-09-22 21:00 | 21:00 | 13.9013 | 60
2020-09-22 21:30 | 21:30 | 12.8932 | 60
2020-09-22 22:00 | 22:00 | 11.9811 | 60
2020-09-22 22:30 | 22:30 | 11.3427 | 60
2020-09-22 23:00 | 23:00 | 10.4895 | 60
2020-09-22 23:30 | 23:30 | 9.6947 | 60
2020-09-23 | 0:00 | 9.1023 | 60
2020-09-23 00:30 | 0:30 | 8.7349 | 60
2020-09-23 01:00 | 1:00 | 8.6299 | 60
2020-09-23 01:30 | 1:30 | 8.3255 | 60
2020-09-23 02:00 | 2:00 | 8.1061 | 60
2020-09-23 02:30 | 2:30 | 7.9512 | 60
2020-09-23 03:00 | 3:00 | 7.9595 | 60
2020-09-23 03:30 | 3:30 | 7.899 | 60
2020-09-23 04:00 | 4:00 | 8.1013 | 60
2020-09-23 04:30 | 4:30 | 8.2566 | 60
2020-09-23 05:00 | 5:00 | 8.6391 | 60
2020-09-23 05:30 | 5:30 | 8.9465 | 60
2020-09-23 06:00 | 6:00 | 9.4805 | 60
2020-09-23 06:30 | 6:30 | 10.051 | 60
2020-09-23 07:00 | 7:00 | 10.3956 | 60
2020-09-23 07:30 | 7:30 | 10.5641 | 60
2020-09-23 08:00 | 8:00 | 9.7315 | 60
2020-09-23 08:30 | 8:30 | 8.8789 | 60
2020-09-23 09:00 | 9:00 | 8.984 | 60
2020-09-23 09:30 | 9:30 | 9.8739 | 60
2020-09-23 10:00 | 10:00 | 8.009 | 60
2020-09-23 10:30 | 10:30 | 7.8486 | 60
2020-09-23 11:00 | 11:00 | 4.2699 | 60
2020-09-23 11:30 | 11:30 | 1.9699 | 60
2020-09-23 12:00 | 12:00 | 2.7259 | 60
2020-09-23 12:30 | 12:30 | 7.637 | 60
2020-09-23 13:00 | 13:00 | 7.5256 | 60
2020-09-23 13:30 | 13:30 | 7.0585 | 60
2020-09-23 14:00 | 14:00 | 4.4068 | 60
2020-09-23 14:30 | 14:30 | 6.2337 | 60
2020-09-23 15:00 | 15:00 | 9.8799 | 60
2020-09-23 15:30 | 15:30 | 10.3312 | 60
2020-09-23 16:00 | 16:00 | 9.8606 | 60
2020-09-23 16:30 | 16:30 | 11.9728 | 60
2020-09-23 17:00 | 17:00 | 13.8809 | 60
2020-09-23 17:30 | 17:30 | 15.6665 | 60
2020-09-23 18:00 | 18:00 | 17.1264 | 60
2020-09-23 18:30 | 18:30 | 17.3882 | 60
2020-09-23 19:00 | 19:00 | 16.6906 | 60
2020-09-23 19:30 | 19:30 | 15.9272 | 60
2020-09-23 20:00 | 20:00 | 15.4177 | 60
2020-09-23 20:30 | 20:30 | 14.3273 | 60
2020-09-23 21:00 | 21:00 | 13.5168 | 60
2020-09-23 21:30 | 21:30 | 12.587 | 60
2020-09-23 22:00 | 22:00 | 11.7767 | 60
2020-09-23 22:30 | 22:30 | 11.2054 | 60
2020-09-23 23:00 | 23:00 | 10.354 | 60
2020-09-23 23:30 | 23:30 | 9.2841 | 60
2020-09-24 | 0:00 | 8.7398 | 60
2020-09-24 00:30 | 0:30 | 8.442 | 60
2020-09-24 01:00 | 1:00 | 8.1194 | 60
2020-09-24 01:30 | 1:30 | 7.8706 | 60
2020-09-24 02:00 | 2:00 | 7.7661 | 60
2020-09-24 02:30 | 2:30 | 7.7406 | 60
2020-09-24 03:00 | 3:00 | 7.8041 | 60
2020-09-24 03:30 | 3:30 | 7.7288 | 60
2020-09-24 04:00 | 4:00 | 7.8303 | 60
2020-09-24 04:30 | 4:30 | 8.0022 | 60
2020-09-24 05:00 | 5:00 | 8.4644 | 60
2020-09-24 05:30 | 5:30 | 8.584 | 60
2020-09-24 06:00 | 6:00 | 8.5909 | 60
2020-09-24 06:30 | 6:30 | 8.3757 | 60
2020-09-24 07:00 | 7:00 | 6.5428 | 60
2020-09-24 07:30 | 7:30 | 6.3435 | 60
2020-09-24 08:00 | 8:00 | 6.062 | 60
2020-09-24 08:30 | 8:30 | 3.4702 | 60
2020-09-24 09:00 | 9:00 | 2.6177 | 60
2020-09-24 09:30 | 9:30 | 2.6225 | 60
2020-09-24 10:00 | 10:00 | 1.9253 | 60
2020-09-24 10:30 | 10:30 | 1.7704 | 60
2020-09-24 11:00 | 11:00 | 1.7163 | 60
2020-09-24 11:30 | 11:30 | 1.6539 | 60
2020-09-24 12:00 | 12:00 | 1.6268 | 60
2020-09-24 12:30 | 12:30 | 1.6551 | 60
2020-09-24 13:00 | 13:00 | 1.7725 | 60
2020-09-24 13:30 | 13:30 | 2.1989 | 60
2020-09-24 14:00 | 14:00 | 3.0558 | 60
2020-09-24 14:30 | 14:30 | 4.1786 | 60
2020-09-24 15:00 | 15:00 | 5.7298 | 60
2020-09-24 15:30 | 15:30 | 7.6282 | 60
2020-09-24 16:00 | 16:00 | 9.5053 | 60
2020-09-24 16:30 | 16:30 | 11.3468 | 60
2020-09-24 17:00 | 17:00 | 13.3422 | 60
2020-09-24 17:30 | 17:30 | 14.6868 | 60
2020-09-24 18:00 | 18:00 | 16.3281 | 60
2020-09-24 18:30 | 18:30 | 16.7566 | 60
2020-09-24 19:00 | 19:00 | 16.117 | 60
2020-09-24 19:30 | 19:30 | 15.6202 | 60
2020-09-24 20:00 | 20:00 | 15.1986 | 60
2020-09-24 20:30 | 20:30 | 14.3386 | 60
2020-09-24 21:00 | 21:00 | 13.3653 | 60
2020-09-24 21:30 | 21:30 | 12.4945 | 60
2020-09-24 22:00 | 22:00 | 11.6702 | 60
2020-09-24 22:30 | 22:30 | 11.0962 | 60
2020-09-24 23:00 | 23:00 | 10.1264 | 60
2020-09-24 23:30 | 23:30 | 9.4499 | 60
2020-09-25 | 0:00 | 8.9235 | 60
2020-09-25 00:30 | 0:30 | 8.5046 | 60
2020-09-25 01:00 | 1:00 | 8.271 | 60
2020-09-25 01:30 | 1:30 | 8.0666 | 60
2020-09-25 02:00 | 2:00 | 7.8157 | 60
2020-09-25 02:30 | 2:30 | 7.6996 | 60
2020-09-25 03:00 | 3:00 | 7.7967 | 60
2020-09-25 03:30 | 3:30 | 7.7535 | 60
2020-09-25 04:00 | 4:00 | 7.808 | 60
2020-09-25 04:30 | 4:30 | 8.051 | 60
2020-09-25 05:00 | 5:00 | 8.5039 | 60
2020-09-25 05:30 | 5:30 | 8.5732 | 60
2020-09-25 06:00 | 6:00 | 8.1849 | 60
2020-09-25 06:30 | 6:30 | 7.4895 | 60
2020-09-25 07:00 | 7:00 | 6.7292 | 60
2020-09-25 07:30 | 7:30 | 5.9437 | 60
2020-09-25 08:00 | 8:00 | 4.8737 | 60
2020-09-25 08:30 | 8:30 | 3.866 | 60
2020-09-25 09:00 | 9:00 | 3.1187 | 60
2020-09-25 09:30 | 9:30 | 4.3411 | 60
2020-09-25 10:00 | 10:00 | 4.069 | 60
2020-09-25 10:30 | 10:30 | 2.3035 | 60
2020-09-25 11:00 | 11:00 | 1.7962 | 60
2020-09-25 11:30 | 11:30 | 1.7905 | 60
2020-09-25 12:00 | 12:00 | 1.7679 | 60
2020-09-25 12:30 | 12:30 | 1.8152 | 60
2020-09-25 13:00 | 13:00 | 2.0184 | 60
2020-09-25 13:30 | 13:30 | 2.7136 | 60
2020-09-25 14:00 | 14:00 | 3.9406 | 60
2020-09-25 14:30 | 14:30 | 5.3373 | 60
2020-09-25 15:00 | 15:00 | 6.9158 | 60
2020-09-25 15:30 | 15:30 | 8.5947 | 60
2020-09-25 16:00 | 16:00 | 10.2371 | 60
2020-09-25 16:30 | 16:30 | 12.0005 | 60
2020-09-25 17:00 | 17:00 | 13.7965 | 60
2020-09-25 17:30 | 17:30 | 15.1508 | 60
2020-09-25 18:00 | 18:00 | 16.14 | 60
2020-09-25 18:30 | 18:30 | 16.501 | 60
2020-09-25 19:00 | 19:00 | 16.0431 | 60
2020-09-25 19:30 | 19:30 | 15.3601 | 60
2020-09-25 20:00 | 20:00 | 14.9542 | 60
2020-09-25 20:30 | 20:30 | 14.1611 | 60
2020-09-25 21:00 | 21:00 | 13.4404 | 60
2020-09-25 21:30 | 21:30 | 12.5392 | 60
2020-09-25 22:00 | 22:00 | 11.9877 | 60
2020-09-25 22:30 | 22:30 | 11.6121 | 60
2020-09-25 23:00 | 23:00 | 10.8248 | 60
2020-09-25 23:30 | 23:30 | 9.8884 | 60
2020-09-26 | 0:00 | 9.309 | 60
2020-09-26 00:30 | 0:30 | 8.8264 | 60
2020-09-26 01:00 | 1:00 | 8.6046 | 60
2020-09-26 01:30 | 1:30 | 8.3901 | 60
2020-09-26 02:00 | 2:00 | 8.0964 | 60
2020-09-26 02:30 | 2:30 | 7.9887 | 60
2020-09-26 03:00 | 3:00 | 7.9135 | 60
2020-09-26 03:30 | 3:30 | 7.854 | 60
2020-09-26 04:00 | 4:00 | 7.8171 | 60
2020-09-26 04:30 | 4:30 | 7.8418 | 60
2020-09-26 05:00 | 5:00 | 8.0353 | 60
2020-09-26 05:30 | 5:30 | 8.0868 | 60
2020-09-26 06:00 | 6:00 | 7.5874 | 60
2020-09-26 06:30 | 6:30 | 6.6755 | 60
2020-09-26 07:00 | 7:00 | 5.9704 | 60
2020-09-26 07:30 | 7:30 | 5.1231 | 60
2020-09-26 08:00 | 8:00 | 4.3389 | 60
2020-09-26 08:30 | 8:30 | 3.5885 | 60
2020-09-26 09:00 | 9:00 | 2.8764 | 60
2020-09-26 09:30 | 9:30 | 2.3543 | 60
2020-09-26 10:00 | 10:00 | 2.0553 | 60
2020-09-26 10:30 | 10:30 | 2.0647 | 60
2020-09-26 11:00 | 11:00 | 2.0597 | 60
2020-09-26 11:30 | 11:30 | 2.0155 | 60
2020-09-26 12:00 | 12:00 | 1.9849 | 60
2020-09-26 12:30 | 12:30 | 2.1384 | 60
2020-09-26 13:00 | 13:00 | 2.0223 | 60
2020-09-26 13:30 | 13:30 | 2.1322 | 60
2020-09-26 14:00 | 14:00 | 2.7079 | 60
2020-09-26 14:30 | 14:30 | 3.5944 | 60
2020-09-26 15:00 | 15:00 | 4.9259 | 60
2020-09-26 15:30 | 15:30 | 6.56 | 60
2020-09-26 16:00 | 16:00 | 8.3867 | 60
2020-09-26 16:30 | 16:30 | 10.4851 | 60
2020-09-26 17:00 | 17:00 | 12.4225 | 60
2020-09-26 17:30 | 17:30 | 13.7749 | 60
2020-09-26 18:00 | 18:00 | 14.8871 | 60
2020-09-26 18:30 | 18:30 | 15.2851 | 60
2020-09-26 19:00 | 19:00 | 14.7729 | 60
2020-09-26 19:30 | 19:30 | 14.3937 | 60
2020-09-26 20:00 | 20:00 | 13.8567 | 60
2020-09-26 20:30 | 20:30 | 13.2397 | 60
2020-09-26 21:00 | 21:00 | 12.5095 | 60
2020-09-26 21:30 | 21:30 | 11.9593 | 60
2020-09-26 22:00 | 22:00 | 11.4947 | 60
2020-09-26 22:30 | 22:30 | 10.7398 | 60
2020-09-26 23:00 | 23:00 | 9.4944 | 60
2020-09-26 23:30 | 23:30 | 8.5384 | 60
2020-09-27 | 0:00 | 6.5999 | 60
2020-09-27 00:30 | 0:30 | 5.4378 | 60
2020-09-27 01:00 | 1:00 | 4.5729 | 60
2020-09-27 01:30 | 1:30 | 4.4753 | 60
2020-09-27 02:00 | 2:00 | 3.4378 | 60
2020-09-27 02:30 | 2:30 | 2.413 | 60
2020-09-27 03:00 | 3:00 | 0.72299 | 60
2020-09-27 03:30 | 3:30 | 0 | 60
2020-09-27 04:00 | 4:00 | 0 | 60
2020-09-27 04:30 | 4:30 | 0 | 60
2020-09-27 05:00 | 5:00 | 0 | 60
2020-09-27 05:30 | 5:30 | 0 | 60
2020-09-27 06:00 | 6:00 | 0 | 60
2020-09-27 06:30 | 6:30 | 0 | 60
2020-09-27 07:00 | 7:00 | 0 | 60
2020-09-27 07:30 | 7:30 | 0 | 60
2020-09-27 08:00 | 8:00 | 0 | 60
2020-09-27 08:30 | 8:30 | 0 | 60
2020-09-27 09:00 | 9:00 | 0 | 60
2020-09-27 09:30 | 9:30 | 0 | 60
2020-09-27 10:00 | 10:00 | 0 | 60
2020-09-27 10:30 | 10:30 | 0 | 60
2020-09-27 11:00 | 11:00 | 0 | 60
2020-09-27 11:30 | 11:30 | 0 | 60
2020-09-27 12:00 | 12:00 | 0 | 60
2020-09-27 12:30 | 12:30 | 0 | 60
2020-09-27 13:00 | 13:00 | 0 | 60
2020-09-27 13:30 | 13:30 | 0.53136 | 60
2020-09-27 14:00 | 14:00 | 1.6233 | 60
2020-09-27 14:30 | 14:30 | 2.1602 | 60
2020-09-27 15:00 | 15:00 | 3.231 | 60
2020-09-27 15:30 | 15:30 | 5.0669 | 60
2020-09-27 16:00 | 16:00 | 8.213 | 60
2020-09-27 16:30 | 16:30 | 10.5352 | 60
2020-09-27 17:00 | 17:00 | 13.2978 | 60
2020-09-27 17:30 | 17:30 | 15.4124 | 60
2020-09-27 18:00 | 18:00 | 16.8531 | 60
2020-09-27 18:30 | 18:30 | 17.0904 | 60
2020-09-27 19:00 | 19:00 | 16.1027 | 60
2020-09-27 19:30 | 19:30 | 15.3047 | 60
2020-09-27 20:00 | 20:00 | 14.8142 | 60
2020-09-27 20:30 | 20:30 | 13.9578 | 60
2020-09-27 21:00 | 21:00 | 13.0334 | 60
2020-09-27 21:30 | 21:30 | 11.9877 | 60
2020-09-27 22:00 | 22:00 | 10.9878 | 60
2020-09-27 22:30 | 22:30 | 10.353 | 60
2020-09-27 23:00 | 23:00 | 9.703 | 60
2020-09-27 23:30 | 23:30 | 9.2795 | 60
2020-09-28 | 0:00 | 8.7433 | 60
2020-09-28 00:30 | 0:30 | 8.3838 | 60
2020-09-28 01:00 | 1:00 | 8.2375 | 60
2020-09-28 01:30 | 1:30 | 7.9598 | 60
2020-09-28 02:00 | 2:00 | 7.7637 | 60
2020-09-28 02:30 | 2:30 | 7.6784 | 60
2020-09-28 03:00 | 3:00 | 7.6686 | 60
2020-09-28 03:30 | 3:30 | 7.6635 | 60
2020-09-28 04:00 | 4:00 | 7.8651 | 60
2020-09-28 04:30 | 4:30 | 8.1362 | 60
2020-09-28 05:00 | 5:00 | 8.5472 | 60
2020-09-28 05:30 | 5:30 | 8.6728 | 60
2020-09-28 06:00 | 6:00 | 8.4032 | 60
2020-09-28 06:30 | 6:30 | 7.5823 | 60
2020-09-28 07:00 | 7:00 | 6.736 | 60
2020-09-28 07:30 | 7:30 | 5.5251 | 60
2020-09-28 08:00 | 8:00 | 4.28 | 60
2020-09-28 08:30 | 8:30 | 3.247 | 60
2020-09-28 09:00 | 9:00 | 2.6066 | 60
2020-09-28 09:30 | 9:30 | 2.3531 | 60
2020-09-28 10:00 | 10:00 | 2.1529 | 60
2020-09-28 10:30 | 10:30 | 2.1821 | 60
2020-09-28 11:00 | 11:00 | 2.203 | 60
2020-09-28 11:30 | 11:30 | 2.2671 | 60
2020-09-28 12:00 | 12:00 | 2.2574 | 60
2020-09-28 12:30 | 12:30 | 2.2184 | 60
2020-09-28 13:00 | 13:00 | 2.1299 | 60
2020-09-28 13:30 | 13:30 | 2.2416 | 60
2020-09-28 14:00 | 14:00 | 2.6344 | 60
2020-09-28 14:30 | 14:30 | 3.7 | 60
2020-09-28 15:00 | 15:00 | 5.8402 | 60
2020-09-28 15:30 | 15:30 | 7.0533 | 60
2020-09-28 16:00 | 16:00 | 8.9941 | 60
2020-09-28 16:30 | 16:30 | 11.3309 | 60
2020-09-28 17:00 | 17:00 | 13.4367 | 60
2020-09-28 17:30 | 17:30 | 15.634 | 60
2020-09-28 18:00 | 18:00 | 17.1732 | 60
2020-09-28 18:30 | 18:30 | 17.3534 | 60
2020-09-28 19:00 | 19:00 | 16.6082 | 60
2020-09-28 19:30 | 19:30 | 15.9361 | 60
2020-09-28 20:00 | 20:00 | 15.1316 | 60
2020-09-28 20:30 | 20:30 | 14.2566 | 60
2020-09-28 21:00 | 21:00 | 13.4068 | 60
2020-09-28 21:30 | 21:30 | 12.415 | 60
2020-09-28 22:00 | 22:00 | 11.5628 | 60
2020-09-28 22:30 | 22:30 | 11.0924 | 60
2020-09-28 23:00 | 23:00 | 10.1913 | 60
2020-09-28 23:30 | 23:30 | 9.3224 | 60
2020-09-29 | 0:00 | 8.7537 | 60
2020-09-29 00:30 | 0:30 | 8.3437 | 60
2020-09-29 01:00 | 1:00 | 8.1165 | 60
2020-09-29 01:30 | 1:30 | 7.8877 | 60
2020-09-29 02:00 | 2:00 | 7.8031 | 60
2020-09-29 02:30 | 2:30 | 7.6526 | 60
2020-09-29 03:00 | 3:00 | 7.6774 | 60
2020-09-29 03:30 | 3:30 | 7.5562 | 60
2020-09-29 04:00 | 4:00 | 7.8069 | 60
2020-09-29 04:30 | 4:30 | 8.1164 | 60
2020-09-29 05:00 | 5:00 | 8.4983 | 60
2020-09-29 05:30 | 5:30 | 8.6729 | 60
2020-09-29 06:00 | 6:00 | 8.6824 | 60
2020-09-29 06:30 | 6:30 | 7.4212 | 60
2020-09-29 07:00 | 7:00 | 6.3853 | 60
2020-09-29 07:30 | 7:30 | 5.1771 | 60
2020-09-29 08:00 | 8:00 | 4.794 | 60
2020-09-29 08:30 | 8:30 | 4.2249 | 60
2020-09-29 09:00 | 9:00 | 2.8472 | 60
2020-09-29 09:30 | 9:30 | 2.2796 | 60
2020-09-29 10:00 | 10:00 | 2.1618 | 60
2020-09-29 10:30 | 10:30 | 2.6319 | 60
2020-09-29 11:00 | 11:00 | 3.618 | 60
2020-09-29 11:30 | 11:30 | 3.9545 | 60
2020-09-29 12:00 | 12:00 | 2.5678 | 60
2020-09-29 12:30 | 12:30 | 2.1768 | 60
2020-09-29 13:00 | 13:00 | 2.1106 | 60
2020-09-29 13:30 | 13:30 | 2.3673 | 60
2020-09-29 14:00 | 14:00 | 2.8027 | 60
2020-09-29 14:30 | 14:30 | 3.3751 | 60
2020-09-29 15:00 | 15:00 | 4.7723 | 60
2020-09-29 15:30 | 15:30 | 6.4515 | 60
2020-09-29 16:00 | 16:00 | 8.5193 | 60
2020-09-29 16:30 | 16:30 | 10.7703 | 60
2020-09-29 17:00 | 17:00 | 12.9871 | 60
2020-09-29 17:30 | 17:30 | 14.8093 | 60
2020-09-29 18:00 | 18:00 | 16.7847 | 60
2020-09-29 18:30 | 18:30 | 17.1368 | 60
2020-09-29 19:00 | 19:00 | 16.5156 | 60
2020-09-29 19:30 | 19:30 | 15.8607 | 60
2020-09-29 20:00 | 20:00 | 15.3497 | 60
2020-09-29 20:30 | 20:30 | 14.4469 | 60
2020-09-29 21:00 | 21:00 | 13.4976 | 60
2020-09-29 21:30 | 21:30 | 12.4666 | 60
2020-09-29 22:00 | 22:00 | 11.5524 | 60
2020-09-29 22:30 | 22:30 | 11.0823 | 60
2020-09-29 23:00 | 23:00 | 10.1803 | 60
2020-09-29 23:30 | 23:30 | 9.2847 | 60
2020-09-30 | 0:00 | 8.8473 | 60
2020-09-30 00:30 | 0:30 | 8.5534 | 60
2020-09-30 01:00 | 1:00 | 8.2322 | 60
2020-09-30 01:30 | 1:30 | 8.0813 | 60
2020-09-30 02:00 | 2:00 | 7.8408 | 60
2020-09-30 02:30 | 2:30 | 7.8749 | 60
2020-09-30 03:00 | 3:00 | 7.7971 | 60
2020-09-30 03:30 | 3:30 | 7.7124 | 60
2020-09-30 04:00 | 4:00 | 7.9762 | 60
2020-09-30 04:30 | 4:30 | 8.2008 | 60
2020-09-30 05:00 | 5:00 | 8.6676 | 60
2020-09-30 05:30 | 5:30 | 8.8708 | 60
2020-09-30 06:00 | 6:00 | 8.9397 | 60
2020-09-30 06:30 | 6:30 | 7.6925 | 60
2020-09-30 07:00 | 7:00 | 5.7773 | 60
2020-09-30 07:30 | 7:30 | 6.1754 | 60
2020-09-30 08:00 | 8:00 | 7.9852 | 60
2020-09-30 08:30 | 8:30 | 4.1471 | 60
2020-09-30 09:00 | 9:00 | 3.0015 | 60
2020-09-30 09:30 | 9:30 | 4.2408 | 60
2020-09-30 10:00 | 10:00 | 4.6244 | 60
2020-09-30 10:30 | 10:30 | 2.0743 | 60
2020-09-30 11:00 | 11:00 | 3.1742 | 60
2020-09-30 11:30 | 11:30 | 5.4471 | 60
2020-09-30 12:00 | 12:00 | 4.4624 | 60
2020-09-30 12:30 | 12:30 | 4.3432 | 60
2020-09-30 13:00 | 13:00 | 2.2738 | 60
2020-09-30 13:30 | 13:30 | 3.168 | 60
2020-09-30 14:00 | 14:00 | 5.8137 | 60
2020-09-30 14:30 | 14:30 | 8.5336 | 60
2020-09-30 15:00 | 15:00 | 8.4521 | 60
2020-09-30 15:30 | 15:30 | 9.0891 | 60
2020-09-30 16:00 | 16:00 | 10.1696 | 60
2020-09-30 16:30 | 16:30 | 12.1149 | 60
2020-09-30 17:00 | 17:00 | 13.6557 | 60
2020-09-30 17:30 | 17:30 | 14.9447 | 60
2020-09-30 18:00 | 18:00 | 16.4287 | 60
2020-09-30 18:30 | 18:30 | 16.6937 | 60
2020-09-30 19:00 | 19:00 | 16.0968 | 60
2020-09-30 19:30 | 19:30 | 15.3666 | 60
2020-09-30 20:00 | 20:00 | 14.8376 | 60
2020-09-30 20:30 | 20:30 | 14.2222 | 60
2020-09-30 21:00 | 21:00 | 13.3102 | 60
2020-09-30 21:30 | 21:30 | 12.3875 | 60
2020-09-30 22:00 | 22:00 | 11.4483 | 60
2020-09-30 22:30 | 22:30 | 10.8606 | 60
2020-09-30 23:00 | 23:00 | 10.006 | 60
2020-09-30 23:30 | 23:30 | 9.3274 | 60
2020-10-01 | 0:00 | 8.7102 | 60
2020-10-01 00:30 | 0:30 | 8.2815 | 60
2020-10-01 01:00 | 1:00 | 8.0744 | 60
2020-10-01 01:30 | 1:30 | 7.8433 | 60
2020-10-01 02:00 | 2:00 | 7.6974 | 60
2020-10-01 02:30 | 2:30 | 7.6622 | 60
2020-10-01 03:00 | 3:00 | 7.7014 | 60
2020-10-01 03:30 | 3:30 | 7.627 | 60
2020-10-01 04:00 | 4:00 | 7.7804 | 60
2020-10-01 04:30 | 4:30 | 8.0686 | 60
2020-10-01 05:00 | 5:00 | 8.4724 | 60
2020-10-01 05:30 | 5:30 | 8.5032 | 60
2020-10-01 06:00 | 6:00 | 7.9897 | 60
2020-10-01 06:30 | 6:30 | 7.1371 | 60
2020-10-01 07:00 | 7:00 | 6.6917 | 60
2020-10-01 07:30 | 7:30 | 5.2575 | 60
2020-10-01 08:00 | 8:00 | 4.4385 | 60
2020-10-01 08:30 | 8:30 | 3.3615 | 60
2020-10-01 09:00 | 9:00 | 2.519 | 60
2020-10-01 09:30 | 9:30 | 2.1977 | 60
2020-10-01 10:00 | 10:00 | 2.1608 | 60
2020-10-01 10:30 | 10:30 | 2.1311 | 60
2020-10-01 11:00 | 11:00 | 2.7847 | 60
2020-10-01 11:30 | 11:30 | 1.9575 | 60
2020-10-01 12:00 | 12:00 | 1.9006 | 60
2020-10-01 12:30 | 12:30 | 1.754 | 60
2020-10-01 13:00 | 13:00 | 1.742 | 60
2020-10-01 13:30 | 13:30 | 2.2719 | 60
2020-10-01 14:00 | 14:00 | 2.7096 | 60
2020-10-01 14:30 | 14:30 | 5.4081 | 60
2020-10-01 15:00 | 15:00 | 8.4343 | 60
2020-10-01 15:30 | 15:30 | 6.6992 | 60
2020-10-01 16:00 | 16:00 | 9.3821 | 60
2020-10-01 16:30 | 16:30 | 12.5153 | 60
2020-10-01 17:00 | 17:00 | 13.6531 | 60
2020-10-01 17:30 | 17:30 | 14.7526 | 60
2020-10-01 18:00 | 18:00 | 16.1315 | 60
2020-10-01 18:30 | 18:30 | 16.4259 | 60
2020-10-01 19:00 | 19:00 | 15.9869 | 60
2020-10-01 19:30 | 19:30 | 15.3753 | 60
2020-10-01 20:00 | 20:00 | 14.9437 | 60
2020-10-01 20:30 | 20:30 | 14.1862 | 60
2020-10-01 21:00 | 21:00 | 13.5425 | 60
2020-10-01 21:30 | 21:30 | 12.4398 | 60
2020-10-01 22:00 | 22:00 | 11.6115 | 60
2020-10-01 22:30 | 22:30 | 11.0544 | 60
2020-10-01 23:00 | 23:00 | 10.2005 | 60
2020-10-01 23:30 | 23:30 | 9.3568 | 60
2020-10-02 | 0:00 | 8.9807 | 60
2020-10-02 00:30 | 0:30 | 8.5198 | 60
2020-10-02 01:00 | 1:00 | 8.2575 | 60
2020-10-02 01:30 | 1:30 | 8.0025 | 60
2020-10-02 02:00 | 2:00 | 7.8251 | 60
2020-10-02 02:30 | 2:30 | 7.7064 | 60
2020-10-02 03:00 | 3:00 | 7.7092 | 60
2020-10-02 03:30 | 3:30 | 7.6904 | 60
2020-10-02 04:00 | 4:00 | 7.7297 | 60
2020-10-02 04:30 | 4:30 | 8.0406 | 60
2020-10-02 05:00 | 5:00 | 8.3568 | 60
2020-10-02 05:30 | 5:30 | 8.4909 | 60
2020-10-02 06:00 | 6:00 | 7.8281 | 60
2020-10-02 06:30 | 6:30 | 7.1281 | 60
2020-10-02 07:00 | 7:00 | 6.291 | 60
2020-10-02 07:30 | 7:30 | 5.1735 | 60
2020-10-02 08:00 | 8:00 | 4.3255 | 60
2020-10-02 08:30 | 8:30 | 3.4343 | 60
2020-10-02 09:00 | 9:00 | 2.6485 | 60
2020-10-02 09:30 | 9:30 | 2.1573 | 60
2020-10-02 10:00 | 10:00 | 1.8145 | 60
2020-10-02 10:30 | 10:30 | 1.7892 | 60
2020-10-02 11:00 | 11:00 | 1.7167 | 60
2020-10-02 11:30 | 11:30 | 1.6397 | 60
2020-10-02 12:00 | 12:00 | 1.6629 | 60
2020-10-02 12:30 | 12:30 | 1.6889 | 60
2020-10-02 13:00 | 13:00 | 1.8419 | 60
2020-10-02 13:30 | 13:30 | 2.2715 | 60
2020-10-02 14:00 | 14:00 | 3.1347 | 60
2020-10-02 14:30 | 14:30 | 4.4319 | 60
2020-10-02 15:00 | 15:00 | 6.036 | 60
2020-10-02 15:30 | 15:30 | 7.8978 | 60
2020-10-02 16:00 | 16:00 | 9.8224 | 60
2020-10-02 16:30 | 16:30 | 11.633 | 60
2020-10-02 17:00 | 17:00 | 13.102 | 60
2020-10-02 17:30 | 17:30 | 14.5934 | 60
2020-10-02 18:00 | 18:00 | 15.8271 | 60
2020-10-02 18:30 | 18:30 | 16.3096 | 60
2020-10-02 19:00 | 19:00 | 15.7892 | 60
2020-10-02 19:30 | 19:30 | 15.2088 | 60
2020-10-02 20:00 | 20:00 | 14.7747 | 60
2020-10-02 20:30 | 20:30 | 14.0188 | 60
2020-10-02 21:00 | 21:00 | 13.331 | 60
2020-10-02 21:30 | 21:30 | 12.6883 | 60
2020-10-02 22:00 | 22:00 | 11.8202 | 60
2020-10-02 22:30 | 22:30 | 11.4676 | 60
2020-10-02 23:00 | 23:00 | 10.669 | 60
2020-10-02 23:30 | 23:30 | 9.7555 | 60
2020-10-03 | 0:00 | 9.1561 | 60
2020-10-03 00:30 | 0:30 | 8.747 | 60
2020-10-03 01:00 | 1:00 | 8.3875 | 60
2020-10-03 01:30 | 1:30 | 8.2203 | 60
2020-10-03 02:00 | 2:00 | 8.0732 | 60
2020-10-03 02:30 | 2:30 | 7.9073 | 60
2020-10-03 03:00 | 3:00 | 7.8418 | 60
2020-10-03 03:30 | 3:30 | 7.7552 | 60
2020-10-03 04:00 | 4:00 | 7.7946 | 60
2020-10-03 04:30 | 4:30 | 7.8736 | 60
2020-10-03 05:00 | 5:00 | 7.8465 | 60
2020-10-03 05:30 | 5:30 | 7.8141 | 60
2020-10-03 06:00 | 6:00 | 7.144 | 60
2020-10-03 06:30 | 6:30 | 6.2722 | 60
2020-10-03 07:00 | 7:00 | 5.7482 | 60
2020-10-03 07:30 | 7:30 | 5.067 | 60
2020-10-03 08:00 | 8:00 | 4.3625 | 60
2020-10-03 08:30 | 8:30 | 3.4094 | 60
2020-10-03 09:00 | 9:00 | 2.9094 | 60
2020-10-03 09:30 | 9:30 | 2.5547 | 60
2020-10-03 10:00 | 10:00 | 2.1532 | 60
2020-10-03 10:30 | 10:30 | 2.2241 | 60
2020-10-03 11:00 | 11:00 | 1.9156 | 60
2020-10-03 11:30 | 11:30 | 1.8907 | 60
2020-10-03 12:00 | 12:00 | 2.4643 | 60
2020-10-03 12:30 | 12:30 | 3.0071 | 60
2020-10-03 13:00 | 13:00 | 4.4965 | 60
2020-10-03 13:30 | 13:30 | 4.37 | 60
2020-10-03 14:00 | 14:00 | 4.416 | 60
2020-10-03 14:30 | 14:30 | 5.3478 | 60
2020-10-03 15:00 | 15:00 | 6.2996 | 60
2020-10-03 15:30 | 15:30 | 7.6611 | 60
2020-10-03 16:00 | 16:00 | 9.4429 | 60
2020-10-03 16:30 | 16:30 | 11.4311 | 60
2020-10-03 17:00 | 17:00 | 12.871 | 60
2020-10-03 17:30 | 17:30 | 13.9226 | 60
2020-10-03 18:00 | 18:00 | 15.0509 | 60
2020-10-03 18:30 | 18:30 | 15.379 | 60
2020-10-03 19:00 | 19:00 | 14.782 | 60
2020-10-03 19:30 | 19:30 | 14.3303 | 60
2020-10-03 20:00 | 20:00 | 13.8755 | 60
2020-10-03 20:30 | 20:30 | 13.0906 | 60
2020-10-03 21:00 | 21:00 | 12.563 | 60
2020-10-03 21:30 | 21:30 | 11.9666 | 60
2020-10-03 22:00 | 22:00 | 11.4847 | 60
2020-10-03 22:30 | 22:30 | 11.0645 | 60
2020-10-03 23:00 | 23:00 | 10.3837 | 60
2020-10-03 23:30 | 23:30 | 9.6281 | 60
2020-10-04 | 0:00 | 9.0175 | 60
2020-10-04 00:30 | 0:30 | 8.6277 | 60
2020-10-04 01:00 | 1:00 | 8.49 | 60
2020-10-04 01:30 | 1:30 | 8.1693 | 60
2020-10-04 02:00 | 2:00 | 7.9292 | 60
2020-10-04 02:30 | 2:30 | 7.8198 | 60
2020-10-04 03:00 | 3:00 | 7.8091 | 60
2020-10-04 03:30 | 3:30 | 7.6384 | 60
2020-10-04 04:00 | 4:00 | 7.6146 | 60
2020-10-04 04:30 | 4:30 | 7.7587 | 60
2020-10-04 05:00 | 5:00 | 7.8533 | 60
2020-10-04 05:30 | 5:30 | 7.5185 | 60
2020-10-04 06:00 | 6:00 | 6.7226 | 60
2020-10-04 06:30 | 6:30 | 6.546 | 60
2020-10-04 07:00 | 7:00 | 7.5709 | 60
2020-10-04 07:30 | 7:30 | 8.3962 | 60
2020-10-04 08:00 | 8:00 | 5.8675 | 60
2020-10-04 08:30 | 8:30 | 4.529 | 60
2020-10-04 09:00 | 9:00 | 3.1233 | 60
2020-10-04 09:30 | 9:30 | 2.3814 | 60
2020-10-04 10:00 | 10:00 | 2.1425 | 60
2020-10-04 10:30 | 10:30 | 2.0655 | 60
2020-10-04 11:00 | 11:00 | 2.0582 | 60
2020-10-04 11:30 | 11:30 | 2.045 | 60
2020-10-04 12:00 | 12:00 | 2.0084 | 60
2020-10-04 12:30 | 12:30 | 1.9791 | 60
2020-10-04 13:00 | 13:00 | 2.0546 | 60
2020-10-04 13:30 | 13:30 | 2.4747 | 60
2020-10-04 14:00 | 14:00 | 3.2373 | 60
2020-10-04 14:30 | 14:30 | 4.2428 | 60
2020-10-04 15:00 | 15:00 | 5.5932 | 60
2020-10-04 15:30 | 15:30 | 7.3321 | 60
2020-10-04 16:00 | 16:00 | 9.225 | 60
2020-10-04 16:30 | 16:30 | 11.2624 | 60
2020-10-04 17:00 | 17:00 | 13.0263 | 60
2020-10-04 17:30 | 17:30 | 14.4915 | 60
2020-10-04 18:00 | 18:00 | 15.6865 | 60
2020-10-04 18:30 | 18:30 | 15.9033 | 60
2020-10-04 19:00 | 19:00 | 15.0424 | 60
2020-10-04 19:30 | 19:30 | 14.5486 | 60
2020-10-04 20:00 | 20:00 | 13.9591 | 60
2020-10-04 20:30 | 20:30 | 13.4957 | 60
2020-10-04 21:00 | 21:00 | 12.7222 | 60
2020-10-04 21:30 | 21:30 | 12.0035 | 60
2020-10-04 22:00 | 22:00 | 11.3274 | 60
2020-10-04 22:30 | 22:30 | 10.921 | 60
2020-10-04 23:00 | 23:00 | 10.1654 | 60
2020-10-04 23:30 | 23:30 | 9.4005 | 60
2020-10-05 | 0:00 | 8.8215 | 60
2020-10-05 00:30 | 0:30 | 8.5535 | 60
2020-10-05 01:00 | 1:00 | 8.421 | 60
2020-10-05 01:30 | 1:30 | 8.1988 | 60
2020-10-05 02:00 | 2:00 | 7.959 | 60
2020-10-05 02:30 | 2:30 | 7.8501 | 60
2020-10-05 03:00 | 3:00 | 7.6515 | 60
2020-10-05 03:30 | 3:30 | 7.582 | 60
2020-10-05 04:00 | 4:00 | 7.7979 | 60
2020-10-05 04:30 | 4:30 | 7.7297 | 60
2020-10-05 05:00 | 5:00 | 7.8124 | 60
2020-10-05 05:30 | 5:30 | 7.6369 | 60
2020-10-05 06:00 | 6:00 | 6.7533 | 60
2020-10-05 06:30 | 6:30 | 6.1432 | 60
2020-10-05 07:00 | 7:00 | 6.2749 | 60
2020-10-05 07:30 | 7:30 | 5.9475 | 60
2020-10-05 08:00 | 8:00 | 5.9365 | 60
2020-10-05 08:30 | 8:30 | 5.4668 | 60
2020-10-05 09:00 | 9:00 | 4.7742 | 60
2020-10-05 09:30 | 9:30 | 5.379 | 60
2020-10-05 10:00 | 10:00 | 5.7803 | 60
2020-10-05 10:30 | 10:30 | 4.3274 | 60
2020-10-05 11:00 | 11:00 | 4.4783 | 60
2020-10-05 11:30 | 11:30 | 4.4366 | 60
2020-10-05 12:00 | 12:00 | 3.5521 | 60
2020-10-05 12:30 | 12:30 | 3.1005 | 60
2020-10-05 13:00 | 13:00 | 4.0993 | 60
2020-10-05 13:30 | 13:30 | 4.6173 | 60
2020-10-05 14:00 | 14:00 | 4.2402 | 60
2020-10-05 14:30 | 14:30 | 4.9466 | 60
2020-10-05 15:00 | 15:00 | 6.266 | 60
2020-10-05 15:30 | 15:30 | 8.2042 | 60
2020-10-05 16:00 | 16:00 | 10.259 | 60
2020-10-05 16:30 | 16:30 | 12.4384 | 60
2020-10-05 17:00 | 17:00 | 14.5593 | 60
2020-10-05 17:30 | 17:30 | 16.3444 | 60
2020-10-05 18:00 | 18:00 | 17.7078 | 60
2020-10-05 18:30 | 18:30 | 18.0017 | 60
2020-10-05 19:00 | 19:00 | 17.0092 | 60
2020-10-05 19:30 | 19:30 | 16.1217 | 60
2020-10-05 20:00 | 20:00 | 15.4172 | 60
2020-10-05 20:30 | 20:30 | 14.5952 | 60
2020-10-05 21:00 | 21:00 | 13.2433 | 60
2020-10-05 21:30 | 21:30 | 12.2922 | 60
2020-10-05 22:00 | 22:00 | 11.3555 | 60
2020-10-05 22:30 | 22:30 | 10.9397 | 60
2020-10-05 23:00 | 23:00 | 10.1551 | 60
2020-10-05 23:30 | 23:30 | 9.3091 | 60
2020-10-06 | 0:00 | 8.7479 | 60
2020-10-06 00:30 | 0:30 | 8.343 | 60
2020-10-06 01:00 | 1:00 | 8.1819 | 60
2020-10-06 01:30 | 1:30 | 7.9257 | 60
2020-10-06 02:00 | 2:00 | 7.8972 | 60
2020-10-06 02:30 | 2:30 | 7.7634 | 60
2020-10-06 03:00 | 3:00 | 7.7639 | 60
2020-10-06 03:30 | 3:30 | 7.7622 | 60
2020-10-06 04:00 | 4:00 | 7.836 | 60
2020-10-06 04:30 | 4:30 | 8.128 | 60
2020-10-06 05:00 | 5:00 | 8.568 | 60
2020-10-06 05:30 | 5:30 | 8.7183 | 60
2020-10-06 06:00 | 6:00 | 9.0124 | 60
2020-10-06 06:30 | 6:30 | 9.6079 | 60
2020-10-06 07:00 | 7:00 | 9.9718 | 60
2020-10-06 07:30 | 7:30 | 9.8262 | 60
2020-10-06 08:00 | 8:00 | 7.2177 | 60
2020-10-06 08:30 | 8:30 | 4.5152 | 60
2020-10-06 09:00 | 9:00 | 5.7092 | 60
2020-10-06 09:30 | 9:30 | 5.6652 | 60
2020-10-06 10:00 | 10:00 | 5.3594 | 60
2020-10-06 10:30 | 10:30 | 3.7169 | 60
2020-10-06 11:00 | 11:00 | 2.9237 | 60
2020-10-06 11:30 | 11:30 | 2.2738 | 60
2020-10-06 12:00 | 12:00 | 1.9579 | 60
2020-10-06 12:30 | 12:30 | 2.4185 | 60
2020-10-06 13:00 | 13:00 | 2.8307 | 60
2020-10-06 13:30 | 13:30 | 2.8372 | 60
2020-10-06 14:00 | 14:00 | 3.1477 | 60
2020-10-06 14:30 | 14:30 | 3.9602 | 60
2020-10-06 15:00 | 15:00 | 5.4738 | 60
2020-10-06 15:30 | 15:30 | 7.5836 | 60
2020-10-06 16:00 | 16:00 | 9.5915 | 60
2020-10-06 16:30 | 16:30 | 11.7353 | 60
2020-10-06 17:00 | 17:00 | 13.776 | 60
2020-10-06 17:30 | 17:30 | 15.5614 | 60
2020-10-06 18:00 | 18:00 | 16.8858 | 60
2020-10-06 18:30 | 18:30 | 17.3554 | 60
2020-10-06 19:00 | 19:00 | 16.5554 | 60
2020-10-06 19:30 | 19:30 | 15.7943 | 60
2020-10-06 20:00 | 20:00 | 15.167 | 60
2020-10-06 20:30 | 20:30 | 14.2122 | 60
2020-10-06 21:00 | 21:00 | 13.1532 | 60
2020-10-06 21:30 | 21:30 | 12.2925 | 60
2020-10-06 22:00 | 22:00 | 11.3809 | 60
2020-10-06 22:30 | 22:30 | 10.9513 | 60
2020-10-06 23:00 | 23:00 | 10.0437 | 60
2020-10-06 23:30 | 23:30 | 9.2052 | 60
2020-10-07 | 0:00 | 8.6833 | 60
2020-10-07 00:30 | 0:30 | 8.3312 | 60
2020-10-07 01:00 | 1:00 | 8.0711 | 60
2020-10-07 01:30 | 1:30 | 7.9544 | 60
2020-10-07 02:00 | 2:00 | 7.8721 | 60
2020-10-07 02:30 | 2:30 | 7.6465 | 60
2020-10-07 03:00 | 3:00 | 7.7086 | 60
2020-10-07 03:30 | 3:30 | 7.7565 | 60
2020-10-07 04:00 | 4:00 | 7.9066 | 60
2020-10-07 04:30 | 4:30 | 8.1985 | 60
2020-10-07 05:00 | 5:00 | 8.6509 | 60
2020-10-07 05:30 | 5:30 | 8.7675 | 60
2020-10-07 06:00 | 6:00 | 8.6941 | 60
2020-10-07 06:30 | 6:30 | 7.9054 | 60
2020-10-07 07:00 | 7:00 | 7.2692 | 60
2020-10-07 07:30 | 7:30 | 7.2042 | 60
2020-10-07 08:00 | 8:00 | 5.2199 | 60
2020-10-07 08:30 | 8:30 | 4.0822 | 60
2020-10-07 09:00 | 9:00 | 4.8484 | 60
2020-10-07 09:30 | 9:30 | 3.1257 | 60
2020-10-07 10:00 | 10:00 | 3.4251 | 60
2020-10-07 10:30 | 10:30 | 1.9488 | 60
2020-10-07 11:00 | 11:00 | 1.9606 | 60
2020-10-07 11:30 | 11:30 | 2.0305 | 60
2020-10-07 12:00 | 12:00 | 1.9663 | 60
2020-10-07 12:30 | 12:30 | 1.7526 | 60
2020-10-07 13:00 | 13:00 | 1.8435 | 60
2020-10-07 13:30 | 13:30 | 2.1394 | 60
2020-10-07 14:00 | 14:00 | 2.8486 | 60
2020-10-07 14:30 | 14:30 | 4.0027 | 60
2020-10-07 15:00 | 15:00 | 5.6426 | 60
2020-10-07 15:30 | 15:30 | 7.7781 | 60
2020-10-07 16:00 | 16:00 | 9.7154 | 60
2020-10-07 16:30 | 16:30 | 11.6793 | 60
2020-10-07 17:00 | 17:00 | 13.2756 | 60
2020-10-07 17:30 | 17:30 | 15.2909 | 60
2020-10-07 18:00 | 18:00 | 16.9392 | 60
2020-10-07 18:30 | 18:30 | 17.4701 | 60
2020-10-07 19:00 | 19:00 | 16.6789 | 60
2020-10-07 19:30 | 19:30 | 15.9367 | 60
2020-10-07 20:00 | 20:00 | 15.2773 | 60
2020-10-07 20:30 | 20:30 | 14.4768 | 60
2020-10-07 21:00 | 21:00 | 13.3495 | 60
2020-10-07 21:30 | 21:30 | 12.3346 | 60
2020-10-07 22:00 | 22:00 | 11.3459 | 60
2020-10-07 22:30 | 22:30 | 10.8138 | 60
2020-10-07 23:00 | 23:00 | 9.9627 | 60
2020-10-07 23:30 | 23:30 | 9.0403 | 60
2020-10-08 | 0:00 | 8.5723 | 60
2020-10-08 00:30 | 0:30 | 8.1732 | 60
2020-10-08 01:00 | 1:00 | 8.0344 | 60
2020-10-08 01:30 | 1:30 | 7.8701 | 60
2020-10-08 02:00 | 2:00 | 7.6433 | 60
2020-10-08 02:30 | 2:30 | 7.5784 | 60
2020-10-08 03:00 | 3:00 | 7.6284 | 60
2020-10-08 03:30 | 3:30 | 7.6889 | 60
2020-10-08 04:00 | 4:00 | 7.7795 | 60
2020-10-08 04:30 | 4:30 | 8.0906 | 60
2020-10-08 05:00 | 5:00 | 8.4628 | 60
2020-10-08 05:30 | 5:30 | 8.4869 | 60
2020-10-08 06:00 | 6:00 | 8.5632 | 60
2020-10-08 06:30 | 6:30 | 8.7004 | 60
2020-10-08 07:00 | 7:00 | 8.0969 | 60
2020-10-08 07:30 | 7:30 | 7.1383 | 60
2020-10-08 08:00 | 8:00 | 5.1206 | 60
2020-10-08 08:30 | 8:30 | 5.1654 | 60
2020-10-08 09:00 | 9:00 | 3.8365 | 60
2020-10-08 09:30 | 9:30 | 3.616 | 60
2020-10-08 10:00 | 10:00 | 2.8202 | 60
2020-10-08 10:30 | 10:30 | 2.6651 | 60
2020-10-08 11:00 | 11:00 | 1.9883 | 60
2020-10-08 11:30 | 11:30 | 1.9133 | 60
2020-10-08 12:00 | 12:00 | 1.7643 | 60
2020-10-08 12:30 | 12:30 | 3.2992 | 60
2020-10-08 13:00 | 13:00 | 3.4943 | 60
2020-10-08 13:30 | 13:30 | 3.9604 | 60
2020-10-08 14:00 | 14:00 | 6.0889 | 60
2020-10-08 14:30 | 14:30 | 7.3669 | 60
2020-10-08 15:00 | 15:00 | 7.8483 | 60
2020-10-08 15:30 | 15:30 | 8.4242 | 60
2020-10-08 16:00 | 16:00 | 10.1761 | 60
2020-10-08 16:30 | 16:30 | 11.6866 | 60
2020-10-08 17:00 | 17:00 | 12.7682 | 60
2020-10-08 17:30 | 17:30 | 14.9214 | 60
2020-10-08 18:00 | 18:00 | 16.3661 | 60
2020-10-08 18:30 | 18:30 | 17.124 | 60
2020-10-08 19:00 | 19:00 | 16.3647 | 60
2020-10-08 19:30 | 19:30 | 15.7891 | 60
2020-10-08 20:00 | 20:00 | 15.3249 | 60
2020-10-08 20:30 | 20:30 | 14.4129 | 60
2020-10-08 21:00 | 21:00 | 13.5787 | 60
2020-10-08 21:30 | 21:30 | 12.5512 | 60
2020-10-08 22:00 | 22:00 | 11.5542 | 60
2020-10-08 22:30 | 22:30 | 10.9297 | 60
2020-10-08 23:00 | 23:00 | 10.0924 | 60
2020-10-08 23:30 | 23:30 | 9.2937 | 60
2020-10-09 | 0:00 | 8.646 | 60
2020-10-09 00:30 | 0:30 | 8.4114 | 60
2020-10-09 01:00 | 1:00 | 8.2309 | 60
2020-10-09 01:30 | 1:30 | 8.0429 | 60
2020-10-09 02:00 | 2:00 | 7.9624 | 60
2020-10-09 02:30 | 2:30 | 7.7475 | 60
2020-10-09 03:00 | 3:00 | 7.7904 | 60
2020-10-09 03:30 | 3:30 | 7.7715 | 60
2020-10-09 04:00 | 4:00 | 7.8747 | 60
2020-10-09 04:30 | 4:30 | 8.1684 | 60
2020-10-09 05:00 | 5:00 | 8.524 | 60
2020-10-09 05:30 | 5:30 | 8.4493 | 60
2020-10-09 06:00 | 6:00 | 7.9734 | 60
2020-10-09 06:30 | 6:30 | 7.4531 | 60
2020-10-09 07:00 | 7:00 | 6.826 | 60
2020-10-09 07:30 | 7:30 | 5.8445 | 60
2020-10-09 08:00 | 8:00 | 4.3959 | 60
2020-10-09 08:30 | 8:30 | 3.5643 | 60
2020-10-09 09:00 | 9:00 | 3.251 | 60
2020-10-09 09:30 | 9:30 | 2.2271 | 60
2020-10-09 10:00 | 10:00 | 2.3622 | 60
2020-10-09 10:30 | 10:30 | 1.7651 | 60
2020-10-09 11:00 | 11:00 | 2.7894 | 60
2020-10-09 11:30 | 11:30 | 3.9404 | 60
2020-10-09 12:00 | 12:00 | 4.584 | 60
2020-10-09 12:30 | 12:30 | 5.5551 | 60
2020-10-09 13:00 | 13:00 | 6.8105 | 60
2020-10-09 13:30 | 13:30 | 5.3176 | 60
2020-10-09 14:00 | 14:00 | 4.2702 | 60
2020-10-09 14:30 | 14:30 | 5.8833 | 60
2020-10-09 15:00 | 15:00 | 7.6258 | 60
2020-10-09 15:30 | 15:30 | 9.5653 | 60
2020-10-09 16:00 | 16:00 | 11.3796 | 60
2020-10-09 16:30 | 16:30 | 13.0184 | 60
2020-10-09 17:00 | 17:00 | 14.498 | 60
2020-10-09 17:30 | 17:30 | 15.078 | 60
2020-10-09 18:00 | 18:00 | 16.312 | 60
2020-10-09 18:30 | 18:30 | 16.7998 | 60
2020-10-09 19:00 | 19:00 | 16.2645 | 60
2020-10-09 19:30 | 19:30 | 15.5609 | 60
2020-10-09 20:00 | 20:00 | 15.1627 | 60
2020-10-09 20:30 | 20:30 | 14.2385 | 60
2020-10-09 21:00 | 21:00 | 13.4755 | 60
2020-10-09 21:30 | 21:30 | 12.8124 | 60
2020-10-09 22:00 | 22:00 | 12.0932 | 60
2020-10-09 22:30 | 22:30 | 11.6778 | 60
2020-10-09 23:00 | 23:00 | 10.7249 | 60
2020-10-09 23:30 | 23:30 | 9.766 | 60
2020-10-10 | 0:00 | 9.1512 | 60
2020-10-10 00:30 | 0:30 | 8.7085 | 60
2020-10-10 01:00 | 1:00 | 8.4548 | 60
2020-10-10 01:30 | 1:30 | 8.3761 | 60
2020-10-10 02:00 | 2:00 | 8.1689 | 60
2020-10-10 02:30 | 2:30 | 7.9931 | 60
2020-10-10 03:00 | 3:00 | 7.9315 | 60
2020-10-10 03:30 | 3:30 | 7.8131 | 60
2020-10-10 04:00 | 4:00 | 7.8767 | 60
2020-10-10 04:30 | 4:30 | 7.9214 | 60
2020-10-10 05:00 | 5:00 | 8.0592 | 60
2020-10-10 05:30 | 5:30 | 7.708 | 60
2020-10-10 06:00 | 6:00 | 6.9223 | 60
2020-10-10 06:30 | 6:30 | 6.0251 | 60
2020-10-10 07:00 | 7:00 | 5.3494 | 60
2020-10-10 07:30 | 7:30 | 4.6772 | 60
2020-10-10 08:00 | 8:00 | 4.1089 | 60
2020-10-10 08:30 | 8:30 | 3.5171 | 60
2020-10-10 09:00 | 9:00 | 2.9015 | 60
2020-10-10 09:30 | 9:30 | 2.3332 | 60
2020-10-10 10:00 | 10:00 | 1.9985 | 60
2020-10-10 10:30 | 10:30 | 1.8885 | 60
2020-10-10 11:00 | 11:00 | 1.8313 | 60
2020-10-10 11:30 | 11:30 | 1.82 | 60
2020-10-10 12:00 | 12:00 | 1.7741 | 60
2020-10-10 12:30 | 12:30 | 2.1015 | 60
2020-10-10 13:00 | 13:00 | 2.2466 | 60
2020-10-10 13:30 | 13:30 | 2.7056 | 60
2020-10-10 14:00 | 14:00 | 3.4532 | 60
2020-10-10 14:30 | 14:30 | 5.384 | 60
2020-10-10 15:00 | 15:00 | 7.8428 | 60
2020-10-10 15:30 | 15:30 | 8.6278 | 60
2020-10-10 16:00 | 16:00 | 10.4817 | 60
2020-10-10 16:30 | 16:30 | 11.6835 | 60
2020-10-10 17:00 | 17:00 | 13.0737 | 60
2020-10-10 17:30 | 17:30 | 14.3217 | 60
2020-10-10 18:00 | 18:00 | 15.2768 | 60
2020-10-10 18:30 | 18:30 | 15.8633 | 60
2020-10-10 19:00 | 19:00 | 15.289 | 60
2020-10-10 19:30 | 19:30 | 14.6049 | 60
2020-10-10 20:00 | 20:00 | 14.1945 | 60
2020-10-10 20:30 | 20:30 | 13.3874 | 60
2020-10-10 21:00 | 21:00 | 12.8343 | 60
2020-10-10 21:30 | 21:30 | 12.2044 | 60
2020-10-10 22:00 | 22:00 | 11.5687 | 60
2020-10-10 22:30 | 22:30 | 11.0732 | 60
2020-10-10 23:00 | 23:00 | 10.4964 | 60
2020-10-10 23:30 | 23:30 | 9.7563 | 60
2020-10-11 | 0:00 | 9.2253 | 60
2020-10-11 00:30 | 0:30 | 8.6416 | 60
2020-10-11 01:00 | 1:00 | 8.372 | 60
2020-10-11 01:30 | 1:30 | 8.3197 | 60
2020-10-11 02:00 | 2:00 | 8.0034 | 60
2020-10-11 02:30 | 2:30 | 7.8968 | 60
2020-10-11 03:00 | 3:00 | 7.7889 | 60
2020-10-11 03:30 | 3:30 | 7.7779 | 60
2020-10-11 04:00 | 4:00 | 7.7279 | 60
2020-10-11 04:30 | 4:30 | 7.79 | 60
2020-10-11 05:00 | 5:00 | 7.8695 | 60
2020-10-11 05:30 | 5:30 | 7.4845 | 60
2020-10-11 06:00 | 6:00 | 6.7466 | 60
2020-10-11 06:30 | 6:30 | 5.8635 | 60
2020-10-11 07:00 | 7:00 | 5.2437 | 60
2020-10-11 07:30 | 7:30 | 4.6025 | 60
2020-10-11 08:00 | 8:00 | 4.0607 | 60
2020-10-11 08:30 | 8:30 | 3.5737 | 60
2020-10-11 09:00 | 9:00 | 3.9298 | 60
2020-10-11 09:30 | 9:30 | 3.484 | 60
2020-10-11 10:00 | 10:00 | 3.6372 | 60
2020-10-11 10:30 | 10:30 | 3.8 | 60
2020-10-11 11:00 | 11:00 | 3.5835 | 60
2020-10-11 11:30 | 11:30 | 3.7362 | 60
2020-10-11 12:00 | 12:00 | 4.0686 | 60
2020-10-11 12:30 | 12:30 | 3.6597 | 60
2020-10-11 13:00 | 13:00 | 3.6506 | 60
2020-10-11 13:30 | 13:30 | 3.804 | 60
2020-10-11 14:00 | 14:00 | 4.1833 | 60
2020-10-11 14:30 | 14:30 | 5.1827 | 60
2020-10-11 15:00 | 15:00 | 6.9444 | 60
2020-10-11 15:30 | 15:30 | 8.8344 | 60
2020-10-11 16:00 | 16:00 | 11.0096 | 60
2020-10-11 16:30 | 16:30 | 13.0129 | 60
2020-10-11 17:00 | 17:00 | 14.4913 | 60
2020-10-11 17:30 | 17:30 | 15.9347 | 60
2020-10-11 18:00 | 18:00 | 17.1292 | 60
2020-10-11 18:30 | 18:30 | 17.4302 | 60
2020-10-11 19:00 | 19:00 | 16.6442 | 60
2020-10-11 19:30 | 19:30 | 15.9122 | 60
2020-10-11 20:00 | 20:00 | 15.3318 | 60
2020-10-11 20:30 | 20:30 | 14.2758 | 60
2020-10-11 21:00 | 21:00 | 13.3428 | 60
2020-10-11 21:30 | 21:30 | 12.3447 | 60
2020-10-11 22:00 | 22:00 | 11.4808 | 60
2020-10-11 22:30 | 22:30 | 10.906 | 60
2020-10-11 23:00 | 23:00 | 10.2358 | 60
2020-10-11 23:30 | 23:30 | 9.3582 | 60
2020-10-12 | 0:00 | 8.8058 | 60
2020-10-12 00:30 | 0:30 | 8.4944 | 60
2020-10-12 01:00 | 1:00 | 8.2586 | 60
2020-10-12 01:30 | 1:30 | 8.2328 | 60
2020-10-12 02:00 | 2:00 | 7.9806 | 60
2020-10-12 02:30 | 2:30 | 7.8024 | 60
2020-10-12 03:00 | 3:00 | 7.826 | 60
2020-10-12 03:30 | 3:30 | 7.8399 | 60
2020-10-12 04:00 | 4:00 | 8.0099 | 60
2020-10-12 04:30 | 4:30 | 8.2314 | 60
2020-10-12 05:00 | 5:00 | 8.5167 | 60
2020-10-12 05:30 | 5:30 | 8.5309 | 60
2020-10-12 06:00 | 6:00 | 8.6424 | 60
2020-10-12 06:30 | 6:30 | 8.5555 | 60
2020-10-12 07:00 | 7:00 | 8.5223 | 60
2020-10-12 07:30 | 7:30 | 7.1775 | 60
2020-10-12 08:00 | 8:00 | 5.3496 | 60
2020-10-12 08:30 | 8:30 | 3.9319 | 60
2020-10-12 09:00 | 9:00 | 4.4026 | 60
2020-10-12 09:30 | 9:30 | 4.216 | 60
2020-10-12 10:00 | 10:00 | 3.0661 | 60
2020-10-12 10:30 | 10:30 | 2.9334 | 60
2020-10-12 11:00 | 11:00 | 2.5675 | 60
2020-10-12 11:30 | 11:30 | 4.6576 | 60
2020-10-12 12:00 | 12:00 | 2.6016 | 60
2020-10-12 12:30 | 12:30 | 2.0712 | 60
2020-10-12 13:00 | 13:00 | 2.6534 | 60
2020-10-12 13:30 | 13:30 | 3.1997 | 60
2020-10-12 14:00 | 14:00 | 4.4716 | 60
2020-10-12 14:30 | 14:30 | 5.095 | 60
2020-10-12 15:00 | 15:00 | 6.1639 | 60
2020-10-12 15:30 | 15:30 | 7.7748 | 60
2020-10-12 16:00 | 16:00 | 10.7973 | 60
2020-10-12 16:30 | 16:30 | 12.7131 | 60
2020-10-12 17:00 | 17:00 | 13.6234 | 60
2020-10-12 17:30 | 17:30 | 15.6632 | 60
2020-10-12 18:00 | 18:00 | 17.2112 | 60
2020-10-12 18:30 | 18:30 | 17.5162 | 60
2020-10-12 19:00 | 19:00 | 16.5182 | 60
2020-10-12 19:30 | 19:30 | 15.8051 | 60
2020-10-12 20:00 | 20:00 | 15.1558 | 60
2020-10-12 20:30 | 20:30 | 14.1193 | 60
2020-10-12 21:00 | 21:00 | 13.3183 | 60
2020-10-12 21:30 | 21:30 | 12.2125 | 60
2020-10-12 22:00 | 22:00 | 11.3672 | 60
2020-10-12 22:30 | 22:30 | 10.881 | 60
2020-10-12 23:00 | 23:00 | 10.0448 | 60
2020-10-12 23:30 | 23:30 | 9.2867 | 60
2020-10-13 | 0:00 | 8.7335 | 60
2020-10-13 00:30 | 0:30 | 8.4067 | 60
2020-10-13 01:00 | 1:00 | 8.3217 | 60
2020-10-13 01:30 | 1:30 | 8.08 | 60
2020-10-13 02:00 | 2:00 | 7.8682 | 60
2020-10-13 02:30 | 2:30 | 7.8636 | 60
2020-10-13 03:00 | 3:00 | 7.7971 | 60
2020-10-13 03:30 | 3:30 | 7.7309 | 60
2020-10-13 04:00 | 4:00 | 7.867 | 60
2020-10-13 04:30 | 4:30 | 8.0578 | 60
2020-10-13 05:00 | 5:00 | 8.4471 | 60
2020-10-13 05:30 | 5:30 | 8.2963 | 60
2020-10-13 06:00 | 6:00 | 7.9841 | 60
2020-10-13 06:30 | 6:30 | 7.9205 | 60
2020-10-13 07:00 | 7:00 | 6.7309 | 60
2020-10-13 07:30 | 7:30 | 5.5484 | 60
2020-10-13 08:00 | 8:00 | 4.5514 | 60
2020-10-13 08:30 | 8:30 | 3.0432 | 60
2020-10-13 09:00 | 9:00 | 2.4168 | 60
2020-10-13 09:30 | 9:30 | 1.9131 | 60
2020-10-13 10:00 | 10:00 | 1.8048 | 60
2020-10-13 10:30 | 10:30 | 1.76 | 60
2020-10-13 11:00 | 11:00 | 1.7862 | 60
2020-10-13 11:30 | 11:30 | 1.8341 | 60
2020-10-13 12:00 | 12:00 | 1.7661 | 60
2020-10-13 12:30 | 12:30 | 1.8092 | 60
2020-10-13 13:00 | 13:00 | 1.8166 | 60
2020-10-13 13:30 | 13:30 | 2.6475 | 60
2020-10-13 14:00 | 14:00 | 4.8427 | 60
2020-10-13 14:30 | 14:30 | 5.192 | 60
2020-10-13 15:00 | 15:00 | 7.0901 | 60
2020-10-13 15:30 | 15:30 | 9.6501 | 60
2020-10-13 16:00 | 16:00 | 9.9483 | 60
2020-10-13 16:30 | 16:30 | 11.1956 | 60
2020-10-13 17:00 | 17:00 | 13.3696 | 60
2020-10-13 17:30 | 17:30 | 15.3013 | 60
2020-10-13 18:00 | 18:00 | 16.6823 | 60
2020-10-13 18:30 | 18:30 | 17.323 | 60
2020-10-13 19:00 | 19:00 | 16.4156 | 60
2020-10-13 19:30 | 19:30 | 15.6124 | 60
2020-10-13 20:00 | 20:00 | 15.0837 | 60
2020-10-13 20:30 | 20:30 | 14.2338 | 60
2020-10-13 21:00 | 21:00 | 13.3641 | 60
2020-10-13 21:30 | 21:30 | 12.4506 | 60
2020-10-13 22:00 | 22:00 | 11.2973 | 60
2020-10-13 22:30 | 22:30 | 10.7823 | 60
2020-10-13 23:00 | 23:00 | 9.9563 | 60
2020-10-13 23:30 | 23:30 | 9.1081 | 60
2020-10-14 | 0:00 | 8.723 | 60
2020-10-14 00:30 | 0:30 | 8.3684 | 60
2020-10-14 01:00 | 1:00 | 8.1666 | 60
2020-10-14 01:30 | 1:30 | 7.956 | 60
2020-10-14 02:00 | 2:00 | 7.8447 | 60
2020-10-14 02:30 | 2:30 | 7.7523 | 60
2020-10-14 03:00 | 3:00 | 7.848 | 60
2020-10-14 03:30 | 3:30 | 7.8356 | 60
2020-10-14 04:00 | 4:00 | 8.2476 | 60
2020-10-14 04:30 | 4:30 | 8.0583 | 60
2020-10-14 05:00 | 5:00 | 8.5281 | 60
2020-10-14 05:30 | 5:30 | 8.8779 | 60
2020-10-14 06:00 | 6:00 | 9.1567 | 60
2020-10-14 06:30 | 6:30 | 9.6868 | 60
2020-10-14 07:00 | 7:00 | 9.0871 | 60
2020-10-14 07:30 | 7:30 | 10.1925 | 60
2020-10-14 08:00 | 8:00 | 6.512 | 60
2020-10-14 08:30 | 8:30 | 5.6082 | 60
2020-10-14 09:00 | 9:00 | 3.9721 | 60
2020-10-14 09:30 | 9:30 | 2.143 | 60
2020-10-14 10:00 | 10:00 | 2.7548 | 60
2020-10-14 10:30 | 10:30 | 4.642 | 60
2020-10-14 11:00 | 11:00 | 8.8025 | 60
2020-10-14 11:30 | 11:30 | 7.9475 | 60
2020-10-14 12:00 | 12:00 | 6.7284 | 60
2020-10-14 12:30 | 12:30 | 7.0579 | 60
2020-10-14 13:00 | 13:00 | 5.5845 | 60
2020-10-14 13:30 | 13:30 | 4.091 | 60
2020-10-14 14:00 | 14:00 | 3.7692 | 60
2020-10-14 14:30 | 14:30 | 3.9984 | 60
2020-10-14 15:00 | 15:00 | 5.0033 | 60
2020-10-14 15:30 | 15:30 | 6.8622 | 60
2020-10-14 16:00 | 16:00 | 8.8307 | 60
2020-10-14 16:30 | 16:30 | 10.809 | 60
2020-10-14 17:00 | 17:00 | 12.7178 | 60
2020-10-14 17:30 | 17:30 | 14.859 | 60
2020-10-14 18:00 | 18:00 | 16.2991 | 60
2020-10-14 18:30 | 18:30 | 17.0978 | 60
2020-10-14 19:00 | 19:00 | 16.5182 | 60
2020-10-14 19:30 | 19:30 | 15.7629 | 60
2020-10-14 20:00 | 20:00 | 15.1139 | 60
2020-10-14 20:30 | 20:30 | 14.2539 | 60
2020-10-14 21:00 | 21:00 | 13.2979 | 60
2020-10-14 21:30 | 21:30 | 12.2549 | 60
2020-10-14 22:00 | 22:00 | 11.3708 | 60
2020-10-14 22:30 | 22:30 | 10.8064 | 60
2020-10-14 23:00 | 23:00 | 9.9344 | 60
2020-10-14 23:30 | 23:30 | 9.1305 | 60
2020-10-15 | 0:00 | 8.672 | 60
2020-10-15 00:30 | 0:30 | 8.3585 | 60
2020-10-15 01:00 | 1:00 | 8.1392 | 60
2020-10-15 01:30 | 1:30 | 7.8715 | 60
2020-10-15 02:00 | 2:00 | 7.7675 | 60
2020-10-15 02:30 | 2:30 | 7.619 | 60
2020-10-15 03:00 | 3:00 | 7.6725 | 60
2020-10-15 03:30 | 3:30 | 7.6054 | 60
2020-10-15 04:00 | 4:00 | 7.7927 | 60
2020-10-15 04:30 | 4:30 | 8.0212 | 60
2020-10-15 05:00 | 5:00 | 8.3913 | 60
2020-10-15 05:30 | 5:30 | 8.4278 | 60
2020-10-15 06:00 | 6:00 | 7.7825 | 60
2020-10-15 06:30 | 6:30 | 9.1873 | 60
2020-10-15 07:00 | 7:00 | 8.3765 | 60
2020-10-15 07:30 | 7:30 | 6.6202 | 60
2020-10-15 08:00 | 8:00 | 4.5362 | 60
2020-10-15 08:30 | 8:30 | 2.9513 | 60
2020-10-15 09:00 | 9:00 | 2.5769 | 60
2020-10-15 09:30 | 9:30 | 1.8502 | 60
2020-10-15 10:00 | 10:00 | 1.7435 | 60
2020-10-15 10:30 | 10:30 | 1.7062 | 60
2020-10-15 11:00 | 11:00 | 2.108 | 60
2020-10-15 11:30 | 11:30 | 1.9339 | 60
2020-10-15 12:00 | 12:00 | 1.608 | 60
2020-10-15 12:30 | 12:30 | 1.6119 | 60
2020-10-15 13:00 | 13:00 | 1.6724 | 60
2020-10-15 13:30 | 13:30 | 2.0629 | 60
2020-10-15 14:00 | 14:00 | 2.8 | 60
2020-10-15 14:30 | 14:30 | 3.9873 | 60
2020-10-15 15:00 | 15:00 | 5.5726 | 60
2020-10-15 15:30 | 15:30 | 7.5863 | 60
2020-10-15 16:00 | 16:00 | 9.7007 | 60
2020-10-15 16:30 | 16:30 | 11.6125 | 60
2020-10-15 17:00 | 17:00 | 13.6849 | 60
2020-10-15 17:30 | 17:30 | 15.0443 | 60
2020-10-15 18:00 | 18:00 | 16.346 | 60
2020-10-15 18:30 | 18:30 | 16.9128 | 60
2020-10-15 19:00 | 19:00 | 16.2331 | 60
2020-10-15 19:30 | 19:30 | 15.5955 | 60
2020-10-15 20:00 | 20:00 | 15.1913 | 60
2020-10-15 20:30 | 20:30 | 14.2983 | 60
2020-10-15 21:00 | 21:00 | 13.2938 | 60
2020-10-15 21:30 | 21:30 | 12.3265 | 60
2020-10-15 22:00 | 22:00 | 11.4241 | 60
2020-10-15 22:30 | 22:30 | 10.9286 | 60
2020-10-15 23:00 | 23:00 | 10.0217 | 60
2020-10-15 23:30 | 23:30 | 9.2899 | 60
2020-10-16 | 0:00 | 8.7058 | 60
2020-10-16 00:30 | 0:30 | 8.2447 | 60
2020-10-16 01:00 | 1:00 | 8.0552 | 60
2020-10-16 01:30 | 1:30 | 7.9669 | 60
2020-10-16 02:00 | 2:00 | 7.7304 | 60
2020-10-16 02:30 | 2:30 | 7.6608 | 60
2020-10-16 03:00 | 3:00 | 7.6254 | 60
2020-10-16 03:30 | 3:30 | 7.623 | 60
2020-10-16 04:00 | 4:00 | 7.8444 | 60
2020-10-16 04:30 | 4:30 | 7.9799 | 60
2020-10-16 05:00 | 5:00 | 8.4253 | 60
2020-10-16 05:30 | 5:30 | 8.1474 | 60
2020-10-16 06:00 | 6:00 | 7.5791 | 60
2020-10-16 06:30 | 6:30 | 6.9732 | 60
2020-10-16 07:00 | 7:00 | 6.2381 | 60
2020-10-16 07:30 | 7:30 | 5.3075 | 60
2020-10-16 08:00 | 8:00 | 3.8224 | 60
2020-10-16 08:30 | 8:30 | 2.8021 | 60
2020-10-16 09:00 | 9:00 | 2.2035 | 60
2020-10-16 09:30 | 9:30 | 1.9301 | 60
2020-10-16 10:00 | 10:00 | 1.6997 | 60
2020-10-16 10:30 | 10:30 | 1.5951 | 60
2020-10-16 11:00 | 11:00 | 1.5908 | 60
2020-10-16 11:30 | 11:30 | 1.5997 | 60
2020-10-16 12:00 | 12:00 | 1.6494 | 60
2020-10-16 12:30 | 12:30 | 1.8026 | 60
2020-10-16 13:00 | 13:00 | 2.1496 | 60
2020-10-16 13:30 | 13:30 | 2.8712 | 60
2020-10-16 14:00 | 14:00 | 3.9647 | 60
2020-10-16 14:30 | 14:30 | 5.192 | 60
2020-10-16 15:00 | 15:00 | 6.9176 | 60
2020-10-16 15:30 | 15:30 | 8.9924 | 60
2020-10-16 16:00 | 16:00 | 11.2094 | 60
2020-10-16 16:30 | 16:30 | 12.8913 | 60
2020-10-16 17:00 | 17:00 | 13.6183 | 60
2020-10-16 17:30 | 17:30 | 14.8902 | 60
2020-10-16 18:00 | 18:00 | 15.9077 | 60
2020-10-16 18:30 | 18:30 | 16.5957 | 60
2020-10-16 19:00 | 19:00 | 16.0343 | 60
2020-10-16 19:30 | 19:30 | 15.3 | 60
2020-10-16 20:00 | 20:00 | 14.9648 | 60
2020-10-16 20:30 | 20:30 | 13.9938 | 60
2020-10-16 21:00 | 21:00 | 13.2868 | 60
2020-10-16 21:30 | 21:30 | 12.5098 | 60
2020-10-16 22:00 | 22:00 | 11.8628 | 60
2020-10-16 22:30 | 22:30 | 11.391 | 60
2020-10-16 23:00 | 23:00 | 10.5446 | 60
2020-10-16 23:30 | 23:30 | 9.7012 | 60
2020-10-17 | 0:00 | 9.0777 | 60
2020-10-17 00:30 | 0:30 | 8.6603 | 60
2020-10-17 01:00 | 1:00 | 8.4399 | 60
2020-10-17 01:30 | 1:30 | 8.2165 | 60
2020-10-17 02:00 | 2:00 | 8.0574 | 60
2020-10-17 02:30 | 2:30 | 7.8976 | 60
2020-10-17 03:00 | 3:00 | 7.842 | 60
2020-10-17 03:30 | 3:30 | 7.7589 | 60
2020-10-17 04:00 | 4:00 | 7.794 | 60
2020-10-17 04:30 | 4:30 | 7.8528 | 60
2020-10-17 05:00 | 5:00 | 7.8744 | 60
2020-10-17 05:30 | 5:30 | 7.4517 | 60
2020-10-17 06:00 | 6:00 | 6.7669 | 60
2020-10-17 06:30 | 6:30 | 5.9913 | 60
2020-10-17 07:00 | 7:00 | 5.3052 | 60
2020-10-17 07:30 | 7:30 | 4.8469 | 60
2020-10-17 08:00 | 8:00 | 5.704 | 60
2020-10-17 08:30 | 8:30 | 5.5257 | 60
2020-10-17 09:00 | 9:00 | 5.4737 | 60
2020-10-17 09:30 | 9:30 | 4.58 | 60
2020-10-17 10:00 | 10:00 | 3.3074 | 60
2020-10-17 10:30 | 10:30 | 2.6024 | 60
2020-10-17 11:00 | 11:00 | 2.0625 | 60
2020-10-17 11:30 | 11:30 | 1.927 | 60
2020-10-17 12:00 | 12:00 | 2.0766 | 60
2020-10-17 12:30 | 12:30 | 2.5018 | 60
2020-10-17 13:00 | 13:00 | 2.614 | 60
2020-10-17 13:30 | 13:30 | 6.3377 | 60
2020-10-17 14:00 | 14:00 | 4.5262 | 60
2020-10-17 14:30 | 14:30 | 7.1738 | 60
2020-10-17 15:00 | 15:00 | 6.698 | 60
2020-10-17 15:30 | 15:30 | 8.6365 | 60
2020-10-17 16:00 | 16:00 | 10.6533 | 60
2020-10-17 16:30 | 16:30 | 12.1728 | 60
2020-10-17 17:00 | 17:00 | 13.5931 | 60
2020-10-17 17:30 | 17:30 | 14.5033 | 60
2020-10-17 18:00 | 18:00 | 15.528 | 60
2020-10-17 18:30 | 18:30 | 16.036 | 60
2020-10-17 19:00 | 19:00 | 15.2968 | 60
2020-10-17 19:30 | 19:30 | 14.7578 | 60
2020-10-17 20:00 | 20:00 | 14.4051 | 60
2020-10-17 20:30 | 20:30 | 13.6133 | 60
2020-10-17 21:00 | 21:00 | 13.0472 | 60
2020-10-17 21:30 | 21:30 | 12.3624 | 60
2020-10-17 22:00 | 22:00 | 11.6963 | 60
2020-10-17 22:30 | 22:30 | 11.2323 | 60
2020-10-17 23:00 | 23:00 | 10.5726 | 60
2020-10-17 23:30 | 23:30 | 9.6896 | 60
2020-10-18 | 0:00 | 9.1814 | 60
2020-10-18 00:30 | 0:30 | 8.7922 | 60
2020-10-18 01:00 | 1:00 | 8.5321 | 60
2020-10-18 01:30 | 1:30 | 8.2471 | 60
2020-10-18 02:00 | 2:00 | 8.1098 | 60
2020-10-18 02:30 | 2:30 | 7.9005 | 60
2020-10-18 03:00 | 3:00 | 7.8795 | 60
2020-10-18 03:30 | 3:30 | 7.7177 | 60
2020-10-18 04:00 | 4:00 | 7.6996 | 60
2020-10-18 04:30 | 4:30 | 7.6946 | 60
2020-10-18 05:00 | 5:00 | 7.7144 | 60
2020-10-18 05:30 | 5:30 | 7.4285 | 60
2020-10-18 06:00 | 6:00 | 6.7723 | 60
2020-10-18 06:30 | 6:30 | 5.5869 | 60
2020-10-18 07:00 | 7:00 | 5.2869 | 60
2020-10-18 07:30 | 7:30 | 4.6382 | 60
2020-10-18 08:00 | 8:00 | 4.7988 | 60
2020-10-18 08:30 | 8:30 | 4.3802 | 60
2020-10-18 09:00 | 9:00 | 3.7643 | 60
2020-10-18 09:30 | 9:30 | 2.7066 | 60
2020-10-18 10:00 | 10:00 | 2.264 | 60
2020-10-18 10:30 | 10:30 | 2.0745 | 60
2020-10-18 11:00 | 11:00 | 2.097 | 60
2020-10-18 11:30 | 11:30 | 2.1264 | 60
2020-10-18 12:00 | 12:00 | 2.468 | 60
2020-10-18 12:30 | 12:30 | 3.9528 | 60
2020-10-18 13:00 | 13:00 | 5.2879 | 60
2020-10-18 13:30 | 13:30 | 5.2226 | 60
2020-10-18 14:00 | 14:00 | 4.6127 | 60
2020-10-18 14:30 | 14:30 | 6.029 | 60
2020-10-18 15:00 | 15:00 | 7.9571 | 60
2020-10-18 15:30 | 15:30 | 10.0827 | 60
2020-10-18 16:00 | 16:00 | 11.6097 | 60
2020-10-18 16:30 | 16:30 | 13.9839 | 60
2020-10-18 17:00 | 17:00 | 15.5732 | 60
2020-10-18 17:30 | 17:30 | 17.154 | 60
2020-10-18 18:00 | 18:00 | 18.1572 | 60
2020-10-18 18:30 | 18:30 | 18.2797 | 60
2020-10-18 19:00 | 19:00 | 17.381 | 60
2020-10-18 19:30 | 19:30 | 16.5692 | 60
2020-10-18 20:00 | 20:00 | 15.8377 | 60
2020-10-18 20:30 | 20:30 | 14.8886 | 60
2020-10-18 21:00 | 21:00 | 13.8444 | 60
2020-10-18 21:30 | 21:30 | 12.9551 | 60
2020-10-18 22:00 | 22:00 | 11.9978 | 60
2020-10-18 22:30 | 22:30 | 11.3142 | 60
2020-10-18 23:00 | 23:00 | 10.6446 | 60
2020-10-18 23:30 | 23:30 | 9.8408 | 60
2020-10-19 | 0:00 | 9.2985 | 60
2020-10-19 00:30 | 0:30 | 8.9544 | 60
2020-10-19 01:00 | 1:00 | 8.7566 | 60
2020-10-19 01:30 | 1:30 | 8.4244 | 60
2020-10-19 02:00 | 2:00 | 8.257 | 60
2020-10-19 02:30 | 2:30 | 8.2109 | 60
2020-10-19 03:00 | 3:00 | 7.9767 | 60
2020-10-19 03:30 | 3:30 | 8.0564 | 60
2020-10-19 04:00 | 4:00 | 8.3363 | 60
2020-10-19 04:30 | 4:30 | 8.3275 | 60
2020-10-19 05:00 | 5:00 | 8.5931 | 60
2020-10-19 05:30 | 5:30 | 8.4931 | 60
2020-10-19 06:00 | 6:00 | 8.0656 | 60
2020-10-19 06:30 | 6:30 | 7.1679 | 60
2020-10-19 07:00 | 7:00 | 6.582 | 60
2020-10-19 07:30 | 7:30 | 5.4551 | 60
2020-10-19 08:00 | 8:00 | 3.9603 | 60
2020-10-19 08:30 | 8:30 | 3.0046 | 60
2020-10-19 09:00 | 9:00 | 2.524 | 60
2020-10-19 09:30 | 9:30 | 2.6498 | 60
2020-10-19 10:00 | 10:00 | 3.4177 | 60
2020-10-19 10:30 | 10:30 | 6.351 | 60
2020-10-19 11:00 | 11:00 | 5.3638 | 60
2020-10-19 11:30 | 11:30 | 4.5362 | 60
2020-10-19 12:00 | 12:00 | 6.2358 | 60
2020-10-19 12:30 | 12:30 | 5.3558 | 60
2020-10-19 13:00 | 13:00 | 5.8657 | 60
2020-10-19 13:30 | 13:30 | 6.8201 | 60
2020-10-19 14:00 | 14:00 | 6.7608 | 60
2020-10-19 14:30 | 14:30 | 6.5349 | 60
2020-10-19 15:00 | 15:00 | 7.7032 | 60
2020-10-19 15:30 | 15:30 | 9.7937 | 60
2020-10-19 16:00 | 16:00 | 9.4656 | 60
2020-10-19 16:30 | 16:30 | 11.9377 | 60
2020-10-19 17:00 | 17:00 | 14.0923 | 60
2020-10-19 17:30 | 17:30 | 16.0658 | 60
2020-10-19 18:00 | 18:00 | 17.5015 | 60
2020-10-19 18:30 | 18:30 | 18.0599 | 60
2020-10-19 19:00 | 19:00 | 17.0843 | 60
2020-10-19 19:30 | 19:30 | 16.1364 | 60
2020-10-19 20:00 | 20:00 | 15.5899 | 60
2020-10-19 20:30 | 20:30 | 14.454 | 60
2020-10-19 21:00 | 21:00 | 13.4852 | 60
2020-10-19 21:30 | 21:30 | 12.5345 | 60
2020-10-19 22:00 | 22:00 | 11.5856 | 60
2020-10-19 22:30 | 22:30 | 10.9027 | 60
2020-10-19 23:00 | 23:00 | 10.067 | 60
2020-10-19 23:30 | 23:30 | 9.2989 | 60
2020-10-20 | 0:00 | 8.873 | 60
2020-10-20 00:30 | 0:30 | 8.4475 | 60
2020-10-20 01:00 | 1:00 | 8.3784 | 60
2020-10-20 01:30 | 1:30 | 8.028 | 60
2020-10-20 02:00 | 2:00 | 7.9164 | 60
2020-10-20 02:30 | 2:30 | 7.8284 | 60
2020-10-20 03:00 | 3:00 | 7.8739 | 60
2020-10-20 03:30 | 3:30 | 7.9059 | 60
2020-10-20 04:00 | 4:00 | 7.9728 | 60
2020-10-20 04:30 | 4:30 | 8.3388 | 60
2020-10-20 05:00 | 5:00 | 8.4519 | 60
2020-10-20 05:30 | 5:30 | 8.2193 | 60
2020-10-20 06:00 | 6:00 | 7.6819 | 60
2020-10-20 06:30 | 6:30 | 7.0682 | 60
2020-10-20 07:00 | 7:00 | 6.1247 | 60
2020-10-20 07:30 | 7:30 | 5.0107 | 60
2020-10-20 08:00 | 8:00 | 4.3138 | 60
2020-10-20 08:30 | 8:30 | 4.0165 | 60
2020-10-20 09:00 | 9:00 | 3.8294 | 60
2020-10-20 09:30 | 9:30 | 2.3266 | 60
2020-10-20 10:00 | 10:00 | 2.8444 | 60
2020-10-20 10:30 | 10:30 | 1.7767 | 60
2020-10-20 11:00 | 11:00 | 3.9151 | 60
2020-10-20 11:30 | 11:30 | 2.8405 | 60
2020-10-20 12:00 | 12:00 | 2.489 | 60
2020-10-20 12:30 | 12:30 | 2.49 | 60
2020-10-20 13:00 | 13:00 | 2.4815 | 60
2020-10-20 13:30 | 13:30 | 4.466 | 60
2020-10-20 14:00 | 14:00 | 4.9596 | 60
2020-10-20 14:30 | 14:30 | 6.9455 | 60
2020-10-20 15:00 | 15:00 | 7.7641 | 60
2020-10-20 15:30 | 15:30 | 8.9658 | 60
2020-10-20 16:00 | 16:00 | 10.7219 | 60
2020-10-20 16:30 | 16:30 | 11.9394 | 60
2020-10-20 17:00 | 17:00 | 13.5355 | 60
2020-10-20 17:30 | 17:30 | 15.1373 | 60
2020-10-20 18:00 | 18:00 | 16.6593 | 60
2020-10-20 18:30 | 18:30 | 17.1808 | 60
2020-10-20 19:00 | 19:00 | 16.3437 | 60
2020-10-20 19:30 | 19:30 | 15.5304 | 60
2020-10-20 20:00 | 20:00 | 15.2196 | 60
2020-10-20 20:30 | 20:30 | 14.1275 | 60
2020-10-20 21:00 | 21:00 | 13.2324 | 60
2020-10-20 21:30 | 21:30 | 12.2841 | 60
2020-10-20 22:00 | 22:00 | 11.3796 | 60
2020-10-20 22:30 | 22:30 | 10.8002 | 60
2020-10-20 23:00 | 23:00 | 9.9036 | 60
2020-10-20 23:30 | 23:30 | 9.1491 | 60
2020-10-21 | 0:00 | 8.6406 | 60
2020-10-21 00:30 | 0:30 | 8.2728 | 60
2020-10-21 01:00 | 1:00 | 8.1019 | 60
2020-10-21 01:30 | 1:30 | 7.8827 | 60
2020-10-21 02:00 | 2:00 | 7.8464 | 60
2020-10-21 02:30 | 2:30 | 7.7347 | 60
2020-10-21 03:00 | 3:00 | 7.7754 | 60
2020-10-21 03:30 | 3:30 | 7.687 | 60
2020-10-21 04:00 | 4:00 | 7.8647 | 60
2020-10-21 04:30 | 4:30 | 8.22 | 60
2020-10-21 05:00 | 5:00 | 8.4507 | 60
2020-10-21 05:30 | 5:30 | 8.523 | 60
2020-10-21 06:00 | 6:00 | 8.6216 | 60
2020-10-21 06:30 | 6:30 | 6.93 | 60
2020-10-21 07:00 | 7:00 | 6.2909 | 60
2020-10-21 07:30 | 7:30 | 5.0817 | 60
2020-10-21 08:00 | 8:00 | 3.8344 | 60
2020-10-21 08:30 | 8:30 | 2.7476 | 60
2020-10-21 09:00 | 9:00 | 2.255 | 60
2020-10-21 09:30 | 9:30 | 2.0505 | 60
2020-10-21 10:00 | 10:00 | 1.9341 | 60
2020-10-21 10:30 | 10:30 | 1.8677 | 60
2020-10-21 11:00 | 11:00 | 1.7205 | 60
2020-10-21 11:30 | 11:30 | 1.8496 | 60
2020-10-21 12:00 | 12:00 | 2.3728 | 60
2020-10-21 12:30 | 12:30 | 1.8951 | 60
2020-10-21 13:00 | 13:00 | 2.8452 | 60
2020-10-21 13:30 | 13:30 | 7.3589 | 60
2020-10-21 14:00 | 14:00 | 7.9067 | 60
2020-10-21 14:30 | 14:30 | 7.7742 | 60
2020-10-21 15:00 | 15:00 | 8.4559 | 60
2020-10-21 15:30 | 15:30 | 10.1781 | 60
2020-10-21 16:00 | 16:00 | 11.3599 | 60
2020-10-21 16:30 | 16:30 | 12.6951 | 60
2020-10-21 17:00 | 17:00 | 13.9395 | 60
2020-10-21 17:30 | 17:30 | 15.0767 | 60
2020-10-21 18:00 | 18:00 | 16.5064 | 60
2020-10-21 18:30 | 18:30 | 16.9834 | 60
2020-10-21 19:00 | 19:00 | 16.3298 | 60
2020-10-21 19:30 | 19:30 | 15.5697 | 60
2020-10-21 20:00 | 20:00 | 15.1495 | 60
2020-10-21 20:30 | 20:30 | 14.0581 | 60
2020-10-21 21:00 | 21:00 | 13.2088 | 60
2020-10-21 21:30 | 21:30 | 12.1815 | 60
2020-10-21 22:00 | 22:00 | 11.4214 | 60
2020-10-21 22:30 | 22:30 | 10.8878 | 60
2020-10-21 23:00 | 23:00 | 9.9549 | 60
2020-10-21 23:30 | 23:30 | 9.1491 | 60
2020-10-22 | 0:00 | 8.691 | 60
2020-10-22 00:30 | 0:30 | 8.4508 | 60
2020-10-22 01:00 | 1:00 | 8.1562 | 60
2020-10-22 01:30 | 1:30 | 7.9078 | 60
2020-10-22 02:00 | 2:00 | 7.8146 | 60
2020-10-22 02:30 | 2:30 | 7.7419 | 60
2020-10-22 03:00 | 3:00 | 7.813 | 60
2020-10-22 03:30 | 3:30 | 7.741 | 60
2020-10-22 04:00 | 4:00 | 7.95 | 60
2020-10-22 04:30 | 4:30 | 8.1717 | 60
2020-10-22 05:00 | 5:00 | 8.5017 | 60
2020-10-22 05:30 | 5:30 | 8.7169 | 60
2020-10-22 06:00 | 6:00 | 9.0761 | 60
2020-10-22 06:30 | 6:30 | 9.4026 | 60
2020-10-22 07:00 | 7:00 | 10.1338 | 60
2020-10-22 07:30 | 7:30 | 10.0222 | 60
2020-10-22 08:00 | 8:00 | 8.2629 | 60
2020-10-22 08:30 | 8:30 | 7.9093 | 60
2020-10-22 09:00 | 9:00 | 6.9419 | 60
2020-10-22 09:30 | 9:30 | 8.0215 | 60
2020-10-22 10:00 | 10:00 | 11.0915 | 60
2020-10-22 10:30 | 10:30 | 10.6462 | 60
2020-10-22 11:00 | 11:00 | 9.8183 | 60
2020-10-22 11:30 | 11:30 | 9.9706 | 60
2020-10-22 12:00 | 12:00 | 4.8345 | 60
2020-10-22 12:30 | 12:30 | 6.9093 | 60
2020-10-22 13:00 | 13:00 | 3.9529 | 60
2020-10-22 13:30 | 13:30 | 5.6881 | 60
2020-10-22 14:00 | 14:00 | 5.3485 | 60
2020-10-22 14:30 | 14:30 | 6.1266 | 60
2020-10-22 15:00 | 15:00 | 7.0374 | 60
2020-10-22 15:30 | 15:30 | 8.4504 | 60
2020-10-22 16:00 | 16:00 | 9.8771 | 60
2020-10-22 16:30 | 16:30 | 11.6791 | 60
2020-10-22 17:00 | 17:00 | 13.3792 | 60
2020-10-22 17:30 | 17:30 | 14.8189 | 60
2020-10-22 18:00 | 18:00 | 16.2586 | 60
2020-10-22 18:30 | 18:30 | 16.7359 | 60
2020-10-22 19:00 | 19:00 | 16.2774 | 60
2020-10-22 19:30 | 19:30 | 15.6506 | 60
2020-10-22 20:00 | 20:00 | 14.9072 | 60
2020-10-22 20:30 | 20:30 | 14.2864 | 60
2020-10-22 21:00 | 21:00 | 13.3221 | 60
2020-10-22 21:30 | 21:30 | 12.5326 | 60
2020-10-22 22:00 | 22:00 | 11.6616 | 60
2020-10-22 22:30 | 22:30 | 10.9322 | 60
2020-10-22 23:00 | 23:00 | 10.0669 | 60
2020-10-22 23:30 | 23:30 | 9.2507 | 60
2020-10-23 | 0:00 | 8.7127 | 60
2020-10-23 00:30 | 0:30 | 8.3599 | 60
2020-10-23 01:00 | 1:00 | 8.181 | 60
2020-10-23 01:30 | 1:30 | 7.9745 | 60
2020-10-23 02:00 | 2:00 | 7.8393 | 60
2020-10-23 02:30 | 2:30 | 7.8126 | 60
2020-10-23 03:00 | 3:00 | 7.7574 | 60
2020-10-23 03:30 | 3:30 | 7.8069 | 60
2020-10-23 04:00 | 4:00 | 7.9754 | 60
2020-10-23 04:30 | 4:30 | 8.1354 | 60
2020-10-23 05:00 | 5:00 | 8.4943 | 60
2020-10-23 05:30 | 5:30 | 8.3985 | 60
2020-10-23 06:00 | 6:00 | 8.7475 | 60
2020-10-23 06:30 | 6:30 | 8.622 | 60
2020-10-23 07:00 | 7:00 | 8.8229 | 60
2020-10-23 07:30 | 7:30 | 8.9867 | 60
2020-10-23 08:00 | 8:00 | 9.3986 | 60
2020-10-23 08:30 | 8:30 | 7.4676 | 60
2020-10-23 09:00 | 9:00 | 4.6922 | 60
2020-10-23 09:30 | 9:30 | 4.3882 | 60
2020-10-23 10:00 | 10:00 | 5.9541 | 60
2020-10-23 10:30 | 10:30 | 8.2847 | 60
2020-10-23 11:00 | 11:00 | 6.1538 | 60
2020-10-23 11:30 | 11:30 | 6.9781 | 60
2020-10-23 12:00 | 12:00 | 6.5936 | 60
2020-10-23 12:30 | 12:30 | 4.9331 | 60
2020-10-23 13:00 | 13:00 | 4.8424 | 60
2020-10-23 13:30 | 13:30 | 4.5442 | 60
2020-10-23 14:00 | 14:00 | 6.0682 | 60
2020-10-23 14:30 | 14:30 | 6.1747 | 60
2020-10-23 15:00 | 15:00 | 8.0353 | 60
2020-10-23 15:30 | 15:30 | 9.9922 | 60
2020-10-23 16:00 | 16:00 | 11.2155 | 60
2020-10-23 16:30 | 16:30 | 12.2884 | 60
2020-10-23 17:00 | 17:00 | 14.0861 | 60
2020-10-23 17:30 | 17:30 | 15.2699 | 60
2020-10-23 18:00 | 18:00 | 16.2442 | 60
2020-10-23 18:30 | 18:30 | 16.7343 | 60
2020-10-23 19:00 | 19:00 | 16.2887 | 60
2020-10-23 19:30 | 19:30 | 15.7907 | 60
2020-10-23 20:00 | 20:00 | 15.2895 | 60
2020-10-23 20:30 | 20:30 | 14.4989 | 60
2020-10-23 21:00 | 21:00 | 13.827 | 60
2020-10-23 21:30 | 21:30 | 13.0348 | 60
2020-10-23 22:00 | 22:00 | 12.4049 | 60
2020-10-23 22:30 | 22:30 | 12.0088 | 60
2020-10-23 23:00 | 23:00 | 11.1667 | 60
2020-10-23 23:30 | 23:30 | 10.3753 | 60
2020-10-24 | 0:00 | 9.6317 | 60
2020-10-24 00:30 | 0:30 | 9.2704 | 60
2020-10-24 01:00 | 1:00 | 8.9964 | 60
2020-10-24 01:30 | 1:30 | 8.7702 | 60
2020-10-24 02:00 | 2:00 | 8.6177 | 60
2020-10-24 02:30 | 2:30 | 8.4707 | 60
2020-10-24 03:00 | 3:00 | 8.3513 | 60
2020-10-24 03:30 | 3:30 | 8.3101 | 60
2020-10-24 04:00 | 4:00 | 8.4193 | 60
2020-10-24 04:30 | 4:30 | 8.3554 | 60
2020-10-24 05:00 | 5:00 | 8.6747 | 60
2020-10-24 05:30 | 5:30 | 8.4613 | 60
2020-10-24 06:00 | 6:00 | 7.9739 | 60
2020-10-24 06:30 | 6:30 | 8.3241 | 60
2020-10-24 07:00 | 7:00 | 8.8283 | 60
2020-10-24 07:30 | 7:30 | 9.0568 | 60
2020-10-24 08:00 | 8:00 | 6.8222 | 60
2020-10-24 08:30 | 8:30 | 6.6974 | 60
2020-10-24 09:00 | 9:00 | 6.9311 | 60
2020-10-24 09:30 | 9:30 | 6.7957 | 60
2020-10-24 10:00 | 10:00 | 9.1285 | 60
2020-10-24 10:30 | 10:30 | 7.8407 | 60
2020-10-24 11:00 | 11:00 | 11.9856 | 60
2020-10-24 11:30 | 11:30 | 10.3054 | 60
2020-10-24 12:00 | 12:00 | 9.7443 | 60
2020-10-24 12:30 | 12:30 | 10.5862 | 60
2020-10-24 13:00 | 13:00 | 9.4184 | 60
2020-10-24 13:30 | 13:30 | 11.2158 | 60
2020-10-24 14:00 | 14:00 | 12.5834 | 60
2020-10-24 14:30 | 14:30 | 13.369 | 60
2020-10-24 15:00 | 15:00 | 13.8234 | 60
2020-10-24 15:30 | 15:30 | 14.1112 | 60
2020-10-24 16:00 | 16:00 | 14.5499 | 60
2020-10-24 16:30 | 16:30 | 14.726 | 60
2020-10-24 17:00 | 17:00 | 15.036 | 60
2020-10-24 17:30 | 17:30 | 15.3676 | 60
2020-10-24 18:00 | 18:00 | 15.8677 | 60
2020-10-24 18:30 | 18:30 | 16.0528 | 60
2020-10-24 19:00 | 19:00 | 15.3949 | 60
2020-10-24 19:30 | 19:30 | 14.7798 | 60
2020-10-24 20:00 | 20:00 | 14.3747 | 60
2020-10-24 20:30 | 20:30 | 13.6878 | 60
2020-10-24 21:00 | 21:00 | 12.9257 | 60
2020-10-24 21:30 | 21:30 | 12.4129 | 60
2020-10-24 22:00 | 22:00 | 11.9183 | 60
2020-10-24 22:30 | 22:30 | 11.5117 | 60
2020-10-24 23:00 | 23:00 | 10.7273 | 60
2020-10-24 23:30 | 23:30 | 9.9164 | 60
2020-10-25 | 0:00 | 9.3886 | 60
2020-10-25 00:30 | 0:30 | 8.9621 | 60
2020-10-25 01:00 | 1:00 | 8.7982 | 60
2020-10-25 01:30 | 1:30 | 8.5168 | 60
2020-10-25 02:00 | 2:00 | 8.2907 | 60
2020-10-25 02:30 | 2:30 | 8.0323 | 60
2020-10-25 03:00 | 3:00 | 7.9341 | 60
2020-10-25 03:30 | 3:30 | 7.8849 | 60
2020-10-25 04:00 | 4:00 | 7.9138 | 60
2020-10-25 04:30 | 4:30 | 7.9971 | 60
2020-10-25 05:00 | 5:00 | 7.9033 | 60
2020-10-25 05:30 | 5:30 | 7.3898 | 60
2020-10-25 06:00 | 6:00 | 6.5777 | 60
2020-10-25 06:30 | 6:30 | 6.4178 | 60
2020-10-25 07:00 | 7:00 | 6.2788 | 60
2020-10-25 07:30 | 7:30 | 6.1085 | 60
2020-10-25 08:00 | 8:00 | 6.6847 | 60
2020-10-25 08:30 | 8:30 | 7.2184 | 60
2020-10-25 09:00 | 9:00 | 6.4878 | 60
2020-10-25 09:30 | 9:30 | 6.0984 | 60
2020-10-25 10:00 | 10:00 | 7.6025 | 60
2020-10-25 10:30 | 10:30 | 5.2356 | 60
2020-10-25 11:00 | 11:00 | 6.8718 | 60
2020-10-25 11:30 | 11:30 | 7.8768 | 60
2020-10-25 12:00 | 12:00 | 9.6819 | 60
2020-10-25 12:30 | 12:30 | 11.3965 | 60
2020-10-25 13:00 | 13:00 | 14.4406 | 60
2020-10-25 13:30 | 13:30 | 15.8413 | 60
2020-10-25 14:00 | 14:00 | 15.8209 | 60
2020-10-25 14:30 | 14:30 | 15.473 | 60
2020-10-25 15:00 | 15:00 | 15.3476 | 60
2020-10-25 15:30 | 15:30 | 14.0071 | 60
2020-10-25 16:00 | 16:00 | 14.2568 | 60
2020-10-25 16:30 | 16:30 | 12.8246 | 60
2020-10-25 17:00 | 17:00 | 15.6508 | 60
2020-10-25 17:30 | 17:30 | 16.9609 | 60
2020-10-25 18:00 | 18:00 | 17.7051 | 60
2020-10-25 18:30 | 18:30 | 17.5804 | 60
2020-10-25 19:00 | 19:00 | 16.4466 | 60
2020-10-25 19:30 | 19:30 | 15.9474 | 60
2020-10-25 20:00 | 20:00 | 15.2096 | 60
2020-10-25 20:30 | 20:30 | 14.2536 | 60
2020-10-25 21:00 | 21:00 | 13.6909 | 60
2020-10-25 21:30 | 21:30 | 12.8527 | 60
2020-10-25 22:00 | 22:00 | 12.0923 | 60
2020-10-25 22:30 | 22:30 | 11.5096 | 60
2020-10-25 23:00 | 23:00 | 10.6805 | 60
2020-10-25 23:30 | 23:30 | 9.8446 | 60
2020-10-26 | 0:00 | 9.3179 | 60
2020-10-26 00:30 | 0:30 | 8.8891 | 60
2020-10-26 01:00 | 1:00 | 8.6932 | 60
2020-10-26 01:30 | 1:30 | 8.5202 | 60
2020-10-26 02:00 | 2:00 | 8.3003 | 60
2020-10-26 02:30 | 2:30 | 8.2179 | 60
2020-10-26 03:00 | 3:00 | 8.1321 | 60
2020-10-26 03:30 | 3:30 | 8.078 | 60
2020-10-26 04:00 | 4:00 | 8.1933 | 60
2020-10-26 04:30 | 4:30 | 8.4353 | 60
2020-10-26 05:00 | 5:00 | 8.6789 | 60
2020-10-26 05:30 | 5:30 | 8.7484 | 60
2020-10-26 06:00 | 6:00 | 8.8434 | 60
2020-10-26 06:30 | 6:30 | 9.6558 | 60
2020-10-26 07:00 | 7:00 | 9.9428 | 60
2020-10-26 07:30 | 7:30 | 9.6393 | 60
2020-10-26 08:00 | 8:00 | 9.0659 | 60
2020-10-26 08:30 | 8:30 | 6.3672 | 60
2020-10-26 09:00 | 9:00 | 7.1852 | 60
2020-10-26 09:30 | 9:30 | 8.0039 | 60
2020-10-26 10:00 | 10:00 | 8.2372 | 60
2020-10-26 10:30 | 10:30 | 5.7313 | 60
2020-10-26 11:00 | 11:00 | 2.4415 | 60
2020-10-26 11:30 | 11:30 | 2.3429 | 60
2020-10-26 12:00 | 12:00 | 2.9544 | 60
2020-10-26 12:30 | 12:30 | 3.4771 | 60
2020-10-26 13:00 | 13:00 | 3.5044 | 60
2020-10-26 13:30 | 13:30 | 3.9506 | 60
2020-10-26 14:00 | 14:00 | 5.014 | 60
2020-10-26 14:30 | 14:30 | 5.803 | 60
2020-10-26 15:00 | 15:00 | 7.6699 | 60
2020-10-26 15:30 | 15:30 | 9.8134 | 60
2020-10-26 16:00 | 16:00 | 11.6795 | 60
2020-10-26 16:30 | 16:30 | 13.3732 | 60
2020-10-26 17:00 | 17:00 | 15.4074 | 60
2020-10-26 17:30 | 17:30 | 17.2721 | 60
2020-10-26 18:00 | 18:00 | 18.2975 | 60
2020-10-26 18:30 | 18:30 | 19.2047 | 60
2020-10-26 19:00 | 19:00 | 18.1275 | 60
2020-10-26 19:30 | 19:30 | 17.2137 | 60
2020-10-26 20:00 | 20:00 | 16.4552 | 60
2020-10-26 20:30 | 20:30 | 15.3591 | 60
2020-10-26 21:00 | 21:00 | 14.1856 | 60
2020-10-26 21:30 | 21:30 | 12.9712 | 60
2020-10-26 22:00 | 22:00 | 12.1201 | 60
2020-10-26 22:30 | 22:30 | 11.4174 | 60
2020-10-26 23:00 | 23:00 | 10.6076 | 60
2020-10-26 23:30 | 23:30 | 9.7618 | 60
2020-10-27 | 0:00 | 9.1075 | 60
2020-10-27 00:30 | 0:30 | 8.7587 | 60
2020-10-27 01:00 | 1:00 | 8.5328 | 60
2020-10-27 01:30 | 1:30 | 8.3093 | 60
2020-10-27 02:00 | 2:00 | 8.1476 | 60
2020-10-27 02:30 | 2:30 | 8.18 | 60
2020-10-27 03:00 | 3:00 | 8.1129 | 60
2020-10-27 03:30 | 3:30 | 8.0648 | 60
2020-10-27 04:00 | 4:00 | 8.3438 | 60
2020-10-27 04:30 | 4:30 | 8.5164 | 60
2020-10-27 05:00 | 5:00 | 8.7305 | 60
2020-10-27 05:30 | 5:30 | 8.2607 | 60
2020-10-27 06:00 | 6:00 | 7.968 | 60
2020-10-27 06:30 | 6:30 | 7.6416 | 60
2020-10-27 07:00 | 7:00 | 6.5785 | 60
2020-10-27 07:30 | 7:30 | 5.6284 | 60
2020-10-27 08:00 | 8:00 | 5.5971 | 60
2020-10-27 08:30 | 8:30 | 6.1755 | 60
2020-10-27 09:00 | 9:00 | 6.4156 | 60
2020-10-27 09:30 | 9:30 | 6.5163 | 60
2020-10-27 10:00 | 10:00 | 4.7673 | 60
2020-10-27 10:30 | 10:30 | 4.4671 | 60
2020-10-27 11:00 | 11:00 | 6.0753 | 60
2020-10-27 11:30 | 11:30 | 4.2044 | 60
2020-10-27 12:00 | 12:00 | 4.9531 | 60
2020-10-27 12:30 | 12:30 | 6.0873 | 60
2020-10-27 13:00 | 13:00 | 7.4671 | 60
2020-10-27 13:30 | 13:30 | 8.7143 | 60
2020-10-27 14:00 | 14:00 | 10.3671 | 60
2020-10-27 14:30 | 14:30 | 11.2882 | 60
2020-10-27 15:00 | 15:00 | 11.8422 | 60
2020-10-27 15:30 | 15:30 | 12.9757 | 60
2020-10-27 16:00 | 16:00 | 14.1776 | 60
2020-10-27 16:30 | 16:30 | 15.2337 | 60
2020-10-27 17:00 | 17:00 | 16.3163 | 60
2020-10-27 17:30 | 17:30 | 17.3255 | 60
2020-10-27 18:00 | 18:00 | 17.7197 | 60
2020-10-27 18:30 | 18:30 | 17.4337 | 60
2020-10-27 19:00 | 19:00 | 16.4397 | 60
2020-10-27 19:30 | 19:30 | 15.8848 | 60
2020-10-27 20:00 | 20:00 | 15.3789 | 60
2020-10-27 20:30 | 20:30 | 14.2816 | 60
2020-10-27 21:00 | 21:00 | 13.3766 | 60
2020-10-27 21:30 | 21:30 | 12.3391 | 60
2020-10-27 22:00 | 22:00 | 11.4022 | 60
2020-10-27 22:30 | 22:30 | 10.8002 | 60
2020-10-27 23:00 | 23:00 | 10.0591 | 60
2020-10-27 23:30 | 23:30 | 9.4401 | 60
2020-10-28 | 0:00 | 8.8315 | 60
2020-10-28 00:30 | 0:30 | 8.534 | 60
2020-10-28 01:00 | 1:00 | 8.2806 | 60
2020-10-28 01:30 | 1:30 | 8.2086 | 60
2020-10-28 02:00 | 2:00 | 7.9832 | 60
2020-10-28 02:30 | 2:30 | 7.9159 | 60
2020-10-28 03:00 | 3:00 | 7.9605 | 60
2020-10-28 03:30 | 3:30 | 7.9661 | 60
2020-10-28 04:00 | 4:00 | 8.0716 | 60
2020-10-28 04:30 | 4:30 | 8.1724 | 60
2020-10-28 05:00 | 5:00 | 8.4774 | 60
2020-10-28 05:30 | 5:30 | 8.0551 | 60
2020-10-28 06:00 | 6:00 | 7.6948 | 60
2020-10-28 06:30 | 6:30 | 7.249 | 60
2020-10-28 07:00 | 7:00 | 6.5327 | 60
2020-10-28 07:30 | 7:30 | 5.4246 | 60
2020-10-28 08:00 | 8:00 | 4.3101 | 60
2020-10-28 08:30 | 8:30 | 4.4789 | 60
2020-10-28 09:00 | 9:00 | 3.7539 | 60
2020-10-28 09:30 | 9:30 | 4.5372 | 60
2020-10-28 10:00 | 10:00 | 6.581 | 60
2020-10-28 10:30 | 10:30 | 3.0494 | 60
2020-10-28 11:00 | 11:00 | 3.2957 | 60
2020-10-28 11:30 | 11:30 | 4.7295 | 60
2020-10-28 12:00 | 12:00 | 7.4835 | 60
2020-10-28 12:30 | 12:30 | 7.5625 | 60
2020-10-28 13:00 | 13:00 | 2.3877 | 60
2020-10-28 13:30 | 13:30 | 4.1838 | 60
2020-10-28 14:00 | 14:00 | 6.7792 | 60
2020-10-28 14:30 | 14:30 | 11.2689 | 60
2020-10-28 15:00 | 15:00 | 13.4388 | 60
2020-10-28 15:30 | 15:30 | 14.4375 | 60
2020-10-28 16:00 | 16:00 | 11.8779 | 60
2020-10-28 16:30 | 16:30 | 13.3408 | 60
2020-10-28 17:00 | 17:00 | 15.4153 | 60
2020-10-28 17:30 | 17:30 | 16.3555 | 60
2020-10-28 18:00 | 18:00 | 17.404 | 60
2020-10-28 18:30 | 18:30 | 17.6097 | 60
2020-10-28 19:00 | 19:00 | 16.9002 | 60
2020-10-28 19:30 | 19:30 | 16.2981 | 60
2020-10-28 20:00 | 20:00 | 15.4888 | 60
2020-10-28 20:30 | 20:30 | 14.6242 | 60
2020-10-28 21:00 | 21:00 | 13.7609 | 60
2020-10-28 21:30 | 21:30 | 12.7252 | 60
2020-10-28 22:00 | 22:00 | 11.6918 | 60
2020-10-28 22:30 | 22:30 | 11.1127 | 60
2020-10-28 23:00 | 23:00 | 10.2435 | 60
2020-10-28 23:30 | 23:30 | 9.4681 | 60
2020-10-29 | 0:00 | 8.9389 | 60
2020-10-29 00:30 | 0:30 | 8.6308 | 60
2020-10-29 01:00 | 1:00 | 8.4399 | 60
2020-10-29 01:30 | 1:30 | 8.1293 | 60
2020-10-29 02:00 | 2:00 | 7.9612 | 60
2020-10-29 02:30 | 2:30 | 7.9754 | 60
2020-10-29 03:00 | 3:00 | 8.076 | 60
2020-10-29 03:30 | 3:30 | 7.9882 | 60
2020-10-29 04:00 | 4:00 | 8.012 | 60
2020-10-29 04:30 | 4:30 | 8.3108 | 60
2020-10-29 05:00 | 5:00 | 8.6272 | 60
2020-10-29 05:30 | 5:30 | 8.1775 | 60
2020-10-29 06:00 | 6:00 | 7.6543 | 60
2020-10-29 06:30 | 6:30 | 7.2874 | 60
2020-10-29 07:00 | 7:00 | 6.6943 | 60
2020-10-29 07:30 | 7:30 | 5.9779 | 60
2020-10-29 08:00 | 8:00 | 4.55 | 60
2020-10-29 08:30 | 8:30 | 2.8776 | 60
2020-10-29 09:00 | 9:00 | 2.3267 | 60
2020-10-29 09:30 | 9:30 | 2.3171 | 60
2020-10-29 10:00 | 10:00 | 4.4169 | 60
2020-10-29 10:30 | 10:30 | 5.04 | 60
2020-10-29 11:00 | 11:00 | 4.3429 | 60
2020-10-29 11:30 | 11:30 | 3.5918 | 60
2020-10-29 12:00 | 12:00 | 3.719 | 60
2020-10-29 12:30 | 12:30 | 3.3131 | 60
2020-10-29 13:00 | 13:00 | 4.7481 | 60
2020-10-29 13:30 | 13:30 | 7.1731 | 60
2020-10-29 14:00 | 14:00 | 6.0983 | 60
2020-10-29 14:30 | 14:30 | 6.9495 | 60
2020-10-29 15:00 | 15:00 | 6.7398 | 60
2020-10-29 15:30 | 15:30 | 8.7674 | 60
2020-10-29 16:00 | 16:00 | 10.9344 | 60
2020-10-29 16:30 | 16:30 | 13.4814 | 60
2020-10-29 17:00 | 17:00 | 15.3362 | 60
2020-10-29 17:30 | 17:30 | 16.2433 | 60
2020-10-29 18:00 | 18:00 | 17.0051 | 60
2020-10-29 18:30 | 18:30 | 18.1523 | 60
2020-10-29 19:00 | 19:00 | 17.3746 | 60
2020-10-29 19:30 | 19:30 | 16.6313 | 60
2020-10-29 20:00 | 20:00 | 16.0583 | 60
2020-10-29 20:30 | 20:30 | 15.1397 | 60
2020-10-29 21:00 | 21:00 | 14.1343 | 60
2020-10-29 21:30 | 21:30 | 13.0492 | 60
2020-10-29 22:00 | 22:00 | 12.2386 | 60
2020-10-29 22:30 | 22:30 | 11.5191 | 60
2020-10-29 23:00 | 23:00 | 10.5845 | 60
2020-10-29 23:30 | 23:30 | 9.7687 | 60
2020-10-30 | 0:00 | 9.1623 | 60
2020-10-30 00:30 | 0:30 | 8.8661 | 60
2020-10-30 01:00 | 1:00 | 8.5441 | 60
2020-10-30 01:30 | 1:30 | 8.3731 | 60
2020-10-30 02:00 | 2:00 | 8.1146 | 60
2020-10-30 02:30 | 2:30 | 8.085 | 60
2020-10-30 03:00 | 3:00 | 8.0237 | 60
2020-10-30 03:30 | 3:30 | 8.1207 | 60
2020-10-30 04:00 | 4:00 | 8.182 | 60
2020-10-30 04:30 | 4:30 | 8.3641 | 60
2020-10-30 05:00 | 5:00 | 8.5469 | 60
2020-10-30 05:30 | 5:30 | 7.997 | 60
2020-10-30 06:00 | 6:00 | 7.651 | 60
2020-10-30 06:30 | 6:30 | 7.7588 | 60
2020-10-30 07:00 | 7:00 | 6.5624 | 60
2020-10-30 07:30 | 7:30 | 5.631 | 60
2020-10-30 08:00 | 8:00 | 4.76 | 60
2020-10-30 08:30 | 8:30 | 3.6355 | 60
2020-10-30 09:00 | 9:00 | 2.767 | 60
2020-10-30 09:30 | 9:30 | 2.3482 | 60
2020-10-30 10:00 | 10:00 | 2.1357 | 60
2020-10-30 10:30 | 10:30 | 1.9506 | 60
2020-10-30 11:00 | 11:00 | 2.1195 | 60
2020-10-30 11:30 | 11:30 | 2.2514 | 60
2020-10-30 12:00 | 12:00 | 2.4461 | 60
2020-10-30 12:30 | 12:30 | 2.8217 | 60
2020-10-30 13:00 | 13:00 | 3.5293 | 60
2020-10-30 13:30 | 13:30 | 4.5561 | 60
2020-10-30 14:00 | 14:00 | 5.9441 | 60
2020-10-30 14:30 | 14:30 | 7.3916 | 60
2020-10-30 15:00 | 15:00 | 9.0278 | 60
2020-10-30 15:30 | 15:30 | 11.0307 | 60
2020-10-30 16:00 | 16:00 | 12.9316 | 60
2020-10-30 16:30 | 16:30 | 14.719 | 60
2020-10-30 17:00 | 17:00 | 15.7635 | 60
2020-10-30 17:30 | 17:30 | 16.5871 | 60
2020-10-30 18:00 | 18:00 | 17.1711 | 60
2020-10-30 18:30 | 18:30 | 17.8075 | 60
2020-10-30 19:00 | 19:00 | 17.424 | 60
2020-10-30 19:30 | 19:30 | 16.8027 | 60
2020-10-30 20:00 | 20:00 | 16.2657 | 60
2020-10-30 20:30 | 20:30 | 15.1956 | 60
2020-10-30 21:00 | 21:00 | 14.3455 | 60
2020-10-30 21:30 | 21:30 | 13.6199 | 60
2020-10-30 22:00 | 22:00 | 12.9099 | 60
2020-10-30 22:30 | 22:30 | 12.2588 | 60
2020-10-30 23:00 | 23:00 | 11.4415 | 60
2020-10-30 23:30 | 23:30 | 10.7374 | 60
2020-10-31 | 0:00 | 10.0617 | 60
2020-10-31 00:30 | 0:30 | 9.7355 | 60
2020-10-31 01:00 | 1:00 | 9.4305 | 60
2020-10-31 01:30 | 1:30 | 9.2647 | 60
2020-10-31 02:00 | 2:00 | 9.0533 | 60
2020-10-31 02:30 | 2:30 | 8.8073 | 60
2020-10-31 03:00 | 3:00 | 8.6359 | 60
2020-10-31 03:30 | 3:30 | 8.5843 | 60
2020-10-31 04:00 | 4:00 | 8.4954 | 60
2020-10-31 04:30 | 4:30 | 8.5415 | 60
2020-10-31 05:00 | 5:00 | 8.3569 | 60
2020-10-31 05:30 | 5:30 | 7.6603 | 60
2020-10-31 06:00 | 6:00 | 7.453 | 60
2020-10-31 06:30 | 6:30 | 6.8571 | 60
2020-10-31 07:00 | 7:00 | 6.3159 | 60
2020-10-31 07:30 | 7:30 | 6.189 | 60
2020-10-31 08:00 | 8:00 | 6.2879 | 60
2020-10-31 08:30 | 8:30 | 6.0338 | 60
2020-10-31 09:00 | 9:00 | 7.1718 | 60
2020-10-31 09:30 | 9:30 | 6.2666 | 60
2020-10-31 10:00 | 10:00 | 4.9182 | 60
2020-10-31 10:30 | 10:30 | 5.4311 | 60
2020-10-31 11:00 | 11:00 | 6.3403 | 60
2020-10-31 11:30 | 11:30 | 6.0268 | 60
2020-10-31 12:00 | 12:00 | 5.5078 | 60
2020-10-31 12:30 | 12:30 | 15.5213 | 60
2020-10-31 13:00 | 13:00 | 15.0797 | 60
2020-10-31 13:30 | 13:30 | 15.4536 | 60
2020-10-31 14:00 | 14:00 | 15.9688 | 60
2020-10-31 14:30 | 14:30 | 12.5692 | 60
2020-10-31 15:00 | 15:00 | 9.1672 | 60
2020-10-31 15:30 | 15:30 | 8.9414 | 60
2020-10-31 16:00 | 16:00 | 8.9834 | 60
2020-10-31 16:30 | 16:30 | 8.6894 | 60
2020-10-31 17:00 | 17:00 | 8.7551 | 60
2020-10-31 17:30 | 17:30 | 8.953 | 60
2020-10-31 18:00 | 18:00 | 11.8117 | 60
2020-10-31 18:30 | 18:30 | 12.0811 | 60
2020-10-31 19:00 | 19:00 | 12.5244 | 60
2020-10-31 19:30 | 19:30 | 13.5213 | 60
2020-10-31 20:00 | 20:00 | 13.1781 | 60
2020-10-31 20:30 | 20:30 | 12.3142 | 60
2020-10-31 21:00 | 21:00 | 11.3369 | 60
2020-10-31 21:30 | 21:30 | 11.1118 | 60
2020-10-31 22:00 | 22:00 | 11.9492 | 60
2020-10-31 22:30 | 22:30 | 11.5806 | 60
2020-10-31 23:00 | 23:00 | 10.9165 | 60
2020-10-31 23:30 | 23:30 | 10.0692 | 60
2020-11-01 | 0:00 | 9.3368 | 60
2020-11-01 00:30 | 0:30 | 8.8491 | 60
2020-11-01 01:00 | 1:00 | 8.6268 | 60
2020-11-01 01:30 | 1:30 | 8.4189 | 60
2020-11-01 02:00 | 2:00 | 8.2745 | 60
2020-11-01 02:30 | 2:30 | 8.1327 | 60
2020-11-01 03:00 | 3:00 | 8.0543 | 60
2020-11-01 03:30 | 3:30 | 8.021 | 60
2020-11-01 04:00 | 4:00 | 7.9223 | 60
2020-11-01 04:30 | 4:30 | 7.8651 | 60
2020-11-01 05:00 | 5:00 | 7.7101 | 60
2020-11-01 05:30 | 5:30 | 7.0641 | 60
2020-11-01 06:00 | 6:00 | 6.1913 | 60
2020-11-01 06:30 | 6:30 | 5.2907 | 60
2020-11-01 07:00 | 7:00 | 4.7374 | 60
2020-11-01 07:30 | 7:30 | 4.2748 | 60
2020-11-01 08:00 | 8:00 | 3.5945 | 60
2020-11-01 08:30 | 8:30 | 2.8953 | 60
2020-11-01 09:00 | 9:00 | 2.7604 | 60
2020-11-01 09:30 | 9:30 | 2.5581 | 60
2020-11-01 10:00 | 10:00 | 2.2221 | 60
2020-11-01 10:30 | 10:30 | 2.0061 | 60
2020-11-01 11:00 | 11:00 | 2.1102 | 60
2020-11-01 11:30 | 11:30 | 2.2272 | 60
2020-11-01 12:00 | 12:00 | 2.5828 | 60
2020-11-01 12:30 | 12:30 | 2.9966 | 60
2020-11-01 13:00 | 13:00 | 3.6645 | 60
2020-11-01 13:30 | 13:30 | 4.5678 | 60
2020-11-01 14:00 | 14:00 | 6.137 | 60
2020-11-01 14:30 | 14:30 | 7.9354 | 60
2020-11-01 15:00 | 15:00 | 9.7637 | 60
2020-11-01 15:30 | 15:30 | 11.4016 | 60
2020-11-01 16:00 | 16:00 | 13.1496 | 60
2020-11-01 16:30 | 16:30 | 14.9312 | 60
2020-11-01 17:00 | 17:00 | 16.6349 | 60
2020-11-01 17:30 | 17:30 | 17.8055 | 60
2020-11-01 18:00 | 18:00 | 18.452 | 60
2020-11-01 18:30 | 18:30 | 19.2413 | 60
2020-11-01 19:00 | 19:00 | 18.3231 | 60
2020-11-01 19:30 | 19:30 | 17.4601 | 60
2020-11-01 20:00 | 20:00 | 16.4856 | 60
2020-11-01 20:30 | 20:30 | 15.4517 | 60
2020-11-01 21:00 | 21:00 | 14.2789 | 60
2020-11-01 21:30 | 21:30 | 13.2058 | 60
2020-11-01 22:00 | 22:00 | 12.2219 | 60
2020-11-01 22:30 | 22:30 | 11.7889 | 60
2020-11-01 23:00 | 23:00 | 10.8161 | 60
2020-11-01 23:30 | 23:30 | 10.0082 | 60
2020-11-02 | 0:00 | 9.279 | 60
2020-11-02 00:30 | 0:30 | 8.9187 | 60
2020-11-02 01:00 | 1:00 | 8.711 | 60
2020-11-02 01:30 | 1:30 | 8.5165 | 60
2020-11-02 02:00 | 2:00 | 8.3646 | 60
2020-11-02 02:30 | 2:30 | 8.1934 | 60
2020-11-02 03:00 | 3:00 | 8.1505 | 60
2020-11-02 03:30 | 3:30 | 8.1235 | 60
2020-11-02 04:00 | 4:00 | 8.2525 | 60
2020-11-02 04:30 | 4:30 | 8.3971 | 60
2020-11-02 05:00 | 5:00 | 8.5769 | 60
2020-11-02 05:30 | 5:30 | 8.0504 | 60
2020-11-02 06:00 | 6:00 | 7.6396 | 60
2020-11-02 06:30 | 6:30 | 7.1054 | 60
2020-11-02 07:00 | 7:00 | 6.4502 | 60
2020-11-02 07:30 | 7:30 | 5.2074 | 60
2020-11-02 08:00 | 8:00 | 3.8799 | 60
2020-11-02 08:30 | 8:30 | 3.0734 | 60
2020-11-02 09:00 | 9:00 | 3.6956 | 60
2020-11-02 09:30 | 9:30 | 3.4014 | 60
2020-11-02 10:00 | 10:00 | 4.6876 | 60
2020-11-02 10:30 | 10:30 | 4.1137 | 60
2020-11-02 11:00 | 11:00 | 2.5172 | 60
2020-11-02 11:30 | 11:30 | 2.3857 | 60
2020-11-02 12:00 | 12:00 | 1.9546 | 60
2020-11-02 12:30 | 12:30 | 3.9555 | 60
2020-11-02 13:00 | 13:00 | 2.9061 | 60
2020-11-02 13:30 | 13:30 | 3.4415 | 60
2020-11-02 14:00 | 14:00 | 5.6621 | 60
2020-11-02 14:30 | 14:30 | 6.4504 | 60
2020-11-02 15:00 | 15:00 | 7.4268 | 60
2020-11-02 15:30 | 15:30 | 8.8375 | 60
2020-11-02 16:00 | 16:00 | 11.1876 | 60
2020-11-02 16:30 | 16:30 | 12.2589 | 60
2020-11-02 17:00 | 17:00 | 14.2052 | 60
2020-11-02 17:30 | 17:30 | 15.9921 | 60
2020-11-02 18:00 | 18:00 | 17.1724 | 60
2020-11-02 18:30 | 18:30 | 18.0768 | 60
2020-11-02 19:00 | 19:00 | 17.3606 | 60
2020-11-02 19:30 | 19:30 | 16.5371 | 60
2020-11-02 20:00 | 20:00 | 15.6753 | 60
2020-11-02 20:30 | 20:30 | 14.5671 | 60
2020-11-02 21:00 | 21:00 | 13.5697 | 60
2020-11-02 21:30 | 21:30 | 12.4757 | 60
2020-11-02 22:00 | 22:00 | 11.5599 | 60
2020-11-02 22:30 | 22:30 | 10.9719 | 60
2020-11-02 23:00 | 23:00 | 10.0293 | 60
2020-11-02 23:30 | 23:30 | 9.317 | 60
2020-11-03 | 0:00 | 8.7199 | 60
2020-11-03 00:30 | 0:30 | 8.326 | 60
2020-11-03 01:00 | 1:00 | 8.189 | 60
2020-11-03 01:30 | 1:30 | 8.0117 | 60
2020-11-03 02:00 | 2:00 | 7.8767 | 60
2020-11-03 02:30 | 2:30 | 7.752 | 60
2020-11-03 03:00 | 3:00 | 7.711 | 60
2020-11-03 03:30 | 3:30 | 7.7262 | 60
2020-11-03 04:00 | 4:00 | 7.8545 | 60
2020-11-03 04:30 | 4:30 | 8.0083 | 60
2020-11-03 05:00 | 5:00 | 8.2272 | 60
2020-11-03 05:30 | 5:30 | 7.6013 | 60
2020-11-03 06:00 | 6:00 | 7.2447 | 60
2020-11-03 06:30 | 6:30 | 6.713 | 60
2020-11-03 07:00 | 7:00 | 5.9631 | 60
2020-11-03 07:30 | 7:30 | 4.7706 | 60
2020-11-03 08:00 | 8:00 | 3.2952 | 60
2020-11-03 08:30 | 8:30 | 2.3524 | 60
2020-11-03 09:00 | 9:00 | 2.2156 | 60
2020-11-03 09:30 | 9:30 | 2.5536 | 60
2020-11-03 10:00 | 10:00 | 2.3466 | 60
2020-11-03 10:30 | 10:30 | 1.6239 | 60
2020-11-03 11:00 | 11:00 | 1.7165 | 60
2020-11-03 11:30 | 11:30 | 1.5739 | 60
2020-11-03 12:00 | 12:00 | 1.512 | 60
2020-11-03 12:30 | 12:30 | 1.4761 | 60
2020-11-03 13:00 | 13:00 | 1.4833 | 60
2020-11-03 13:30 | 13:30 | 1.7596 | 60
2020-11-03 14:00 | 14:00 | 2.5262 | 60
2020-11-03 14:30 | 14:30 | 3.6558 | 60
2020-11-03 15:00 | 15:00 | 5.1964 | 60
2020-11-03 15:30 | 15:30 | 7.2477 | 60
2020-11-03 16:00 | 16:00 | 9.3412 | 60
2020-11-03 16:30 | 16:30 | 11.2691 | 60
2020-11-03 17:00 | 17:00 | 13.2217 | 60
2020-11-03 17:30 | 17:30 | 15.0576 | 60
2020-11-03 18:00 | 18:00 | 16.336 | 60
2020-11-03 18:30 | 18:30 | 17.456 | 60
2020-11-03 19:00 | 19:00 | 16.7732 | 60
2020-11-03 19:30 | 19:30 | 15.9917 | 60
2020-11-03 20:00 | 20:00 | 15.3391 | 60
2020-11-03 20:30 | 20:30 | 14.3316 | 60
2020-11-03 21:00 | 21:00 | 13.4546 | 60
2020-11-03 21:30 | 21:30 | 12.1583 | 60
2020-11-03 22:00 | 22:00 | 11.2267 | 60
2020-11-03 22:30 | 22:30 | 10.6883 | 60
2020-11-03 23:00 | 23:00 | 9.9465 | 60
2020-11-03 23:30 | 23:30 | 9.1107 | 60
2020-11-04 | 0:00 | 8.6478 | 60
2020-11-04 00:30 | 0:30 | 8.3962 | 60
2020-11-04 01:00 | 1:00 | 8.2194 | 60
2020-11-04 01:30 | 1:30 | 8.1251 | 60
2020-11-04 02:00 | 2:00 | 7.9123 | 60
2020-11-04 02:30 | 2:30 | 7.8187 | 60
2020-11-04 03:00 | 3:00 | 7.7942 | 60
2020-11-04 03:30 | 3:30 | 7.7857 | 60
2020-11-04 04:00 | 4:00 | 8.1098 | 60
2020-11-04 04:30 | 4:30 | 8.1432 | 60
2020-11-04 05:00 | 5:00 | 8.4599 | 60
2020-11-04 05:30 | 5:30 | 7.7396 | 60
2020-11-04 06:00 | 6:00 | 7.1879 | 60
2020-11-04 06:30 | 6:30 | 6.6151 | 60
2020-11-04 07:00 | 7:00 | 6.0069 | 60
2020-11-04 07:30 | 7:30 | 4.7675 | 60
2020-11-04 08:00 | 8:00 | 3.3865 | 60
2020-11-04 08:30 | 8:30 | 2.5432 | 60
2020-11-04 09:00 | 9:00 | 2.0941 | 60
2020-11-04 09:30 | 9:30 | 1.9091 | 60
2020-11-04 10:00 | 10:00 | 1.8156 | 60
2020-11-04 10:30 | 10:30 | 1.804 | 60
2020-11-04 11:00 | 11:00 | 1.806 | 60
2020-11-04 11:30 | 11:30 | 1.6759 | 60
2020-11-04 12:00 | 12:00 | 1.6586 | 60
2020-11-04 12:30 | 12:30 | 1.7705 | 60
2020-11-04 13:00 | 13:00 | 1.9102 | 60
2020-11-04 13:30 | 13:30 | 2.2206 | 60
2020-11-04 14:00 | 14:00 | 3.0384 | 60
2020-11-04 14:30 | 14:30 | 4.228 | 60
2020-11-04 15:00 | 15:00 | 5.9012 | 60
2020-11-04 15:30 | 15:30 | 8.002 | 60
2020-11-04 16:00 | 16:00 | 10.0281 | 60
2020-11-04 16:30 | 16:30 | 12.0556 | 60
2020-11-04 17:00 | 17:00 | 14.096 | 60
2020-11-04 17:30 | 17:30 | 15.6674 | 60
2020-11-04 18:00 | 18:00 | 16.7539 | 60
2020-11-04 18:30 | 18:30 | 17.9856 | 60
2020-11-04 19:00 | 19:00 | 17.2366 | 60
2020-11-04 19:30 | 19:30 | 16.1135 | 60
2020-11-04 20:00 | 20:00 | 15.4843 | 60
2020-11-04 20:30 | 20:30 | 14.4969 | 60
2020-11-04 21:00 | 21:00 | 13.608 | 60
2020-11-04 21:30 | 21:30 | 12.7307 | 60
2020-11-04 22:00 | 22:00 | 11.8292 | 60
2020-11-04 22:30 | 22:30 | 11.0999 | 60
2020-11-04 23:00 | 23:00 | 10.1574 | 60
2020-11-04 23:30 | 23:30 | 9.4274 | 60
2020-11-05 | 0:00 | 8.9174 | 60
2020-11-05 00:30 | 0:30 | 8.6384 | 60
2020-11-05 01:00 | 1:00 | 8.3894 | 60
2020-11-05 01:30 | 1:30 | 8.1206 | 60
2020-11-05 02:00 | 2:00 | 7.959 | 60
2020-11-05 02:30 | 2:30 | 7.9413 | 60
2020-11-05 03:00 | 3:00 | 7.9136 | 60
2020-11-05 03:30 | 3:30 | 7.8704 | 60
2020-11-05 04:00 | 4:00 | 7.9871 | 60
2020-11-05 04:30 | 4:30 | 8.1342 | 60
2020-11-05 05:00 | 5:00 | 8.2941 | 60
2020-11-05 05:30 | 5:30 | 7.7478 | 60
2020-11-05 06:00 | 6:00 | 7.4539 | 60
2020-11-05 06:30 | 6:30 | 6.8528 | 60
2020-11-05 07:00 | 7:00 | 6.2988 | 60
2020-11-05 07:30 | 7:30 | 5.1059 | 60
2020-11-05 08:00 | 8:00 | 3.55 | 60
2020-11-05 08:30 | 8:30 | 3.0599 | 60
2020-11-05 09:00 | 9:00 | 2.3639 | 60
2020-11-05 09:30 | 9:30 | 2.7703 | 60
2020-11-05 10:00 | 10:00 | 1.665 | 60
2020-11-05 10:30 | 10:30 | 1.8003 | 60
2020-11-05 11:00 | 11:00 | 3.611 | 60
2020-11-05 11:30 | 11:30 | 7.0543 | 60
2020-11-05 12:00 | 12:00 | 6.7767 | 60
2020-11-05 12:30 | 12:30 | 6.4661 | 60
2020-11-05 13:00 | 13:00 | 4.3404 | 60
2020-11-05 13:30 | 13:30 | 4.7294 | 60
2020-11-05 14:00 | 14:00 | 6.4494 | 60
2020-11-05 14:30 | 14:30 | 8.9463 | 60
2020-11-05 15:00 | 15:00 | 14.3645 | 60
2020-11-05 15:30 | 15:30 | 14.3771 | 60
2020-11-05 16:00 | 16:00 | 12.1435 | 60
2020-11-05 16:30 | 16:30 | 15.0623 | 60
2020-11-05 17:00 | 17:00 | 17.0227 | 60
2020-11-05 17:30 | 17:30 | 18.2093 | 60
2020-11-05 18:00 | 18:00 | 19.2083 | 60
2020-11-05 18:30 | 18:30 | 19.886 | 60
2020-11-05 19:00 | 19:00 | 19.4334 | 60
2020-11-05 19:30 | 19:30 | 18.5731 | 60
2020-11-05 20:00 | 20:00 | 17.7438 | 60
2020-11-05 20:30 | 20:30 | 16.5775 | 60
2020-11-05 21:00 | 21:00 | 15.3028 | 60
2020-11-05 21:30 | 21:30 | 13.9935 | 60
2020-11-05 22:00 | 22:00 | 12.9369 | 60
2020-11-05 22:30 | 22:30 | 12.1675 | 60
2020-11-05 23:00 | 23:00 | 11.0869 | 60
2020-11-05 23:30 | 23:30 | 10.0212 | 60
2020-11-06 | 0:00 | 9.5006 | 60
2020-11-06 00:30 | 0:30 | 9.1436 | 60
2020-11-06 01:00 | 1:00 | 8.8576 | 60
2020-11-06 01:30 | 1:30 | 8.5776 | 60
2020-11-06 02:00 | 2:00 | 8.3071 | 60
2020-11-06 02:30 | 2:30 | 8.2433 | 60
2020-11-06 03:00 | 3:00 | 8.1805 | 60
2020-11-06 03:30 | 3:30 | 8.2054 | 60
2020-11-06 04:00 | 4:00 | 8.3185 | 60
2020-11-06 04:30 | 4:30 | 8.3669 | 60
2020-11-06 05:00 | 5:00 | 8.6711 | 60
2020-11-06 05:30 | 5:30 | 7.9813 | 60
2020-11-06 06:00 | 6:00 | 7.2108 | 60
2020-11-06 06:30 | 6:30 | 6.4999 | 60
2020-11-06 07:00 | 7:00 | 5.9897 | 60
2020-11-06 07:30 | 7:30 | 4.7065 | 60
2020-11-06 08:00 | 8:00 | 3.2976 | 60
2020-11-06 08:30 | 8:30 | 2.4044 | 60
2020-11-06 09:00 | 9:00 | 1.9633 | 60
2020-11-06 09:30 | 9:30 | 1.6886 | 60
2020-11-06 10:00 | 10:00 | 1.5487 | 60
2020-11-06 10:30 | 10:30 | 1.6118 | 60
2020-11-06 11:00 | 11:00 | 1.5924 | 60
2020-11-06 11:30 | 11:30 | 1.6105 | 60
2020-11-06 12:00 | 12:00 | 1.4988 | 60
2020-11-06 12:30 | 12:30 | 1.5597 | 60
2020-11-06 13:00 | 13:00 | 1.6352 | 60
2020-11-06 13:30 | 13:30 | 2.0085 | 60
2020-11-06 14:00 | 14:00 | 2.9412 | 60
2020-11-06 14:30 | 14:30 | 4.0535 | 60
2020-11-06 15:00 | 15:00 | 5.8148 | 60
2020-11-06 15:30 | 15:30 | 7.8029 | 60
2020-11-06 16:00 | 16:00 | 9.9687 | 60
2020-11-06 16:30 | 16:30 | 11.7169 | 60
2020-11-06 17:00 | 17:00 | 13.2216 | 60
2020-11-06 17:30 | 17:30 | 14.5126 | 60
2020-11-06 18:00 | 18:00 | 15.4976 | 60
2020-11-06 18:30 | 18:30 | 16.4763 | 60
2020-11-06 19:00 | 19:00 | 16.0041 | 60
2020-11-06 19:30 | 19:30 | 15.5932 | 60
2020-11-06 20:00 | 20:00 | 14.9563 | 60
2020-11-06 20:30 | 20:30 | 13.9893 | 60
2020-11-06 21:00 | 21:00 | 13.1434 | 60
2020-11-06 21:30 | 21:30 | 12.3275 | 60
2020-11-06 22:00 | 22:00 | 11.633 | 60
2020-11-06 22:30 | 22:30 | 11.2492 | 60
2020-11-06 23:00 | 23:00 | 10.607 | 60
2020-11-06 23:30 | 23:30 | 9.698 | 60
2020-11-07 | 0:00 | 9.1426 | 60
2020-11-07 00:30 | 0:30 | 8.6465 | 60
2020-11-07 01:00 | 1:00 | 8.5179 | 60
2020-11-07 01:30 | 1:30 | 8.346 | 60
2020-11-07 02:00 | 2:00 | 8.158 | 60
2020-11-07 02:30 | 2:30 | 7.8838 | 60
2020-11-07 03:00 | 3:00 | 7.9241 | 60
2020-11-07 03:30 | 3:30 | 7.8221 | 60
2020-11-07 04:00 | 4:00 | 7.8608 | 60
2020-11-07 04:30 | 4:30 | 7.831 | 60
2020-11-07 05:00 | 5:00 | 7.687 | 60
2020-11-07 05:30 | 5:30 | 6.9882 | 60
2020-11-07 06:00 | 6:00 | 6.5938 | 60
2020-11-07 06:30 | 6:30 | 5.6349 | 60
2020-11-07 07:00 | 7:00 | 5.0984 | 60
2020-11-07 07:30 | 7:30 | 4.4273 | 60
2020-11-07 08:00 | 8:00 | 3.7583 | 60
2020-11-07 08:30 | 8:30 | 3.2095 | 60
2020-11-07 09:00 | 9:00 | 4.1159 | 60
2020-11-07 09:30 | 9:30 | 3.6294 | 60
2020-11-07 10:00 | 10:00 | 4.7583 | 60
2020-11-07 10:30 | 10:30 | 7.0853 | 60
2020-11-07 11:00 | 11:00 | 4.3012 | 60
2020-11-07 11:30 | 11:30 | 3.3724 | 60
2020-11-07 12:00 | 12:00 | 2.2991 | 60
2020-11-07 12:30 | 12:30 | 2.4515 | 60
2020-11-07 13:00 | 13:00 | 4.1401 | 60
2020-11-07 13:30 | 13:30 | 5.2799 | 60
2020-11-07 14:00 | 14:00 | 7.0102 | 60
2020-11-07 14:30 | 14:30 | 6.1695 | 60
2020-11-07 15:00 | 15:00 | 8.6616 | 60
2020-11-07 15:30 | 15:30 | 8.746 | 60
2020-11-07 16:00 | 16:00 | 10.1678 | 60
2020-11-07 16:30 | 16:30 | 11.6821 | 60
2020-11-07 17:00 | 17:00 | 12.964 | 60
2020-11-07 17:30 | 17:30 | 14.1833 | 60
2020-11-07 18:00 | 18:00 | 15.0956 | 60
2020-11-07 18:30 | 18:30 | 15.9726 | 60
2020-11-07 19:00 | 19:00 | 15.5086 | 60
2020-11-07 19:30 | 19:30 | 14.9272 | 60
2020-11-07 20:00 | 20:00 | 14.3584 | 60
2020-11-07 20:30 | 20:30 | 13.5071 | 60
2020-11-07 21:00 | 21:00 | 12.935 | 60
2020-11-07 21:30 | 21:30 | 12.4688 | 60
2020-11-07 22:00 | 22:00 | 11.9259 | 60
2020-11-07 22:30 | 22:30 | 11.5049 | 60
2020-11-07 23:00 | 23:00 | 10.6695 | 60
2020-11-07 23:30 | 23:30 | 9.9907 | 60
2020-11-08 | 0:00 | 9.4238 | 60
2020-11-08 00:30 | 0:30 | 8.9808 | 60
2020-11-08 01:00 | 1:00 | 8.8184 | 60
2020-11-08 01:30 | 1:30 | 8.4715 | 60
2020-11-08 02:00 | 2:00 | 8.4916 | 60
2020-11-08 02:30 | 2:30 | 8.1978 | 60
2020-11-08 03:00 | 3:00 | 8.1071 | 60
2020-11-08 03:30 | 3:30 | 7.9162 | 60
2020-11-08 04:00 | 4:00 | 8.085 | 60
2020-11-08 04:30 | 4:30 | 8.0247 | 60
2020-11-08 05:00 | 5:00 | 7.9749 | 60
2020-11-08 05:30 | 5:30 | 7.5622 | 60
2020-11-08 06:00 | 6:00 | 7.3809 | 60
2020-11-08 06:30 | 6:30 | 6.7662 | 60
2020-11-08 07:00 | 7:00 | 6.7462 | 60
2020-11-08 07:30 | 7:30 | 6.7963 | 60
2020-11-08 08:00 | 8:00 | 5.7619 | 60
2020-11-08 08:30 | 8:30 | 6.8034 | 60
2020-11-08 09:00 | 9:00 | 7.4349 | 60
2020-11-08 09:30 | 9:30 | 6.561 | 60
2020-11-08 10:00 | 10:00 | 4.9446 | 60
2020-11-08 10:30 | 10:30 | 4.7533 | 60
2020-11-08 11:00 | 11:00 | 7.2715 | 60
2020-11-08 11:30 | 11:30 | 4.7423 | 60
2020-11-08 12:00 | 12:00 | 4.1007 | 60
2020-11-08 12:30 | 12:30 | 6.2831 | 60
2020-11-08 13:00 | 13:00 | 7.7342 | 60
2020-11-08 13:30 | 13:30 | 6.0292 | 60
2020-11-08 14:00 | 14:00 | 6.2382 | 60
2020-11-08 14:30 | 14:30 | 6.042 | 60
2020-11-08 15:00 | 15:00 | 8.0398 | 60
2020-11-08 15:30 | 15:30 | 9.1258 | 60
2020-11-08 16:00 | 16:00 | 10.8768 | 60
2020-11-08 16:30 | 16:30 | 12.8364 | 60
2020-11-08 17:00 | 17:00 | 14.226 | 60
2020-11-08 17:30 | 17:30 | 15.3103 | 60
2020-11-08 18:00 | 18:00 | 16.3525 | 60
2020-11-08 18:30 | 18:30 | 17.169 | 60
2020-11-08 19:00 | 19:00 | 16.5839 | 60
2020-11-08 19:30 | 19:30 | 15.7759 | 60
2020-11-08 20:00 | 20:00 | 15.0447 | 60
2020-11-08 20:30 | 20:30 | 14.1709 | 60
2020-11-08 21:00 | 21:00 | 13.2403 | 60
2020-11-08 21:30 | 21:30 | 12.2942 | 60
2020-11-08 22:00 | 22:00 | 11.3696 | 60
2020-11-08 22:30 | 22:30 | 10.8633 | 60
2020-11-08 23:00 | 23:00 | 10.1632 | 60
2020-11-08 23:30 | 23:30 | 9.2714 | 60
2020-11-09 | 0:00 | 8.7143 | 60
2020-11-09 00:30 | 0:30 | 8.4312 | 60
2020-11-09 01:00 | 1:00 | 8.2755 | 60
2020-11-09 01:30 | 1:30 | 8.0122 | 60
2020-11-09 02:00 | 2:00 | 8.0622 | 60
2020-11-09 02:30 | 2:30 | 7.8967 | 60
2020-11-09 03:00 | 3:00 | 7.8873 | 60
2020-11-09 03:30 | 3:30 | 7.8511 | 60
2020-11-09 04:00 | 4:00 | 8.0498 | 60
2020-11-09 04:30 | 4:30 | 8.0534 | 60
2020-11-09 05:00 | 5:00 | 8.2141 | 60
2020-11-09 05:30 | 5:30 | 7.9064 | 60
2020-11-09 06:00 | 6:00 | 8.3743 | 60
2020-11-09 06:30 | 6:30 | 8.7924 | 60
2020-11-09 07:00 | 7:00 | 9.528 | 60
2020-11-09 07:30 | 7:30 | 7.0689 | 60
2020-11-09 08:00 | 8:00 | 5.3741 | 60
2020-11-09 08:30 | 8:30 | 3.527 | 60
2020-11-09 09:00 | 9:00 | 3.4961 | 60
2020-11-09 09:30 | 9:30 | 3.3177 | 60
2020-11-09 10:00 | 10:00 | 3.418 | 60
2020-11-09 10:30 | 10:30 | 2.045 | 60
2020-11-09 11:00 | 11:00 | 1.9223 | 60
2020-11-09 11:30 | 11:30 | 2.0895 | 60
2020-11-09 12:00 | 12:00 | 1.9224 | 60
2020-11-09 12:30 | 12:30 | 3.0176 | 60
2020-11-09 13:00 | 13:00 | 4.4261 | 60
2020-11-09 13:30 | 13:30 | 2.8892 | 60
2020-11-09 14:00 | 14:00 | 4.2818 | 60
2020-11-09 14:30 | 14:30 | 3.1421 | 60
2020-11-09 15:00 | 15:00 | 5.0182 | 60
2020-11-09 15:30 | 15:30 | 6.9216 | 60
2020-11-09 16:00 | 16:00 | 8.5876 | 60
2020-11-09 16:30 | 16:30 | 10.6881 | 60
2020-11-09 17:00 | 17:00 | 13.1545 | 60
2020-11-09 17:30 | 17:30 | 15.1669 | 60
2020-11-09 18:00 | 18:00 | 16.5151 | 60
2020-11-09 18:30 | 18:30 | 17.4401 | 60
2020-11-09 19:00 | 19:00 | 16.839 | 60
2020-11-09 19:30 | 19:30 | 16.0219 | 60
2020-11-09 20:00 | 20:00 | 15.2225 | 60
2020-11-09 20:30 | 20:30 | 14.3275 | 60
2020-11-09 21:00 | 21:00 | 13.3837 | 60
2020-11-09 21:30 | 21:30 | 12.1534 | 60
2020-11-09 22:00 | 22:00 | 11.3733 | 60
2020-11-09 22:30 | 22:30 | 10.884 | 60
2020-11-09 23:00 | 23:00 | 10.1267 | 60
2020-11-09 23:30 | 23:30 | 9.232 | 60
2020-11-10 | 0:00 | 8.657 | 60
2020-11-10 00:30 | 0:30 | 8.3955 | 60
2020-11-10 01:00 | 1:00 | 8.1706 | 60
2020-11-10 01:30 | 1:30 | 7.9631 | 60
2020-11-10 02:00 | 2:00 | 7.8302 | 60
2020-11-10 02:30 | 2:30 | 7.821 | 60
2020-11-10 03:00 | 3:00 | 7.8034 | 60
2020-11-10 03:30 | 3:30 | 7.7174 | 60
2020-11-10 04:00 | 4:00 | 7.8871 | 60
2020-11-10 04:30 | 4:30 | 8.0112 | 60
2020-11-10 05:00 | 5:00 | 8.051 | 60
2020-11-10 05:30 | 5:30 | 7.4885 | 60
2020-11-10 06:00 | 6:00 | 6.7914 | 60
2020-11-10 06:30 | 6:30 | 6.3119 | 60
2020-11-10 07:00 | 7:00 | 5.5394 | 60
2020-11-10 07:30 | 7:30 | 4.3915 | 60
2020-11-10 08:00 | 8:00 | 2.9986 | 60
2020-11-10 08:30 | 8:30 | 2.0829 | 60
2020-11-10 09:00 | 9:00 | 1.8329 | 60
2020-11-10 09:30 | 9:30 | 1.7976 | 60
2020-11-10 10:00 | 10:00 | 1.8803 | 60
2020-11-10 10:30 | 10:30 | 1.8648 | 60
2020-11-10 11:00 | 11:00 | 1.9418 | 60
2020-11-10 11:30 | 11:30 | 1.8189 | 60
2020-11-10 12:00 | 12:00 | 1.7957 | 60
2020-11-10 12:30 | 12:30 | 1.7625 | 60
2020-11-10 13:00 | 13:00 | 1.684 | 60
2020-11-10 13:30 | 13:30 | 1.941 | 60
2020-11-10 14:00 | 14:00 | 2.548 | 60
2020-11-10 14:30 | 14:30 | 3.386 | 60
2020-11-10 15:00 | 15:00 | 5.0256 | 60
2020-11-10 15:30 | 15:30 | 7.3377 | 60
2020-11-10 16:00 | 16:00 | 9.2266 | 60
2020-11-10 16:30 | 16:30 | 11.2064 | 60
2020-11-10 17:00 | 17:00 | 13.0918 | 60
2020-11-10 17:30 | 17:30 | 14.8052 | 60
2020-11-10 18:00 | 18:00 | 16.0204 | 60
2020-11-10 18:30 | 18:30 | 17.295 | 60
2020-11-10 19:00 | 19:00 | 16.7541 | 60
2020-11-10 19:30 | 19:30 | 16.0918 | 60
2020-11-10 20:00 | 20:00 | 15.4466 | 60
2020-11-10 20:30 | 20:30 | 14.4939 | 60
2020-11-10 21:00 | 21:00 | 13.4416 | 60
2020-11-10 21:30 | 21:30 | 12.4097 | 60
2020-11-10 22:00 | 22:00 | 11.5013 | 60
2020-11-10 22:30 | 22:30 | 10.8863 | 60
2020-11-10 23:00 | 23:00 | 10.0485 | 60
2020-11-10 23:30 | 23:30 | 9.1712 | 60
2020-11-11 | 0:00 | 8.7328 | 60
2020-11-11 00:30 | 0:30 | 8.4606 | 60
2020-11-11 01:00 | 1:00 | 8.2647 | 60
2020-11-11 01:30 | 1:30 | 8.007 | 60
2020-11-11 02:00 | 2:00 | 7.9486 | 60
2020-11-11 02:30 | 2:30 | 7.8633 | 60
2020-11-11 03:00 | 3:00 | 7.9492 | 60
2020-11-11 03:30 | 3:30 | 7.8989 | 60
2020-11-11 04:00 | 4:00 | 8.054 | 60
2020-11-11 04:30 | 4:30 | 8.1832 | 60
2020-11-11 05:00 | 5:00 | 8.4598 | 60
2020-11-11 05:30 | 5:30 | 8.176 | 60
2020-11-11 06:00 | 6:00 | 7.5784 | 60
2020-11-11 06:30 | 6:30 | 7.1909 | 60
2020-11-11 07:00 | 7:00 | 5.8955 | 60
2020-11-11 07:30 | 7:30 | 4.5976 | 60
2020-11-11 08:00 | 8:00 | 4.4457 | 60
2020-11-11 08:30 | 8:30 | 3.6324 | 60
2020-11-11 09:00 | 9:00 | 2.7712 | 60
2020-11-11 09:30 | 9:30 | 2.4035 | 60
2020-11-11 10:00 | 10:00 | 1.9533 | 60
2020-11-11 10:30 | 10:30 | 1.6655 | 60
2020-11-11 11:00 | 11:00 | 1.5929 | 60
2020-11-11 11:30 | 11:30 | 1.527 | 60
2020-11-11 12:00 | 12:00 | 1.4933 | 60
2020-11-11 12:30 | 12:30 | 1.5423 | 60
2020-11-11 13:00 | 13:00 | 1.5957 | 60
2020-11-11 13:30 | 13:30 | 1.9758 | 60
2020-11-11 14:00 | 14:00 | 2.8018 | 60
2020-11-11 14:30 | 14:30 | 4.138 | 60
2020-11-11 15:00 | 15:00 | 5.7233 | 60
2020-11-11 15:30 | 15:30 | 7.8715 | 60
2020-11-11 16:00 | 16:00 | 9.7648 | 60
2020-11-11 16:30 | 16:30 | 11.8493 | 60
2020-11-11 17:00 | 17:00 | 13.7402 | 60
2020-11-11 17:30 | 17:30 | 15.4824 | 60
2020-11-11 18:00 | 18:00 | 16.4624 | 60
2020-11-11 18:30 | 18:30 | 17.6781 | 60
2020-11-11 19:00 | 19:00 | 17.1187 | 60
2020-11-11 19:30 | 19:30 | 16.2295 | 60
2020-11-11 20:00 | 20:00 | 15.7302 | 60
2020-11-11 20:30 | 20:30 | 16.661 | 60
2020-11-11 21:00 | 21:00 | 15.435 | 60
2020-11-11 21:30 | 21:30 | 14.3135 | 60
2020-11-11 22:00 | 22:00 | 13.0419 | 60
2020-11-11 22:30 | 22:30 | 12.2514 | 60
2020-11-11 23:00 | 23:00 | 11.3822 | 60
2020-11-11 23:30 | 23:30 | 10.398 | 60
2020-11-12 | 0:00 | 9.7664 | 60
2020-11-12 00:30 | 0:30 | 9.2962 | 60
2020-11-12 01:00 | 1:00 | 8.9728 | 60
2020-11-12 01:30 | 1:30 | 8.8263 | 60
2020-11-12 02:00 | 2:00 | 8.5804 | 60
2020-11-12 02:30 | 2:30 | 8.5547 | 60
2020-11-12 03:00 | 3:00 | 8.5334 | 60
2020-11-12 03:30 | 3:30 | 8.5266 | 60
2020-11-12 04:00 | 4:00 | 8.7539 | 60
2020-11-12 04:30 | 4:30 | 8.9486 | 60
2020-11-12 05:00 | 5:00 | 8.6973 | 60
2020-11-12 05:30 | 5:30 | 8.3777 | 60
2020-11-12 06:00 | 6:00 | 8.2102 | 60
2020-11-12 06:30 | 6:30 | 6.4721 | 60
2020-11-12 07:00 | 7:00 | 6.4439 | 60
2020-11-12 07:30 | 7:30 | 6.1224 | 60
2020-11-12 08:00 | 8:00 | 4.6131 | 60
2020-11-12 08:30 | 8:30 | 4.8512 | 60
2020-11-12 09:00 | 9:00 | 4.4122 | 60
2020-11-12 09:30 | 9:30 | 4.3705 | 60
2020-11-12 10:00 | 10:00 | 2.6698 | 60
2020-11-12 10:30 | 10:30 | 2.5209 | 60
2020-11-12 11:00 | 11:00 | 2.7294 | 60
2020-11-12 11:30 | 11:30 | 1.6013 | 60
2020-11-12 12:00 | 12:00 | 1.4965 | 60
2020-11-12 12:30 | 12:30 | 1.7583 | 60
2020-11-12 13:00 | 13:00 | 1.7206 | 60
2020-11-12 13:30 | 13:30 | 3.2088 | 60
2020-11-12 14:00 | 14:00 | 2.9355 | 60
2020-11-12 14:30 | 14:30 | 4.5178 | 60
2020-11-12 15:00 | 15:00 | 7.0422 | 60
2020-11-12 15:30 | 15:30 | 10.9115 | 60
2020-11-12 16:00 | 16:00 | 11.2683 | 60
2020-11-12 16:30 | 16:30 | 13.6175 | 60
2020-11-12 17:00 | 17:00 | 15.707 | 60
2020-11-12 17:30 | 17:30 | 17.5654 | 60
2020-11-12 18:00 | 18:00 | 18.5765 | 60
2020-11-12 18:30 | 18:30 | 19.6793 | 60
2020-11-12 19:00 | 19:00 | 19.271 | 60
2020-11-12 19:30 | 19:30 | 18.4037 | 60
2020-11-12 20:00 | 20:00 | 17.6823 | 60
2020-11-12 20:30 | 20:30 | 16.4885 | 60
2020-11-12 21:00 | 21:00 | 15.6624 | 60
2020-11-12 21:30 | 21:30 | 14.4036 | 60
2020-11-12 22:00 | 22:00 | 13.2636 | 60
2020-11-12 22:30 | 22:30 | 12.6169 | 60
2020-11-12 23:00 | 23:00 | 11.7269 | 60
2020-11-12 23:30 | 23:30 | 10.9 | 60
2020-11-13 | 0:00 | 10.1403 | 60
2020-11-13 00:30 | 0:30 | 9.8401 | 60
2020-11-13 01:00 | 1:00 | 8.7531 | 60
2020-11-13 01:30 | 1:30 | 8.3593 | 60
2020-11-13 02:00 | 2:00 | 8.2372 | 60
2020-11-13 02:30 | 2:30 | 8.1396 | 60
2020-11-13 03:00 | 3:00 | 8.1759 | 60
2020-11-13 03:30 | 3:30 | 8.1642 | 60
2020-11-13 04:00 | 4:00 | 8.4214 | 60
2020-11-13 04:30 | 4:30 | 8.4075 | 60
2020-11-13 05:00 | 5:00 | 8.5492 | 60
2020-11-13 05:30 | 5:30 | 8.184 | 60
2020-11-13 06:00 | 6:00 | 6.8658 | 60
2020-11-13 06:30 | 6:30 | 7.7312 | 60
2020-11-13 07:00 | 7:00 | 9.5674 | 60
2020-11-13 07:30 | 7:30 | 9.7629 | 60
2020-11-13 08:00 | 8:00 | 6.3143 | 60
2020-11-13 08:30 | 8:30 | 7.8995 | 60
2020-11-13 09:00 | 9:00 | 8.281 | 60
2020-11-13 09:30 | 9:30 | 5.9241 | 60
2020-11-13 10:00 | 10:00 | 8.088 | 60
2020-11-13 10:30 | 10:30 | 9.3768 | 60
2020-11-13 11:00 | 11:00 | 8.9494 | 60
2020-11-13 11:30 | 11:30 | 9.993 | 60
2020-11-13 12:00 | 12:00 | 11.3062 | 60
2020-11-13 12:30 | 12:30 | 7.5097 | 60
2020-11-13 13:00 | 13:00 | 3.6499 | 60
2020-11-13 13:30 | 13:30 | 2.8053 | 60
2020-11-13 14:00 | 14:00 | 3.2331 | 60
2020-11-13 14:30 | 14:30 | 4.8961 | 60
2020-11-13 15:00 | 15:00 | 6.1824 | 60
2020-11-13 15:30 | 15:30 | 8.3436 | 60
2020-11-13 16:00 | 16:00 | 10.298 | 60
2020-11-13 16:30 | 16:30 | 12.8057 | 60
2020-11-13 17:00 | 17:00 | 14.8157 | 60
2020-11-13 17:30 | 17:30 | 15.3099 | 60
2020-11-13 18:00 | 18:00 | 16.1446 | 60
2020-11-13 18:30 | 18:30 | 16.9859 | 60
2020-11-13 19:00 | 19:00 | 16.6229 | 60
2020-11-13 19:30 | 19:30 | 16.1188 | 60
2020-11-13 20:00 | 20:00 | 15.8139 | 60
2020-11-13 20:30 | 20:30 | 14.8889 | 60
2020-11-13 21:00 | 21:00 | 14.098 | 60
2020-11-13 21:30 | 21:30 | 13.3277 | 60
2020-11-13 22:00 | 22:00 | 12.5336 | 60
2020-11-13 22:30 | 22:30 | 12.0718 | 60
2020-11-13 23:00 | 23:00 | 11.3593 | 60
2020-11-13 23:30 | 23:30 | 10.4835 | 60
2020-11-14 | 0:00 | 9.8019 | 60
2020-11-14 00:30 | 0:30 | 9.2631 | 60
2020-11-14 01:00 | 1:00 | 8.9952 | 60
2020-11-14 01:30 | 1:30 | 8.6809 | 60
2020-11-14 02:00 | 2:00 | 8.4114 | 60
2020-11-14 02:30 | 2:30 | 8.3908 | 60
2020-11-14 03:00 | 3:00 | 8.3833 | 60
2020-11-14 03:30 | 3:30 | 8.1456 | 60
2020-11-14 04:00 | 4:00 | 8.2355 | 60
2020-11-14 04:30 | 4:30 | 8.0546 | 60
2020-11-14 05:00 | 5:00 | 7.9717 | 60
2020-11-14 05:30 | 5:30 | 7.3343 | 60
2020-11-14 06:00 | 6:00 | 6.7221 | 60
2020-11-14 06:30 | 6:30 | 6.1303 | 60
2020-11-14 07:00 | 7:00 | 5.5587 | 60
2020-11-14 07:30 | 7:30 | 4.9652 | 60
2020-11-14 08:00 | 8:00 | 4.4561 | 60
2020-11-14 08:30 | 8:30 | 3.9837 | 60
2020-11-14 09:00 | 9:00 | 3.6634 | 60
2020-11-14 09:30 | 9:30 | 3.2917 | 60
2020-11-14 10:00 | 10:00 | 3.509 | 60
2020-11-14 10:30 | 10:30 | 3.753 | 60
2020-11-14 11:00 | 11:00 | 4.4218 | 60
2020-11-14 11:30 | 11:30 | 5.0084 | 60
2020-11-14 12:00 | 12:00 | 5.9497 | 60
2020-11-14 12:30 | 12:30 | 6.5781 | 60
2020-11-14 13:00 | 13:00 | 8.5566 | 60
2020-11-14 13:30 | 13:30 | 10.8459 | 60
2020-11-14 14:00 | 14:00 | 10.6408 | 60
2020-11-14 14:30 | 14:30 | 11.7983 | 60
2020-11-14 15:00 | 15:00 | 13.7794 | 60
2020-11-14 15:30 | 15:30 | 15.8951 | 60
2020-11-14 16:00 | 16:00 | 17.7297 | 60
2020-11-14 16:30 | 16:30 | 19.2669 | 60
2020-11-14 17:00 | 17:00 | 19.9988 | 60
2020-11-14 17:30 | 17:30 | 20.2377 | 60
2020-11-14 18:00 | 18:00 | 20.306 | 60
2020-11-14 18:30 | 18:30 | 20.6635 | 60
2020-11-14 19:00 | 19:00 | 20.4742 | 60
2020-11-14 19:30 | 19:30 | 19.4759 | 60
2020-11-14 20:00 | 20:00 | 18.5115 | 60
2020-11-14 20:30 | 20:30 | 17.1659 | 60
2020-11-14 21:00 | 21:00 | 16.1218 | 60
2020-11-14 21:30 | 21:30 | 14.8221 | 60
2020-11-14 22:00 | 22:00 | 14.0253 | 60
2020-11-14 22:30 | 22:30 | 13.1981 | 60
2020-11-14 23:00 | 23:00 | 12.1995 | 60
2020-11-14 23:30 | 23:30 | 11.1617 | 60
2020-11-15 | 0:00 | 10.4466 | 60
2020-11-15 00:30 | 0:30 | 9.9978 | 60
2020-11-15 01:00 | 1:00 | 9.6714 | 60
2020-11-15 01:30 | 1:30 | 9.1733 | 60
2020-11-15 02:00 | 2:00 | 9.0489 | 60
2020-11-15 02:30 | 2:30 | 8.8104 | 60
2020-11-15 03:00 | 3:00 | 8.7768 | 60
2020-11-15 03:30 | 3:30 | 8.6085 | 60
2020-11-15 04:00 | 4:00 | 8.6026 | 60
2020-11-15 04:30 | 4:30 | 8.58 | 60
2020-11-15 05:00 | 5:00 | 8.2317 | 60
2020-11-15 05:30 | 5:30 | 7.5386 | 60
2020-11-15 06:00 | 6:00 | 6.83 | 60
2020-11-15 06:30 | 6:30 | 6.1916 | 60
2020-11-15 07:00 | 7:00 | 5.9548 | 60
2020-11-15 07:30 | 7:30 | 5.7904 | 60
2020-11-15 08:00 | 8:00 | 5.7425 | 60
2020-11-15 08:30 | 8:30 | 5.7594 | 60
2020-11-15 09:00 | 9:00 | 6.1005 | 60
2020-11-15 09:30 | 9:30 | 6.4179 | 60
2020-11-15 10:00 | 10:00 | 6.6664 | 60
2020-11-15 10:30 | 10:30 | 7.0312 | 60
2020-11-15 11:00 | 11:00 | 7.4047 | 60
2020-11-15 11:30 | 11:30 | 7.7913 | 60
2020-11-15 12:00 | 12:00 | 8.4807 | 60
2020-11-15 12:30 | 12:30 | 9.0212 | 60
2020-11-15 13:00 | 13:00 | 9.5869 | 60
2020-11-15 13:30 | 13:30 | 10.602 | 60
2020-11-15 14:00 | 14:00 | 11.9635 | 60
2020-11-15 14:30 | 14:30 | 13.7153 | 60
2020-11-15 15:00 | 15:00 | 15.4959 | 60
2020-11-15 15:30 | 15:30 | 17.1944 | 60
2020-11-15 16:00 | 16:00 | 18.8348 | 60
2020-11-15 16:30 | 16:30 | 20.3688 | 60
2020-11-15 17:00 | 17:00 | 21.353 | 60
2020-11-15 17:30 | 17:30 | 22.2281 | 60
2020-11-15 18:00 | 18:00 | 22.2696 | 60
2020-11-15 18:30 | 18:30 | 22.6141 | 60
2020-11-15 19:00 | 19:00 | 21.8381 | 60
2020-11-15 19:30 | 19:30 | 20.7223 | 60
2020-11-15 20:00 | 20:00 | 19.6802 | 60
2020-11-15 20:30 | 20:30 | 18.319 | 60
2020-11-15 21:00 | 21:00 | 16.6545 | 60
2020-11-15 21:30 | 21:30 | 15.4031 | 60
2020-11-15 22:00 | 22:00 | 14.2266 | 60
2020-11-15 22:30 | 22:30 | 13.3023 | 60
2020-11-15 23:00 | 23:00 | 12.2959 | 60
2020-11-15 23:30 | 23:30 | 11.288 | 60
2020-11-16 | 0:00 | 10.5347 | 60
2020-11-16 00:30 | 0:30 | 10.3031 | 60
2020-11-16 01:00 | 1:00 | 10.1036 | 60
2020-11-16 01:30 | 1:30 | 9.7835 | 60
2020-11-16 02:00 | 2:00 | 9.5522 | 60
2020-11-16 02:30 | 2:30 | 9.3804 | 60
2020-11-16 03:00 | 3:00 | 9.1761 | 60
2020-11-16 03:30 | 3:30 | 9.1324 | 60
2020-11-16 04:00 | 4:00 | 9.1789 | 60
2020-11-16 04:30 | 4:30 | 9.1652 | 60
2020-11-16 05:00 | 5:00 | 9.1756 | 60
2020-11-16 05:30 | 5:30 | 8.6868 | 60
2020-11-16 06:00 | 6:00 | 9.0494 | 60
2020-11-16 06:30 | 6:30 | 9.5588 | 60
2020-11-16 07:00 | 7:00 | 8.989 | 60
2020-11-16 07:30 | 7:30 | 9.4133 | 60
2020-11-16 08:00 | 8:00 | 8.9445 | 60
2020-11-16 08:30 | 8:30 | 9.4378 | 60
2020-11-16 09:00 | 9:00 | 8.8762 | 60
2020-11-16 09:30 | 9:30 | 9.1127 | 60
2020-11-16 10:00 | 10:00 | 10.3372 | 60
2020-11-16 10:30 | 10:30 | 8.6644 | 60
2020-11-16 11:00 | 11:00 | 8.2008 | 60
2020-11-16 11:30 | 11:30 | 8.5517 | 60
2020-11-16 12:00 | 12:00 | 8.3044 | 60
2020-11-16 12:30 | 12:30 | 8.9954 | 60
2020-11-16 13:00 | 13:00 | 9.5007 | 60
2020-11-16 13:30 | 13:30 | 9.5062 | 60
2020-11-16 14:00 | 14:00 | 10.9126 | 60
2020-11-16 14:30 | 14:30 | 12.2973 | 60
2020-11-16 15:00 | 15:00 | 15.2634 | 60
2020-11-16 15:30 | 15:30 | 18.5351 | 60
2020-11-16 16:00 | 16:00 | 20.4273 | 60
2020-11-16 16:30 | 16:30 | 22.1618 | 60
2020-11-16 17:00 | 17:00 | 23.5381 | 60
2020-11-16 17:30 | 17:30 | 24.2337 | 60
2020-11-16 18:00 | 18:00 | 24.477 | 60
2020-11-16 18:30 | 18:30 | 24.5636 | 60
2020-11-16 19:00 | 19:00 | 23.4713 | 60
2020-11-16 19:30 | 19:30 | 22.2893 | 60
2020-11-16 20:00 | 20:00 | 21.0482 | 60
2020-11-16 20:30 | 20:30 | 19.3401 | 60
2020-11-16 21:00 | 21:00 | 17.5854 | 60
2020-11-16 21:30 | 21:30 | 16.145 | 60
2020-11-16 22:00 | 22:00 | 14.8473 | 60
2020-11-16 22:30 | 22:30 | 13.964 | 60
2020-11-16 23:00 | 23:00 | 12.7106 | 60
2020-11-16 23:30 | 23:30 | 11.8144 | 60
2020-11-17 | 0:00 | 10.94 | 60
2020-11-17 00:30 | 0:30 | 10.4543 | 60
2020-11-17 01:00 | 1:00 | 10.3051 | 60
2020-11-17 01:30 | 1:30 | 9.9772 | 60
2020-11-17 02:00 | 2:00 | 9.7205 | 60
2020-11-17 02:30 | 2:30 | 9.5125 | 60
2020-11-17 03:00 | 3:00 | 9.3915 | 60
2020-11-17 03:30 | 3:30 | 9.3765 | 60
2020-11-17 04:00 | 4:00 | 9.3655 | 60
2020-11-17 04:30 | 4:30 | 9.4396 | 60
2020-11-17 05:00 | 5:00 | 9.5453 | 60
2020-11-17 05:30 | 5:30 | 9.4421 | 60
2020-11-17 06:00 | 6:00 | 9.7412 | 60
2020-11-17 06:30 | 6:30 | 10.0043 | 60
2020-11-17 07:00 | 7:00 | 9.7704 | 60
2020-11-17 07:30 | 7:30 | 7.5246 | 60
2020-11-17 08:00 | 8:00 | 6.9588 | 60
2020-11-17 08:30 | 8:30 | 6.8561 | 60
2020-11-17 09:00 | 9:00 | 6.8966 | 60
2020-11-17 09:30 | 9:30 | 7.6967 | 60
2020-11-17 10:00 | 10:00 | 8.1579 | 60
2020-11-17 10:30 | 10:30 | 8.2168 | 60
2020-11-17 11:00 | 11:00 | 10.0148 | 60
2020-11-17 11:30 | 11:30 | 10.0252 | 60
2020-11-17 12:00 | 12:00 | 10.1186 | 60
2020-11-17 12:30 | 12:30 | 14.3193 | 60
2020-11-17 13:00 | 13:00 | 15.986 | 60
2020-11-17 13:30 | 13:30 | 16.9725 | 60
2020-11-17 14:00 | 14:00 | 19.8201 | 60
2020-11-17 14:30 | 14:30 | 19.3653 | 60
2020-11-17 15:00 | 15:00 | 17.9954 | 60
2020-11-17 15:30 | 15:30 | 16.3692 | 60
2020-11-17 16:00 | 16:00 | 16.6251 | 60
2020-11-17 16:30 | 16:30 | 18.2597 | 60
2020-11-17 17:00 | 17:00 | 19.3694 | 60
2020-11-17 17:30 | 17:30 | 19.8118 | 60
2020-11-17 18:00 | 18:00 | 19.8039 | 60
2020-11-17 18:30 | 18:30 | 19.8478 | 60
2020-11-17 19:00 | 19:00 | 19.3032 | 60
2020-11-17 19:30 | 19:30 | 18.3757 | 60
2020-11-17 20:00 | 20:00 | 17.6241 | 60
2020-11-17 20:30 | 20:30 | 16.2905 | 60
2020-11-17 21:00 | 21:00 | 15.1988 | 60
2020-11-17 21:30 | 21:30 | 14.0246 | 60
2020-11-17 22:00 | 22:00 | 12.995 | 60
2020-11-17 22:30 | 22:30 | 12.2554 | 60
2020-11-17 23:00 | 23:00 | 11.27 | 60
2020-11-17 23:30 | 23:30 | 10.4963 | 60
2020-11-18 | 0:00 | 9.8532 | 60
2020-11-18 00:30 | 0:30 | 9.5233 | 60
2020-11-18 01:00 | 1:00 | 9.2055 | 60
2020-11-18 01:30 | 1:30 | 8.9827 | 60
2020-11-18 02:00 | 2:00 | 8.7812 | 60
2020-11-18 02:30 | 2:30 | 8.5629 | 60
2020-11-18 03:00 | 3:00 | 8.6823 | 60
2020-11-18 03:30 | 3:30 | 8.6135 | 60
2020-11-18 04:00 | 4:00 | 8.6892 | 60
2020-11-18 04:30 | 4:30 | 8.8489 | 60
2020-11-18 05:00 | 5:00 | 9.214 | 60
2020-11-18 05:30 | 5:30 | 9.2639 | 60
2020-11-18 06:00 | 6:00 | 8.9443 | 60
2020-11-18 06:30 | 6:30 | 9.2551 | 60
2020-11-18 07:00 | 7:00 | 9.8462 | 60
2020-11-18 07:30 | 7:30 | 8.7899 | 60
2020-11-18 08:00 | 8:00 | 6.9848 | 60
2020-11-18 08:30 | 8:30 | 5.4208 | 60
2020-11-18 09:00 | 9:00 | 3.4524 | 60
2020-11-18 09:30 | 9:30 | 2.6946 | 60
2020-11-18 10:00 | 10:00 | 2.7461 | 60
2020-11-18 10:30 | 10:30 | 1.9335 | 60
2020-11-18 11:00 | 11:00 | 1.9241 | 60
2020-11-18 11:30 | 11:30 | 1.8717 | 60
2020-11-18 12:00 | 12:00 | 1.9226 | 60
2020-11-18 12:30 | 12:30 | 2.1781 | 60
2020-11-18 13:00 | 13:00 | 2.6157 | 60
2020-11-18 13:30 | 13:30 | 3.1711 | 60
2020-11-18 14:00 | 14:00 | 4.0965 | 60
2020-11-18 14:30 | 14:30 | 5.5834 | 60
2020-11-18 15:00 | 15:00 | 7.4742 | 60
2020-11-18 15:30 | 15:30 | 10.6685 | 60
2020-11-18 16:00 | 16:00 | 12.692 | 60
2020-11-18 16:30 | 16:30 | 13.4666 | 60
2020-11-18 17:00 | 17:00 | 14.4711 | 60
2020-11-18 17:30 | 17:30 | 15.6278 | 60
2020-11-18 18:00 | 18:00 | 16.7134 | 60
2020-11-18 18:30 | 18:30 | 17.6999 | 60
2020-11-18 19:00 | 19:00 | 17.4349 | 60
2020-11-18 19:30 | 19:30 | 16.387 | 60
2020-11-18 20:00 | 20:00 | 15.9139 | 60
2020-11-18 20:30 | 20:30 | 14.7242 | 60
2020-11-18 21:00 | 21:00 | 13.9593 | 60
2020-11-18 21:30 | 21:30 | 13.3428 | 60
2020-11-18 22:00 | 22:00 | 12.4523 | 60
2020-11-18 22:30 | 22:30 | 11.839 | 60
2020-11-18 23:00 | 23:00 | 10.7541 | 60
2020-11-18 23:30 | 23:30 | 9.931 | 60
2020-11-19 | 0:00 | 9.4035 | 60
2020-11-19 00:30 | 0:30 | 9.0177 | 60
2020-11-19 01:00 | 1:00 | 8.8196 | 60
2020-11-19 01:30 | 1:30 | 8.6311 | 60
2020-11-19 02:00 | 2:00 | 8.3643 | 60
2020-11-19 02:30 | 2:30 | 8.2272 | 60
2020-11-19 03:00 | 3:00 | 8.1554 | 60
2020-11-19 03:30 | 3:30 | 8.2318 | 60
2020-11-19 04:00 | 4:00 | 8.3061 | 60
2020-11-19 04:30 | 4:30 | 8.3784 | 60
2020-11-19 05:00 | 5:00 | 8.4795 | 60
2020-11-19 05:30 | 5:30 | 7.878 | 60
2020-11-19 06:00 | 6:00 | 7.3953 | 60
2020-11-19 06:30 | 6:30 | 6.9068 | 60
2020-11-19 07:00 | 7:00 | 6.4133 | 60
2020-11-19 07:30 | 7:30 | 5.2373 | 60
2020-11-19 08:00 | 8:00 | 3.9794 | 60
2020-11-19 08:30 | 8:30 | 3.0437 | 60
2020-11-19 09:00 | 9:00 | 3.0301 | 60
2020-11-19 09:30 | 9:30 | 2.8514 | 60
2020-11-19 10:00 | 10:00 | 2.8214 | 60
2020-11-19 10:30 | 10:30 | 1.8402 | 60
2020-11-19 11:00 | 11:00 | 1.7853 | 60
2020-11-19 11:30 | 11:30 | 2.3229 | 60
2020-11-19 12:00 | 12:00 | 1.9835 | 60
2020-11-19 12:30 | 12:30 | 2.195 | 60
2020-11-19 13:00 | 13:00 | 2.7105 | 60
2020-11-19 13:30 | 13:30 | 3.5021 | 60
2020-11-19 14:00 | 14:00 | 4.1473 | 60
2020-11-19 14:30 | 14:30 | 5.3739 | 60
2020-11-19 15:00 | 15:00 | 6.9333 | 60
2020-11-19 15:30 | 15:30 | 8.9115 | 60
2020-11-19 16:00 | 16:00 | 10.9283 | 60
2020-11-19 16:30 | 16:30 | 13.0818 | 60
2020-11-19 17:00 | 17:00 | 14.8203 | 60
2020-11-19 17:30 | 17:30 | 16.2021 | 60
2020-11-19 18:00 | 18:00 | 16.9049 | 60
2020-11-19 18:30 | 18:30 | 17.6793 | 60
2020-11-19 19:00 | 19:00 | 17.4231 | 60
2020-11-19 19:30 | 19:30 | 16.6128 | 60
2020-11-19 20:00 | 20:00 | 16.0358 | 60
2020-11-19 20:30 | 20:30 | 15.0992 | 60
2020-11-19 21:00 | 21:00 | 14.155 | 60
2020-11-19 21:30 | 21:30 | 13.0771 | 60
2020-11-19 22:00 | 22:00 | 12.3011 | 60
2020-11-19 22:30 | 22:30 | 11.5466 | 60
2020-11-19 23:00 | 23:00 | 10.6441 | 60
2020-11-19 23:30 | 23:30 | 9.775 | 60
2020-11-20 | 0:00 | 9.3175 | 60
2020-11-20 00:30 | 0:30 | 9.0232 | 60
2020-11-20 01:00 | 1:00 | 8.7599 | 60
2020-11-20 01:30 | 1:30 | 8.4772 | 60
2020-11-20 02:00 | 2:00 | 8.3804 | 60
2020-11-20 02:30 | 2:30 | 8.2555 | 60
2020-11-20 03:00 | 3:00 | 8.2664 | 60
2020-11-20 03:30 | 3:30 | 8.2228 | 60
2020-11-20 04:00 | 4:00 | 8.3246 | 60
2020-11-20 04:30 | 4:30 | 8.4186 | 60
2020-11-20 05:00 | 5:00 | 8.4253 | 60
2020-11-20 05:30 | 5:30 | 8.0519 | 60
2020-11-20 06:00 | 6:00 | 7.1806 | 60
2020-11-20 06:30 | 6:30 | 6.8553 | 60
2020-11-20 07:00 | 7:00 | 6.2171 | 60
2020-11-20 07:30 | 7:30 | 5.2694 | 60
2020-11-20 08:00 | 8:00 | 4.0257 | 60
2020-11-20 08:30 | 8:30 | 3.5795 | 60
2020-11-20 09:00 | 9:00 | 3.2181 | 60
2020-11-20 09:30 | 9:30 | 2.3714 | 60
2020-11-20 10:00 | 10:00 | 2.1263 | 60
2020-11-20 10:30 | 10:30 | 2.0605 | 60
2020-11-20 11:00 | 11:00 | 2.1301 | 60
2020-11-20 11:30 | 11:30 | 2.3645 | 60
2020-11-20 12:00 | 12:00 | 2.8654 | 60
2020-11-20 12:30 | 12:30 | 3.2635 | 60
2020-11-20 13:00 | 13:00 | 4.0363 | 60
2020-11-20 13:30 | 13:30 | 4.8274 | 60
2020-11-20 14:00 | 14:00 | 6.0728 | 60
2020-11-20 14:30 | 14:30 | 7.5615 | 60
2020-11-20 15:00 | 15:00 | 9.0864 | 60
2020-11-20 15:30 | 15:30 | 11.3785 | 60
2020-11-20 16:00 | 16:00 | 13.3738 | 60
2020-11-20 16:30 | 16:30 | 15.0905 | 60
2020-11-20 17:00 | 17:00 | 16.1792 | 60
2020-11-20 17:30 | 17:30 | 17.0621 | 60
2020-11-20 18:00 | 18:00 | 17.4565 | 60
2020-11-20 18:30 | 18:30 | 17.9906 | 60
2020-11-20 19:00 | 19:00 | 17.8933 | 60
2020-11-20 19:30 | 19:30 | 17.2238 | 60
2020-11-20 20:00 | 20:00 | 16.3961 | 60
2020-11-20 20:30 | 20:30 | 15.2375 | 60
2020-11-20 21:00 | 21:00 | 14.4283 | 60
2020-11-20 21:30 | 21:30 | 13.5695 | 60
2020-11-20 22:00 | 22:00 | 12.7573 | 60
2020-11-20 22:30 | 22:30 | 12.221 | 60
2020-11-20 23:00 | 23:00 | 11.4214 | 60
2020-11-20 23:30 | 23:30 | 10.529 | 60
2020-11-21 | 0:00 | 9.808 | 60
2020-11-21 00:30 | 0:30 | 9.4799 | 60
2020-11-21 01:00 | 1:00 | 9.1898 | 60
2020-11-21 01:30 | 1:30 | 8.8996 | 60
2020-11-21 02:00 | 2:00 | 8.6527 | 60
2020-11-21 02:30 | 2:30 | 8.4911 | 60
2020-11-21 03:00 | 3:00 | 8.4497 | 60
2020-11-21 03:30 | 3:30 | 8.2787 | 60
2020-11-21 04:00 | 4:00 | 8.297 | 60
2020-11-21 04:30 | 4:30 | 8.3646 | 60
2020-11-21 05:00 | 5:00 | 8.1159 | 60
2020-11-21 05:30 | 5:30 | 7.348 | 60
2020-11-21 06:00 | 6:00 | 6.5135 | 60
2020-11-21 06:30 | 6:30 | 5.9682 | 60
2020-11-21 07:00 | 7:00 | 5.4308 | 60
2020-11-21 07:30 | 7:30 | 4.9548 | 60
2020-11-21 08:00 | 8:00 | 4.5188 | 60
2020-11-21 08:30 | 8:30 | 4.4792 | 60
2020-11-21 09:00 | 9:00 | 4.3609 | 60
2020-11-21 09:30 | 9:30 | 4.3289 | 60
2020-11-21 10:00 | 10:00 | 4.4003 | 60
2020-11-21 10:30 | 10:30 | 4.3234 | 60
2020-11-21 11:00 | 11:00 | 4.4474 | 60
2020-11-21 11:30 | 11:30 | 4.7907 | 60
2020-11-21 12:00 | 12:00 | 5.3637 | 60
2020-11-21 12:30 | 12:30 | 5.9541 | 60
2020-11-21 13:00 | 13:00 | 6.4714 | 60
2020-11-21 13:30 | 13:30 | 7.3687 | 60
2020-11-21 14:00 | 14:00 | 8.4679 | 60
2020-11-21 14:30 | 14:30 | 9.8638 | 60
2020-11-21 15:00 | 15:00 | 11.3005 | 60
2020-11-21 15:30 | 15:30 | 13.028 | 60
2020-11-21 16:00 | 16:00 | 14.7248 | 60
2020-11-21 16:30 | 16:30 | 16.2245 | 60
2020-11-21 17:00 | 17:00 | 17.2969 | 60
2020-11-21 17:30 | 17:30 | 18.0405 | 60
2020-11-21 18:00 | 18:00 | 18.2105 | 60
2020-11-21 18:30 | 18:30 | 18.4587 | 60
2020-11-21 19:00 | 19:00 | 18.268 | 60
2020-11-21 19:30 | 19:30 | 17.453 | 60
2020-11-21 20:00 | 20:00 | 16.6385 | 60
2020-11-21 20:30 | 20:30 | 15.6303 | 60
2020-11-21 21:00 | 21:00 | 14.742 | 60
2020-11-21 21:30 | 21:30 | 13.8614 | 60
2020-11-21 22:00 | 22:00 | 13.0681 | 60
2020-11-21 22:30 | 22:30 | 12.4956 | 60
2020-11-21 23:00 | 23:00 | 11.536 | 60
2020-11-21 23:30 | 23:30 | 10.7718 | 60
2020-11-22 | 0:00 | 10.0614 | 60
2020-11-22 00:30 | 0:30 | 9.524 | 60
2020-11-22 01:00 | 1:00 | 9.4408 | 60
2020-11-22 01:30 | 1:30 | 8.8904 | 60
2020-11-22 02:00 | 2:00 | 8.8105 | 60
2020-11-22 02:30 | 2:30 | 8.5665 | 60
2020-11-22 03:00 | 3:00 | 8.5211 | 60
2020-11-22 03:30 | 3:30 | 8.3992 | 60
2020-11-22 04:00 | 4:00 | 8.3303 | 60
2020-11-22 04:30 | 4:30 | 8.2261 | 60
2020-11-22 05:00 | 5:00 | 7.8914 | 60
2020-11-22 05:30 | 5:30 | 7.1034 | 60
2020-11-22 06:00 | 6:00 | 6.3786 | 60
2020-11-22 06:30 | 6:30 | 5.7219 | 60
2020-11-22 07:00 | 7:00 | 5.2654 | 60
2020-11-22 07:30 | 7:30 | 5.6806 | 60
2020-11-22 08:00 | 8:00 | 5.3492 | 60
2020-11-22 08:30 | 8:30 | 4.4981 | 60
2020-11-22 09:00 | 9:00 | 4.1754 | 60
2020-11-22 09:30 | 9:30 | 3.8016 | 60
2020-11-22 10:00 | 10:00 | 3.7186 | 60
2020-11-22 10:30 | 10:30 | 3.9487 | 60
2020-11-22 11:00 | 11:00 | 4.4204 | 60
2020-11-22 11:30 | 11:30 | 4.969 | 60
2020-11-22 12:00 | 12:00 | 5.5285 | 60
2020-11-22 12:30 | 12:30 | 6.4962 | 60
2020-11-22 13:00 | 13:00 | 7.4819 | 60
2020-11-22 13:30 | 13:30 | 8.5571 | 60
2020-11-22 14:00 | 14:00 | 9.8368 | 60
2020-11-22 14:30 | 14:30 | 11.1497 | 60
2020-11-22 15:00 | 15:00 | 13.1376 | 60
2020-11-22 15:30 | 15:30 | 15.364 | 60
2020-11-22 16:00 | 16:00 | 17.4123 | 60
2020-11-22 16:30 | 16:30 | 19.1441 | 60
2020-11-22 17:00 | 17:00 | 20.2768 | 60
2020-11-22 17:30 | 17:30 | 20.985 | 60
2020-11-22 18:00 | 18:00 | 21.0776 | 60
2020-11-22 18:30 | 18:30 | 21.073 | 60
2020-11-22 19:00 | 19:00 | 20.4645 | 60
2020-11-22 19:30 | 19:30 | 19.3164 | 60
2020-11-22 20:00 | 20:00 | 18.1364 | 60
2020-11-22 20:30 | 20:30 | 16.6546 | 60
2020-11-22 21:00 | 21:00 | 15.4709 | 60
2020-11-22 21:30 | 21:30 | 14.2537 | 60
2020-11-22 22:00 | 22:00 | 13.0523 | 60
2020-11-22 22:30 | 22:30 | 12.2073 | 60
2020-11-22 23:00 | 23:00 | 11.4111 | 60
2020-11-22 23:30 | 23:30 | 10.4897 | 60
2020-11-23 | 0:00 | 9.7735 | 60
2020-11-23 00:30 | 0:30 | 9.2844 | 60
2020-11-23 01:00 | 1:00 | 9.1454 | 60
2020-11-23 01:30 | 1:30 | 8.9697 | 60
2020-11-23 02:00 | 2:00 | 8.7406 | 60
2020-11-23 02:30 | 2:30 | 8.6219 | 60
2020-11-23 03:00 | 3:00 | 8.6243 | 60
2020-11-23 03:30 | 3:30 | 8.5907 | 60
2020-11-23 04:00 | 4:00 | 8.6811 | 60
2020-11-23 04:30 | 4:30 | 8.7891 | 60
2020-11-23 05:00 | 5:00 | 8.7044 | 60
2020-11-23 05:30 | 5:30 | 8.1712 | 60
2020-11-23 06:00 | 6:00 | 7.7349 | 60
2020-11-23 06:30 | 6:30 | 7.3002 | 60
2020-11-23 07:00 | 7:00 | 6.721 | 60
2020-11-23 07:30 | 7:30 | 5.96 | 60
2020-11-23 08:00 | 8:00 | 4.2864 | 60
2020-11-23 08:30 | 8:30 | 3.614 | 60
2020-11-23 09:00 | 9:00 | 3.164 | 60
2020-11-23 09:30 | 9:30 | 2.7712 | 60
2020-11-23 10:00 | 10:00 | 2.8712 | 60
2020-11-23 10:30 | 10:30 | 3.9175 | 60
2020-11-23 11:00 | 11:00 | 4.1145 | 60
2020-11-23 11:30 | 11:30 | 4.9073 | 60
2020-11-23 12:00 | 12:00 | 6.1032 | 60
2020-11-23 12:30 | 12:30 | 6.9574 | 60
2020-11-23 13:00 | 13:00 | 7.8261 | 60
2020-11-23 13:30 | 13:30 | 9.0216 | 60
2020-11-23 14:00 | 14:00 | 10.3447 | 60
2020-11-23 14:30 | 14:30 | 11.7636 | 60
2020-11-23 15:00 | 15:00 | 13.8338 | 60
2020-11-23 15:30 | 15:30 | 16.2368 | 60
2020-11-23 16:00 | 16:00 | 18.2838 | 60
2020-11-23 16:30 | 16:30 | 19.8132 | 60
2020-11-23 17:00 | 17:00 | 21.1485 | 60
2020-11-23 17:30 | 17:30 | 21.755 | 60
2020-11-23 18:00 | 18:00 | 22.0597 | 60
2020-11-23 18:30 | 18:30 | 22.6035 | 60
2020-11-23 19:00 | 19:00 | 21.8336 | 60
2020-11-23 19:30 | 19:30 | 20.6328 | 60
2020-11-23 20:00 | 20:00 | 19.4204 | 60
2020-11-23 20:30 | 20:30 | 17.9041 | 60
2020-11-23 21:00 | 21:00 | 16.4932 | 60
2020-11-23 21:30 | 21:30 | 15.2167 | 60
2020-11-23 22:00 | 22:00 | 13.959 | 60
2020-11-23 22:30 | 22:30 | 13.1212 | 60
2020-11-23 23:00 | 23:00 | 12.1867 | 60
2020-11-23 23:30 | 23:30 | 11.168 | 60
2020-11-24 | 0:00 | 10.5696 | 60
2020-11-24 00:30 | 0:30 | 10.2563 | 60
2020-11-24 01:00 | 1:00 | 9.9827 | 60
2020-11-24 01:30 | 1:30 | 9.6681 | 60
2020-11-24 02:00 | 2:00 | 9.5419 | 60
2020-11-24 02:30 | 2:30 | 9.3138 | 60
2020-11-24 03:00 | 3:00 | 9.2206 | 60
2020-11-24 03:30 | 3:30 | 9.2123 | 60
2020-11-24 04:00 | 4:00 | 9.3574 | 60
2020-11-24 04:30 | 4:30 | 9.5046 | 60
2020-11-24 05:00 | 5:00 | 9.6966 | 60
2020-11-24 05:30 | 5:30 | 9.3372 | 60
2020-11-24 06:00 | 6:00 | 9.0229 | 60
2020-11-24 06:30 | 6:30 | 9.1829 | 60
2020-11-24 07:00 | 7:00 | 7.7803 | 60
2020-11-24 07:30 | 7:30 | 6.6506 | 60
2020-11-24 08:00 | 8:00 | 6.3216 | 60
2020-11-24 08:30 | 8:30 | 6.2604 | 60
2020-11-24 09:00 | 9:00 | 6.4744 | 60
2020-11-24 09:30 | 9:30 | 5.974 | 60
2020-11-24 10:00 | 10:00 | 5.7929 | 60
2020-11-24 10:30 | 10:30 | 5.8588 | 60
2020-11-24 11:00 | 11:00 | 6.1515 | 60
2020-11-24 11:30 | 11:30 | 6.3324 | 60
2020-11-24 12:00 | 12:00 | 6.6894 | 60
2020-11-24 12:30 | 12:30 | 6.9333 | 60
2020-11-24 13:00 | 13:00 | 7.1232 | 60
2020-11-24 13:30 | 13:30 | 7.7562 | 60
2020-11-24 14:00 | 14:00 | 9.7038 | 60
2020-11-24 14:30 | 14:30 | 11.7152 | 60
2020-11-24 15:00 | 15:00 | 13.8003 | 60
2020-11-24 15:30 | 15:30 | 14.433 | 60
2020-11-24 16:00 | 16:00 | 16.0328 | 60
2020-11-24 16:30 | 16:30 | 16.951 | 60
2020-11-24 17:00 | 17:00 | 17.3699 | 60
2020-11-24 17:30 | 17:30 | 18.1814 | 60
2020-11-24 18:00 | 18:00 | 18.649 | 60
2020-11-24 18:30 | 18:30 | 19.3438 | 60
2020-11-24 19:00 | 19:00 | 19.0187 | 60
2020-11-24 19:30 | 19:30 | 18.4414 | 60
2020-11-24 20:00 | 20:00 | 17.5909 | 60
2020-11-24 20:30 | 20:30 | 16.2059 | 60
2020-11-24 21:00 | 21:00 | 15.0656 | 60
2020-11-24 21:30 | 21:30 | 13.8027 | 60
2020-11-24 22:00 | 22:00 | 12.9201 | 60
2020-11-24 22:30 | 22:30 | 12.2189 | 60
2020-11-24 23:00 | 23:00 | 11.2165 | 60
2020-11-24 23:30 | 23:30 | 10.3104 | 60
2020-11-25 | 0:00 | 9.7037 | 60
2020-11-25 00:30 | 0:30 | 9.3482 | 60
2020-11-25 01:00 | 1:00 | 9.239 | 60
2020-11-25 01:30 | 1:30 | 9.1472 | 60
2020-11-25 02:00 | 2:00 | 8.9076 | 60
2020-11-25 02:30 | 2:30 | 8.8323 | 60
2020-11-25 03:00 | 3:00 | 8.8734 | 60
2020-11-25 03:30 | 3:30 | 8.7246 | 60
2020-11-25 04:00 | 4:00 | 8.8458 | 60
2020-11-25 04:30 | 4:30 | 8.995 | 60
2020-11-25 05:00 | 5:00 | 9.3703 | 60
2020-11-25 05:30 | 5:30 | 9.2635 | 60
2020-11-25 06:00 | 6:00 | 9.8594 | 60
2020-11-25 06:30 | 6:30 | 8.4057 | 60
2020-11-25 07:00 | 7:00 | 9.2232 | 60
2020-11-25 07:30 | 7:30 | 9.0373 | 60
2020-11-25 08:00 | 8:00 | 9.3686 | 60
2020-11-25 08:30 | 8:30 | 8.2963 | 60
2020-11-25 09:00 | 9:00 | 6.5878 | 60
2020-11-25 09:30 | 9:30 | 5.6931 | 60
2020-11-25 10:00 | 10:00 | 5.7327 | 60
2020-11-25 10:30 | 10:30 | 5.4259 | 60
2020-11-25 11:00 | 11:00 | 5.3993 | 60
2020-11-25 11:30 | 11:30 | 6.7394 | 60
2020-11-25 12:00 | 12:00 | 4.213 | 60
2020-11-25 12:30 | 12:30 | 4.1008 | 60
2020-11-25 13:00 | 13:00 | 7.3255 | 60
2020-11-25 13:30 | 13:30 | 7.0592 | 60
2020-11-25 14:00 | 14:00 | 8.6397 | 60
2020-11-25 14:30 | 14:30 | 9.6086 | 60
2020-11-25 15:00 | 15:00 | 10.6129 | 60
2020-11-25 15:30 | 15:30 | 11.7472 | 60
2020-11-25 16:00 | 16:00 | 11.9418 | 60
2020-11-25 16:30 | 16:30 | 14.0742 | 60
2020-11-25 17:00 | 17:00 | 15.2502 | 60
2020-11-25 17:30 | 17:30 | 15.9569 | 60
2020-11-25 18:00 | 18:00 | 16.6255 | 60
2020-11-25 18:30 | 18:30 | 17.6965 | 60
2020-11-25 19:00 | 19:00 | 17.5822 | 60
2020-11-25 19:30 | 19:30 | 16.89 | 60
2020-11-25 20:00 | 20:00 | 16.3656 | 60
2020-11-25 20:30 | 20:30 | 15.3087 | 60
2020-11-25 21:00 | 21:00 | 14.3771 | 60
2020-11-25 21:30 | 21:30 | 13.3837 | 60
2020-11-25 22:00 | 22:00 | 12.3773 | 60
2020-11-25 22:30 | 22:30 | 11.8245 | 60
2020-11-25 23:00 | 23:00 | 10.8986 | 60
2020-11-25 23:30 | 23:30 | 9.9656 | 60
2020-11-26 | 0:00 | 9.3852 | 60
2020-11-26 00:30 | 0:30 | 9.0422 | 60
2020-11-26 01:00 | 1:00 | 8.9531 | 60
2020-11-26 01:30 | 1:30 | 8.7725 | 60
2020-11-26 02:00 | 2:00 | 8.5911 | 60
2020-11-26 02:30 | 2:30 | 8.434 | 60
2020-11-26 03:00 | 3:00 | 8.4674 | 60
2020-11-26 03:30 | 3:30 | 8.4132 | 60
2020-11-26 04:00 | 4:00 | 8.576 | 60
2020-11-26 04:30 | 4:30 | 8.6957 | 60
2020-11-26 05:00 | 5:00 | 8.51 | 60
2020-11-26 05:30 | 5:30 | 7.9233 | 60
2020-11-26 06:00 | 6:00 | 7.7547 | 60
2020-11-26 06:30 | 6:30 | 7.1604 | 60
2020-11-26 07:00 | 7:00 | 6.6375 | 60
2020-11-26 07:30 | 7:30 | 7.3303 | 60
2020-11-26 08:00 | 8:00 | 7.8825 | 60
2020-11-26 08:30 | 8:30 | 7.2139 | 60
2020-11-26 09:00 | 9:00 | 6.3544 | 60
2020-11-26 09:30 | 9:30 | 5.815 | 60
2020-11-26 10:00 | 10:00 | 4.3702 | 60
2020-11-26 10:30 | 10:30 | 4.6988 | 60
2020-11-26 11:00 | 11:00 | 4.419 | 60
2020-11-26 11:30 | 11:30 | 4.5989 | 60
2020-11-26 12:00 | 12:00 | 4.3897 | 60
2020-11-26 12:30 | 12:30 | 4.6528 | 60
2020-11-26 13:00 | 13:00 | 5.5493 | 60
2020-11-26 13:30 | 13:30 | 5.891 | 60
2020-11-26 14:00 | 14:00 | 7.1186 | 60
2020-11-26 14:30 | 14:30 | 8.2231 | 60
2020-11-26 15:00 | 15:00 | 9.8271 | 60
2020-11-26 15:30 | 15:30 | 12.0219 | 60
2020-11-26 16:00 | 16:00 | 13.8328 | 60
2020-11-26 16:30 | 16:30 | 15.5683 | 60
2020-11-26 17:00 | 17:00 | 17.0891 | 60
2020-11-26 17:30 | 17:30 | 18.1442 | 60
2020-11-26 18:00 | 18:00 | 18.7638 | 60
2020-11-26 18:30 | 18:30 | 18.9528 | 60
2020-11-26 19:00 | 19:00 | 19.0931 | 60
2020-11-26 19:30 | 19:30 | 18.5357 | 60
2020-11-26 20:00 | 20:00 | 17.6639 | 60
2020-11-26 20:30 | 20:30 | 16.5338 | 60
2020-11-26 21:00 | 21:00 | 15.2848 | 60
2020-11-26 21:30 | 21:30 | 14.1176 | 60
2020-11-26 22:00 | 22:00 | 13.0328 | 60
2020-11-26 22:30 | 22:30 | 12.2995 | 60
2020-11-26 23:00 | 23:00 | 11.2556 | 60
2020-11-26 23:30 | 23:30 | 10.2977 | 60
2020-11-27 | 0:00 | 9.8274 | 60
2020-11-27 00:30 | 0:30 | 9.3378 | 60
2020-11-27 01:00 | 1:00 | 9.2516 | 60
2020-11-27 01:30 | 1:30 | 8.9411 | 60
2020-11-27 02:00 | 2:00 | 8.7191 | 60
2020-11-27 02:30 | 2:30 | 8.515 | 60
2020-11-27 03:00 | 3:00 | 8.578 | 60
2020-11-27 03:30 | 3:30 | 8.5634 | 60
2020-11-27 04:00 | 4:00 | 8.6834 | 60
2020-11-27 04:30 | 4:30 | 8.6942 | 60
2020-11-27 05:00 | 5:00 | 8.7076 | 60
2020-11-27 05:30 | 5:30 | 8.1669 | 60
2020-11-27 06:00 | 6:00 | 7.5772 | 60
2020-11-27 06:30 | 6:30 | 7.2627 | 60
2020-11-27 07:00 | 7:00 | 6.781 | 60
2020-11-27 07:30 | 7:30 | 7.4772 | 60
2020-11-27 08:00 | 8:00 | 7.3979 | 60
2020-11-27 08:30 | 8:30 | 7.129 | 60
2020-11-27 09:00 | 9:00 | 6.4795 | 60
2020-11-27 09:30 | 9:30 | 5.7333 | 60
2020-11-27 10:00 | 10:00 | 5.9018 | 60
2020-11-27 10:30 | 10:30 | 6.3556 | 60
2020-11-27 11:00 | 11:00 | 4.9419 | 60
2020-11-27 11:30 | 11:30 | 5.5549 | 60
2020-11-27 12:00 | 12:00 | 6.2305 | 60
2020-11-27 12:30 | 12:30 | 6.6538 | 60
2020-11-27 13:00 | 13:00 | 6.8039 | 60
2020-11-27 13:30 | 13:30 | 5.6115 | 60
2020-11-27 14:00 | 14:00 | 6.5592 | 60
2020-11-27 14:30 | 14:30 | 7.5618 | 60
2020-11-27 15:00 | 15:00 | 9.1249 | 60
2020-11-27 15:30 | 15:30 | 11.2229 | 60
2020-11-27 16:00 | 16:00 | 13.3636 | 60
2020-11-27 16:30 | 16:30 | 15.2012 | 60
2020-11-27 17:00 | 17:00 | 16.4634 | 60
2020-11-27 17:30 | 17:30 | 17.1014 | 60
2020-11-27 18:00 | 18:00 | 17.4514 | 60
2020-11-27 18:30 | 18:30 | 17.976 | 60
2020-11-27 19:00 | 19:00 | 17.9677 | 60
2020-11-27 19:30 | 19:30 | 17.2277 | 60
2020-11-27 20:00 | 20:00 | 16.74 | 60
2020-11-27 20:30 | 20:30 | 15.7772 | 60
2020-11-27 21:00 | 21:00 | 14.6363 | 60
2020-11-27 21:30 | 21:30 | 13.7517 | 60
2020-11-27 22:00 | 22:00 | 12.8606 | 60
2020-11-27 22:30 | 22:30 | 12.3898 | 60
2020-11-27 23:00 | 23:00 | 11.3631 | 60
2020-11-27 23:30 | 23:30 | 10.5118 | 60
2020-11-28 | 0:00 | 9.8716 | 60
2020-11-28 00:30 | 0:30 | 9.4038 | 60
2020-11-28 01:00 | 1:00 | 9.0023 | 60
2020-11-28 01:30 | 1:30 | 8.8552 | 60
2020-11-28 02:00 | 2:00 | 8.6483 | 60
2020-11-28 02:30 | 2:30 | 8.5937 | 60
2020-11-28 03:00 | 3:00 | 8.4572 | 60
2020-11-28 03:30 | 3:30 | 8.3977 | 60
2020-11-28 04:00 | 4:00 | 8.3871 | 60
2020-11-28 04:30 | 4:30 | 8.2903 | 60
2020-11-28 05:00 | 5:00 | 8.1008 | 60
2020-11-28 05:30 | 5:30 | 7.2694 | 60
2020-11-28 06:00 | 6:00 | 6.6361 | 60
2020-11-28 06:30 | 6:30 | 5.8662 | 60
2020-11-28 07:00 | 7:00 | 5.5439 | 60
2020-11-28 07:30 | 7:30 | 4.9061 | 60
2020-11-28 08:00 | 8:00 | 4.5585 | 60
2020-11-28 08:30 | 8:30 | 4.0077 | 60
2020-11-28 09:00 | 9:00 | 3.5118 | 60
2020-11-28 09:30 | 9:30 | 3.408 | 60
2020-11-28 10:00 | 10:00 | 3.4971 | 60
2020-11-28 10:30 | 10:30 | 3.8096 | 60
2020-11-28 11:00 | 11:00 | 4.1843 | 60
2020-11-28 11:30 | 11:30 | 4.7204 | 60
2020-11-28 12:00 | 12:00 | 5.3765 | 60
2020-11-28 12:30 | 12:30 | 6.1373 | 60
2020-11-28 13:00 | 13:00 | 6.9666 | 60
2020-11-28 13:30 | 13:30 | 8.0097 | 60
2020-11-28 14:00 | 14:00 | 9.2615 | 60
2020-11-28 14:30 | 14:30 | 10.9062 | 60
2020-11-28 15:00 | 15:00 | 12.9208 | 60
2020-11-28 15:30 | 15:30 | 14.6965 | 60
2020-11-28 16:00 | 16:00 | 16.9526 | 60
2020-11-28 16:30 | 16:30 | 18.0206 | 60
2020-11-28 17:00 | 17:00 | 18.8903 | 60
2020-11-28 17:30 | 17:30 | 19.3282 | 60
2020-11-28 18:00 | 18:00 | 19.2598 | 60
2020-11-28 18:30 | 18:30 | 19.1157 | 60
2020-11-28 19:00 | 19:00 | 18.9114 | 60
2020-11-28 19:30 | 19:30 | 18.2599 | 60
2020-11-28 20:00 | 20:00 | 17.3936 | 60
2020-11-28 20:30 | 20:30 | 16.1837 | 60
2020-11-28 21:00 | 21:00 | 15.1148 | 60
2020-11-28 21:30 | 21:30 | 14.2882 | 60
2020-11-28 22:00 | 22:00 | 13.492 | 60
2020-11-28 22:30 | 22:30 | 13.0081 | 60
2020-11-28 23:00 | 23:00 | 11.9878 | 60
2020-11-28 23:30 | 23:30 | 11.2081 | 60
2020-11-29 | 0:00 | 10.7274 | 60
2020-11-29 00:30 | 0:30 | 10.099 | 60
2020-11-29 01:00 | 1:00 | 9.7639 | 60
2020-11-29 01:30 | 1:30 | 9.5198 | 60
2020-11-29 02:00 | 2:00 | 9.1046 | 60
2020-11-29 02:30 | 2:30 | 8.8958 | 60
2020-11-29 03:00 | 3:00 | 8.7208 | 60
2020-11-29 03:30 | 3:30 | 8.7138 | 60
2020-11-29 04:00 | 4:00 | 8.7661 | 60
2020-11-29 04:30 | 4:30 | 8.5061 | 60
2020-11-29 05:00 | 5:00 | 8.2921 | 60
2020-11-29 05:30 | 5:30 | 7.6444 | 60
2020-11-29 06:00 | 6:00 | 6.8199 | 60
2020-11-29 06:30 | 6:30 | 6.1122 | 60
2020-11-29 07:00 | 7:00 | 5.7033 | 60
2020-11-29 07:30 | 7:30 | 5.1998 | 60
2020-11-29 08:00 | 8:00 | 4.9425 | 60
2020-11-29 08:30 | 8:30 | 4.8012 | 60
2020-11-29 09:00 | 9:00 | 4.714 | 60
2020-11-29 09:30 | 9:30 | 4.9547 | 60
2020-11-29 10:00 | 10:00 | 5.3212 | 60
2020-11-29 10:30 | 10:30 | 5.9758 | 60
2020-11-29 11:00 | 11:00 | 6.7497 | 60
2020-11-29 11:30 | 11:30 | 7.6313 | 60
2020-11-29 12:00 | 12:00 | 8.6933 | 60
2020-11-29 12:30 | 12:30 | 9.7257 | 60
2020-11-29 13:00 | 13:00 | 10.7793 | 60
2020-11-29 13:30 | 13:30 | 12.4912 | 60
2020-11-29 14:00 | 14:00 | 13.7656 | 60
2020-11-29 14:30 | 14:30 | 14.8358 | 60
2020-11-29 15:00 | 15:00 | 16.7736 | 60
2020-11-29 15:30 | 15:30 | 18.8524 | 60
2020-11-29 16:00 | 16:00 | 20.5777 | 60
2020-11-29 16:30 | 16:30 | 22.2767 | 60
2020-11-29 17:00 | 17:00 | 23.1357 | 60
2020-11-29 17:30 | 17:30 | 23.5062 | 60
2020-11-29 18:00 | 18:00 | 23.4811 | 60
2020-11-29 18:30 | 18:30 | 23.1464 | 60
2020-11-29 19:00 | 19:00 | 22.6873 | 60
2020-11-29 19:30 | 19:30 | 21.6478 | 60
2020-11-29 20:00 | 20:00 | 20.3872 | 60
2020-11-29 20:30 | 20:30 | 18.7027 | 60
2020-11-29 21:00 | 21:00 | 17.4947 | 60
2020-11-29 21:30 | 21:30 | 16.2165 | 60
2020-11-29 22:00 | 22:00 | 14.8416 | 60
2020-11-29 22:30 | 22:30 | 14.0581 | 60
2020-11-29 23:00 | 23:00 | 12.9039 | 60
2020-11-29 23:30 | 23:30 | 11.7808 | 60
2020-11-30 | 0:00 | 11.0165 | 60
2020-11-30 00:30 | 0:30 | 10.4596 | 60
2020-11-30 01:00 | 1:00 | 10.1738 | 60
2020-11-30 01:30 | 1:30 | 10.0072 | 60
2020-11-30 02:00 | 2:00 | 9.6671 | 60
2020-11-30 02:30 | 2:30 | 9.4337 | 60
2020-11-30 03:00 | 3:00 | 9.3022 | 60
2020-11-30 03:30 | 3:30 | 9.3955 | 60
2020-11-30 04:00 | 4:00 | 9.4147 | 60
2020-11-30 04:30 | 4:30 | 9.423 | 60
2020-11-30 05:00 | 5:00 | 9.538 | 60
2020-11-30 05:30 | 5:30 | 9.5198 | 60
2020-11-30 06:00 | 6:00 | 9.0377 | 60
2020-11-30 06:30 | 6:30 | 8.8846 | 60
2020-11-30 07:00 | 7:00 | 8.4012 | 60
2020-11-30 07:30 | 7:30 | 6.9452 | 60
2020-11-30 08:00 | 8:00 | 6.8694 | 60
2020-11-30 08:30 | 8:30 | 7.2224 | 60
2020-11-30 09:00 | 9:00 | 6.1845 | 60
2020-11-30 09:30 | 9:30 | 4.6696 | 60
2020-11-30 10:00 | 10:00 | 5.1529 | 60
2020-11-30 10:30 | 10:30 | 5.4029 | 60
2020-11-30 11:00 | 11:00 | 5.8362 | 60
2020-11-30 11:30 | 11:30 | 6.1643 | 60
2020-11-30 12:00 | 12:00 | 6.4732 | 60
2020-11-30 12:30 | 12:30 | 7.436 | 60
2020-11-30 13:00 | 13:00 | 7.9106 | 60
2020-11-30 13:30 | 13:30 | 8.5586 | 60
2020-11-30 14:00 | 14:00 | 9.6235 | 60
2020-11-30 14:30 | 14:30 | 10.2865 | 60
2020-11-30 15:00 | 15:00 | 11.7641 | 60
2020-11-30 15:30 | 15:30 | 13.8371 | 60
2020-11-30 16:00 | 16:00 | 15.3236 | 60
2020-11-30 16:30 | 16:30 | 17.0166 | 60
2020-11-30 17:00 | 17:00 | 18.5985 | 60
2020-11-30 17:30 | 17:30 | 19.6952 | 60
2020-11-30 18:00 | 18:00 | 20.3437 | 60
2020-11-30 18:30 | 18:30 | 21.1364 | 60
2020-11-30 19:00 | 19:00 | 20.6283 | 60
2020-11-30 19:30 | 19:30 | 19.6319 | 60
2020-11-30 20:00 | 20:00 | 18.7293 | 60
2020-11-30 20:30 | 20:30 | 17.2684 | 60
2020-11-30 21:00 | 21:00 | 16.0435 | 60
2020-11-30 21:30 | 21:30 | 15.0057 | 60
2020-11-30 22:00 | 22:00 | 13.8105 | 60
2020-11-30 22:30 | 22:30 | 13.1584 | 60
2020-11-30 23:00 | 23:00 | 12.0835 | 60
2020-11-30 23:30 | 23:30 | 11.2013 | 60
2020-12-01 | 0:00 | 10.612 | 60
2020-12-01 00:30 | 0:30 | 10.3095 | 60
2020-12-01 01:00 | 1:00 | 10.063 | 60
2020-12-01 01:30 | 1:30 | 9.8405 | 60
2020-12-01 02:00 | 2:00 | 9.6265 | 60
2020-12-01 02:30 | 2:30 | 9.465 | 60
2020-12-01 03:00 | 3:00 | 9.3439 | 60
2020-12-01 03:30 | 3:30 | 9.3393 | 60
2020-12-01 04:00 | 4:00 | 9.4662 | 60
2020-12-01 04:30 | 4:30 | 9.5477 | 60
2020-12-01 05:00 | 5:00 | 9.7886 | 60
2020-12-01 05:30 | 5:30 | 9.7115 | 60
2020-12-01 06:00 | 6:00 | 9.6686 | 60
2020-12-01 06:30 | 6:30 | 9.7267 | 60
2020-12-01 07:00 | 7:00 | 9.7642 | 60
2020-12-01 07:30 | 7:30 | 9.6751 | 60
2020-12-01 08:00 | 8:00 | 7.8768 | 60
2020-12-01 08:30 | 8:30 | 7.1202 | 60
2020-12-01 09:00 | 9:00 | 7.3955 | 60
2020-12-01 09:30 | 9:30 | 7.2935 | 60
2020-12-01 10:00 | 10:00 | 6.6354 | 60
2020-12-01 10:30 | 10:30 | 9.8204 | 60
2020-12-01 11:00 | 11:00 | 11.4896 | 60
2020-12-01 11:30 | 11:30 | 11.074 | 60
2020-12-01 12:00 | 12:00 | 9.4363 | 60
2020-12-01 12:30 | 12:30 | 9.6498 | 60
2020-12-01 13:00 | 13:00 | 10.422 | 60
2020-12-01 13:30 | 13:30 | 11.5539 | 60
2020-12-01 14:00 | 14:00 | 13.1007 | 60
2020-12-01 14:30 | 14:30 | 14.6502 | 60
2020-12-01 15:00 | 15:00 | 16.7944 | 60
2020-12-01 15:30 | 15:30 | 19.2298 | 60
2020-12-01 16:00 | 16:00 | 21.5882 | 60
2020-12-01 16:30 | 16:30 | 23.106 | 60
2020-12-01 17:00 | 17:00 | 24.656 | 60
2020-12-01 17:30 | 17:30 | 25.5387 | 60
2020-12-01 18:00 | 18:00 | 25.6241 | 60
2020-12-01 18:30 | 18:30 | 25.8536 | 60
2020-12-01 19:00 | 19:00 | 25.3441 | 60
2020-12-01 19:30 | 19:30 | 24.2211 | 60
2020-12-01 20:00 | 20:00 | 22.8662 | 60
2020-12-01 20:30 | 20:30 | 20.9822 | 60
2020-12-01 21:00 | 21:00 | 19.0211 | 60
2020-12-01 21:30 | 21:30 | 17.423 | 60
2020-12-01 22:00 | 22:00 | 16.3054 | 60
2020-12-01 22:30 | 22:30 | 15.1514 | 60
2020-12-01 23:00 | 23:00 | 14.0039 | 60
2020-12-01 23:30 | 23:30 | 12.8802 | 60
2020-12-02 | 0:00 | 12.1437 | 60
2020-12-02 00:30 | 0:30 | 11.5249 | 60
2020-12-02 01:00 | 1:00 | 11.1988 | 60
2020-12-02 01:30 | 1:30 | 11.0122 | 60
2020-12-02 02:00 | 2:00 | 10.6246 | 60
2020-12-02 02:30 | 2:30 | 10.462 | 60
2020-12-02 03:00 | 3:00 | 10.3444 | 60
2020-12-02 03:30 | 3:30 | 10.3436 | 60
2020-12-02 04:00 | 4:00 | 10.4455 | 60
2020-12-02 04:30 | 4:30 | 10.2981 | 60
2020-12-02 05:00 | 5:00 | 10.47 | 60
2020-12-02 05:30 | 5:30 | 10.3012 | 60
2020-12-02 06:00 | 6:00 | 10.2784 | 60
2020-12-02 06:30 | 6:30 | 10.7479 | 60
2020-12-02 07:00 | 7:00 | 10.6922 | 60
2020-12-02 07:30 | 7:30 | 10.4622 | 60
2020-12-02 08:00 | 8:00 | 10.2518 | 60
2020-12-02 08:30 | 8:30 | 10.3114 | 60
2020-12-02 09:00 | 9:00 | 10.7223 | 60
2020-12-02 09:30 | 9:30 | 10.5514 | 60
2020-12-02 10:00 | 10:00 | 10.4958 | 60
2020-12-02 10:30 | 10:30 | 11.057 | 60
2020-12-02 11:00 | 11:00 | 13.1901 | 60
2020-12-02 11:30 | 11:30 | 14.7141 | 60
2020-12-02 12:00 | 12:00 | 15.5449 | 60
2020-12-02 12:30 | 12:30 | 14.7518 | 60
2020-12-02 13:00 | 13:00 | 14.9168 | 60
2020-12-02 13:30 | 13:30 | 16.2463 | 60
2020-12-02 14:00 | 14:00 | 17.6343 | 60
2020-12-02 14:30 | 14:30 | 18.7935 | 60
2020-12-02 15:00 | 15:00 | 20.638 | 60
2020-12-02 15:30 | 15:30 | 25.2738 | 60
2020-12-02 16:00 | 16:00 | 26.474 | 60
2020-12-02 16:30 | 16:30 | 25.6702 | 60
2020-12-02 17:00 | 17:00 | 26.0805 | 60
2020-12-02 17:30 | 17:30 | 26.2806 | 60
2020-12-02 18:00 | 18:00 | 26.6487 | 60
2020-12-02 18:30 | 18:30 | 26.8164 | 60
2020-12-02 19:00 | 19:00 | 26.1502 | 60
2020-12-02 19:30 | 19:30 | 25.1564 | 60
2020-12-02 20:00 | 20:00 | 23.9961 | 60
2020-12-02 20:30 | 20:30 | 22.4862 | 60
2020-12-02 21:00 | 21:00 | 20.4331 | 60
2020-12-02 21:30 | 21:30 | 18.9478 | 60
2020-12-02 22:00 | 22:00 | 16.8943 | 60
2020-12-02 22:30 | 22:30 | 15.8848 | 60
2020-12-02 23:00 | 23:00 | 14.5892 | 60
2020-12-02 23:30 | 23:30 | 13.4075 | 60
2020-12-03 | 0:00 | 12.7635 | 60
2020-12-03 00:30 | 0:30 | 12.4978 | 60
2020-12-03 01:00 | 1:00 | 12.1079 | 60
2020-12-03 01:30 | 1:30 | 11.6071 | 60
2020-12-03 02:00 | 2:00 | 11.059 | 60
2020-12-03 02:30 | 2:30 | 10.9411 | 60
2020-12-03 03:00 | 3:00 | 10.7529 | 60
2020-12-03 03:30 | 3:30 | 10.6163 | 60
2020-12-03 04:00 | 4:00 | 10.704 | 60
2020-12-03 04:30 | 4:30 | 10.7594 | 60
2020-12-03 05:00 | 5:00 | 11.1799 | 60
2020-12-03 05:30 | 5:30 | 11.5195 | 60
2020-12-03 06:00 | 6:00 | 11.5808 | 60
2020-12-03 06:30 | 6:30 | 11.4153 | 60
2020-12-03 07:00 | 7:00 | 12.5858 | 60
2020-12-03 07:30 | 7:30 | 12.62 | 60
2020-12-03 08:00 | 8:00 | 11.688 | 60
2020-12-03 08:30 | 8:30 | 12.7547 | 60
2020-12-03 09:00 | 9:00 | 11.1837 | 60
2020-12-03 09:30 | 9:30 | 10.1809 | 60
2020-12-03 10:00 | 10:00 | 9.1535 | 60
2020-12-03 10:30 | 10:30 | 12.3464 | 60
2020-12-03 11:00 | 11:00 | 11.9471 | 60
2020-12-03 11:30 | 11:30 | 9.2811 | 60
2020-12-03 12:00 | 12:00 | 10.5421 | 60
2020-12-03 12:30 | 12:30 | 10.8067 | 60
2020-12-03 13:00 | 13:00 | 10.0849 | 60
2020-12-03 13:30 | 13:30 | 10.7741 | 60
2020-12-03 14:00 | 14:00 | 11.7909 | 60
2020-12-03 14:30 | 14:30 | 11.9365 | 60
2020-12-03 15:00 | 15:00 | 15.352 | 60
2020-12-03 15:30 | 15:30 | 17.7188 | 60
2020-12-03 16:00 | 16:00 | 18.4433 | 60
2020-12-03 16:30 | 16:30 | 19.5705 | 60
2020-12-03 17:00 | 17:00 | 20.7944 | 60
2020-12-03 17:30 | 17:30 | 21.676 | 60
2020-12-03 18:00 | 18:00 | 22.4669 | 60
2020-12-03 18:30 | 18:30 | 23.3146 | 60
2020-12-03 19:00 | 19:00 | 23.0187 | 60
2020-12-03 19:30 | 19:30 | 22.3226 | 60
2020-12-03 20:00 | 20:00 | 21.465 | 60
2020-12-03 20:30 | 20:30 | 20.0326 | 60
2020-12-03 21:00 | 21:00 | 18.7666 | 60
2020-12-03 21:30 | 21:30 | 17.0521 | 60
2020-12-03 22:00 | 22:00 | 15.5656 | 60
2020-12-03 22:30 | 22:30 | 14.5601 | 60
2020-12-03 23:00 | 23:00 | 13.3679 | 60
2020-12-03 23:30 | 23:30 | 12.281 | 60
2020-12-04 | 0:00 | 11.679 | 60
2020-12-04 00:30 | 0:30 | 11.1867 | 60
2020-12-04 01:00 | 1:00 | 10.8894 | 60
2020-12-04 01:30 | 1:30 | 10.416 | 60
2020-12-04 02:00 | 2:00 | 10.1121 | 60
2020-12-04 02:30 | 2:30 | 10.0738 | 60
2020-12-04 03:00 | 3:00 | 10.002 | 60
2020-12-04 03:30 | 3:30 | 9.9938 | 60
2020-12-04 04:00 | 4:00 | 10.1543 | 60
2020-12-04 04:30 | 4:30 | 10.2772 | 60
2020-12-04 05:00 | 5:00 | 10.5726 | 60
2020-12-04 05:30 | 5:30 | 10.6619 | 60
2020-12-04 06:00 | 6:00 | 11.2603 | 60
2020-12-04 06:30 | 6:30 | 9.7907 | 60
2020-12-04 07:00 | 7:00 | 10.8617 | 60
2020-12-04 07:30 | 7:30 | 11.1352 | 60
2020-12-04 08:00 | 8:00 | 10.8684 | 60
2020-12-04 08:30 | 8:30 | 11.2492 | 60
2020-12-04 09:00 | 9:00 | 7.9194 | 60
2020-12-04 09:30 | 9:30 | 7.8599 | 60
2020-12-04 10:00 | 10:00 | 9.4939 | 60
2020-12-04 10:30 | 10:30 | 9.7365 | 60
2020-12-04 11:00 | 11:00 | 12.467 | 60
2020-12-04 11:30 | 11:30 | 14.5626 | 60
2020-12-04 12:00 | 12:00 | 13.4677 | 60
2020-12-04 12:30 | 12:30 | 13.3554 | 60
2020-12-04 13:00 | 13:00 | 13.0328 | 60
2020-12-04 13:30 | 13:30 | 15.1129 | 60
2020-12-04 14:00 | 14:00 | 15.3965 | 60
2020-12-04 14:30 | 14:30 | 17.3924 | 60
2020-12-04 15:00 | 15:00 | 20.0015 | 60
2020-12-04 15:30 | 15:30 | 22.3998 | 60
2020-12-04 16:00 | 16:00 | 25.2683 | 60
2020-12-04 16:30 | 16:30 | 25.7624 | 60
2020-12-04 17:00 | 17:00 | 26.8739 | 60
2020-12-04 17:30 | 17:30 | 27.0516 | 60
2020-12-04 18:00 | 18:00 | 26.5189 | 60
2020-12-04 18:30 | 18:30 | 26.3463 | 60
2020-12-04 19:00 | 19:00 | 25.8843 | 60
2020-12-04 19:30 | 19:30 | 24.8565 | 60
2020-12-04 20:00 | 20:00 | 23.8056 | 60
2020-12-04 20:30 | 20:30 | 22.0949 | 60
2020-12-04 21:00 | 21:00 | 20.7693 | 60
2020-12-04 21:30 | 21:30 | 19.3149 | 60
2020-12-04 22:00 | 22:00 | 17.6673 | 60
2020-12-04 22:30 | 22:30 | 16.7071 | 60
2020-12-04 23:00 | 23:00 | 15.3616 | 60
2020-12-04 23:30 | 23:30 | 14.0136 | 60
2020-12-05 | 0:00 | 13.2445 | 60
2020-12-05 00:30 | 0:30 | 12.6662 | 60
2020-12-05 01:00 | 1:00 | 11.8967 | 60
2020-12-05 01:30 | 1:30 | 11.4363 | 60
2020-12-05 02:00 | 2:00 | 11.219 | 60
2020-12-05 02:30 | 2:30 | 10.955 | 60
2020-12-05 03:00 | 3:00 | 10.7479 | 60
2020-12-05 03:30 | 3:30 | 10.4363 | 60
2020-12-05 04:00 | 4:00 | 10.3298 | 60
2020-12-05 04:30 | 4:30 | 10.0102 | 60
2020-12-05 05:00 | 5:00 | 9.868 | 60
2020-12-05 05:30 | 5:30 | 9.6986 | 60
2020-12-05 06:00 | 6:00 | 9.7187 | 60
2020-12-05 06:30 | 6:30 | 9.7097 | 60
2020-12-05 07:00 | 7:00 | 9.1105 | 60
2020-12-05 07:30 | 7:30 | 9.7248 | 60
2020-12-05 08:00 | 8:00 | 9.8502 | 60
2020-12-05 08:30 | 8:30 | 9.5061 | 60
2020-12-05 09:00 | 9:00 | 8.9639 | 60
2020-12-05 09:30 | 9:30 | 9.3887 | 60
2020-12-05 10:00 | 10:00 | 10.4579 | 60
2020-12-05 10:30 | 10:30 | 11.4533 | 60
2020-12-05 11:00 | 11:00 | 12.6941 | 60
2020-12-05 11:30 | 11:30 | 13.5554 | 60
2020-12-05 12:00 | 12:00 | 14.3501 | 60
2020-12-05 12:30 | 12:30 | 15.2438 | 60
2020-12-05 13:00 | 13:00 | 16.1745 | 60
2020-12-05 13:30 | 13:30 | 17.3882 | 60
2020-12-05 14:00 | 14:00 | 19.632 | 60
2020-12-05 14:30 | 14:30 | 22.247 | 60
2020-12-05 15:00 | 15:00 | 21.809 | 60
2020-12-05 15:30 | 15:30 | 23.1435 | 60
2020-12-05 16:00 | 16:00 | 23.8243 | 60
2020-12-05 16:30 | 16:30 | 25.8066 | 60
2020-12-05 17:00 | 17:00 | 25.8922 | 60
2020-12-05 17:30 | 17:30 | 24.4889 | 60
2020-12-05 18:00 | 18:00 | 24.2385 | 60
2020-12-05 18:30 | 18:30 | 24.3869 | 60
2020-12-05 19:00 | 19:00 | 24.018 | 60
2020-12-05 19:30 | 19:30 | 23.221 | 60
2020-12-05 20:00 | 20:00 | 22.3364 | 60
2020-12-05 20:30 | 20:30 | 20.9781 | 60
2020-12-05 21:00 | 21:00 | 19.5533 | 60
2020-12-05 21:30 | 21:30 | 18.3468 | 60
2020-12-05 22:00 | 22:00 | 17.1519 | 60
2020-12-05 22:30 | 22:30 | 16.4303 | 60
2020-12-05 23:00 | 23:00 | 15.3294 | 60
2020-12-05 23:30 | 23:30 | 14.1181 | 60
2020-12-06 | 0:00 | 13.2177 | 60
2020-12-06 00:30 | 0:30 | 12.8045 | 60
2020-12-06 01:00 | 1:00 | 12.2936 | 60
2020-12-06 01:30 | 1:30 | 11.9281 | 60
2020-12-06 02:00 | 2:00 | 11.5305 | 60
2020-12-06 02:30 | 2:30 | 11.2078 | 60
2020-12-06 03:00 | 3:00 | 10.9654 | 60
2020-12-06 03:30 | 3:30 | 10.7392 | 60
2020-12-06 04:00 | 4:00 | 10.6099 | 60
2020-12-06 04:30 | 4:30 | 10.2607 | 60
2020-12-06 05:00 | 5:00 | 10.2045 | 60
2020-12-06 05:30 | 5:30 | 9.305 | 60
2020-12-06 06:00 | 6:00 | 9.1943 | 60
2020-12-06 06:30 | 6:30 | 8.6508 | 60
2020-12-06 07:00 | 7:00 | 8.2671 | 60
2020-12-06 07:30 | 7:30 | 8.0554 | 60
2020-12-06 08:00 | 8:00 | 8.4575 | 60
2020-12-06 08:30 | 8:30 | 9.0727 | 60
2020-12-06 09:00 | 9:00 | 10.2161 | 60
2020-12-06 09:30 | 9:30 | 11.4064 | 60
2020-12-06 10:00 | 10:00 | 13.6081 | 60
2020-12-06 10:30 | 10:30 | 12.1784 | 60
2020-12-06 11:00 | 11:00 | 14.0852 | 60
2020-12-06 11:30 | 11:30 | 15.4055 | 60
2020-12-06 12:00 | 12:00 | 16.4664 | 60
2020-12-06 12:30 | 12:30 | 18.9435 | 60
2020-12-06 13:00 | 13:00 | 19.6043 | 60
2020-12-06 13:30 | 13:30 | 21.1858 | 60
2020-12-06 14:00 | 14:00 | 20.2951 | 60
2020-12-06 14:30 | 14:30 | 21.7297 | 60
2020-12-06 15:00 | 15:00 | 23.7964 | 60
2020-12-06 15:30 | 15:30 | 24.9936 | 60
2020-12-06 16:00 | 16:00 | 24.9281 | 60
2020-12-06 16:30 | 16:30 | 25.7636 | 60
2020-12-06 17:00 | 17:00 | 26.5285 | 60
2020-12-06 17:30 | 17:30 | 26.4895 | 60
2020-12-06 18:00 | 18:00 | 26.7678 | 60
2020-12-06 18:30 | 18:30 | 27.2058 | 60
2020-12-06 19:00 | 19:00 | 26.6181 | 60
2020-12-06 19:30 | 19:30 | 25.6083 | 60
2020-12-06 20:00 | 20:00 | 24.4096 | 60
2020-12-06 20:30 | 20:30 | 22.7894 | 60
2020-12-06 21:00 | 21:00 | 21.2852 | 60
2020-12-06 21:30 | 21:30 | 19.5253 | 60
2020-12-06 22:00 | 22:00 | 18.041 | 60
2020-12-06 22:30 | 22:30 | 16.9192 | 60
2020-12-06 23:00 | 23:00 | 15.526 | 60
2020-12-06 23:30 | 23:30 | 14.3038 | 60
2020-12-07 | 0:00 | 13.591 | 60
2020-12-07 00:30 | 0:30 | 13.0644 | 60
2020-12-07 01:00 | 1:00 | 12.6392 | 60
2020-12-07 01:30 | 1:30 | 12.3002 | 60
2020-12-07 02:00 | 2:00 | 12.0091 | 60
2020-12-07 02:30 | 2:30 | 11.7376 | 60
2020-12-07 03:00 | 3:00 | 11.5502 | 60
2020-12-07 03:30 | 3:30 | 11.4529 | 60
2020-12-07 04:00 | 4:00 | 11.4671 | 60
2020-12-07 04:30 | 4:30 | 11.5669 | 60
2020-12-07 05:00 | 5:00 | 11.7301 | 60
2020-12-07 05:30 | 5:30 | 11.6724 | 60
2020-12-07 06:00 | 6:00 | 12.1895 | 60
2020-12-07 06:30 | 6:30 | 13.1964 | 60
2020-12-07 07:00 | 7:00 | 14.3836 | 60
2020-12-07 07:30 | 7:30 | 15.1227 | 60
2020-12-07 08:00 | 8:00 | 15.3103 | 60
2020-12-07 08:30 | 8:30 | 14.7879 | 60
2020-12-07 09:00 | 9:00 | 15.0669 | 60
2020-12-07 09:30 | 9:30 | 13.3243 | 60
2020-12-07 10:00 | 10:00 | 15.2959 | 60
2020-12-07 10:30 | 10:30 | 15.7997 | 60
2020-12-07 11:00 | 11:00 | 15.9982 | 60
2020-12-07 11:30 | 11:30 | 16.3351 | 60
2020-12-07 12:00 | 12:00 | 16.5318 | 60
2020-12-07 12:30 | 12:30 | 14.6818 | 60
2020-12-07 13:00 | 13:00 | 14.1287 | 60
2020-12-07 13:30 | 13:30 | 14.7188 | 60
2020-12-07 14:00 | 14:00 | 22.3894 | 60
2020-12-07 14:30 | 14:30 | 23.0696 | 60
2020-12-07 15:00 | 15:00 | 22.2494 | 60
2020-12-07 15:30 | 15:30 | 22.226 | 60
2020-12-07 16:00 | 16:00 | 22.1435 | 60
2020-12-07 16:30 | 16:30 | 22.4896 | 60
2020-12-07 17:00 | 17:00 | 23.0285 | 60
2020-12-07 17:30 | 17:30 | 23.6139 | 60
2020-12-07 18:00 | 18:00 | 23.8129 | 60
2020-12-07 18:30 | 18:30 | 24.2626 | 60
2020-12-07 19:00 | 19:00 | 23.3329 | 60
2020-12-07 19:30 | 19:30 | 21.5417 | 60
2020-12-07 20:00 | 20:00 | 20.6637 | 60
2020-12-07 20:30 | 20:30 | 19.3738 | 60
2020-12-07 21:00 | 21:00 | 17.905 | 60
2020-12-07 21:30 | 21:30 | 16.5599 | 60
2020-12-07 22:00 | 22:00 | 15.153 | 60
2020-12-07 22:30 | 22:30 | 14.3052 | 60
2020-12-07 23:00 | 23:00 | 13.4048 | 60
2020-12-07 23:30 | 23:30 | 12.5532 | 60
2020-12-08 | 0:00 | 11.8177 | 60
2020-12-08 00:30 | 0:30 | 11.3951 | 60
2020-12-08 01:00 | 1:00 | 10.9972 | 60
2020-12-08 01:30 | 1:30 | 10.6712 | 60
2020-12-08 02:00 | 2:00 | 10.5365 | 60
2020-12-08 02:30 | 2:30 | 10.1624 | 60
2020-12-08 03:00 | 3:00 | 9.9496 | 60
2020-12-08 03:30 | 3:30 | 9.8046 | 60
2020-12-08 04:00 | 4:00 | 9.8178 | 60
2020-12-08 04:30 | 4:30 | 10.0838 | 60
2020-12-08 05:00 | 5:00 | 10.3087 | 60
2020-12-08 05:30 | 5:30 | 10.6435 | 60
2020-12-08 06:00 | 6:00 | 11.2274 | 60
2020-12-08 06:30 | 6:30 | 11.4331 | 60
2020-12-08 07:00 | 7:00 | 12.2493 | 60
2020-12-08 07:30 | 7:30 | 12.4875 | 60
2020-12-08 08:00 | 8:00 | 12.3874 | 60
2020-12-08 08:30 | 8:30 | 12.2889 | 60
2020-12-08 09:00 | 9:00 | 11.7172 | 60
2020-12-08 09:30 | 9:30 | 10.8388 | 60
2020-12-08 10:00 | 10:00 | 11.6028 | 60
2020-12-08 10:30 | 10:30 | 11.6194 | 60
2020-12-08 11:00 | 11:00 | 11.4307 | 60
2020-12-08 11:30 | 11:30 | 10.8581 | 60
2020-12-08 12:00 | 12:00 | 9.206 | 60
2020-12-08 12:30 | 12:30 | 7.8637 | 60
2020-12-08 13:00 | 13:00 | 9.1616 | 60
2020-12-08 13:30 | 13:30 | 10.1948 | 60
2020-12-08 14:00 | 14:00 | 9.8521 | 60
2020-12-08 14:30 | 14:30 | 12.7903 | 60
2020-12-08 15:00 | 15:00 | 13.7702 | 60
2020-12-08 15:30 | 15:30 | 12.1368 | 60
2020-12-08 16:00 | 16:00 | 13.9356 | 60
2020-12-08 16:30 | 16:30 | 16.3588 | 60
2020-12-08 17:00 | 17:00 | 16.9978 | 60
2020-12-08 17:30 | 17:30 | 18.0972 | 60
2020-12-08 18:00 | 18:00 | 19.2542 | 60
2020-12-08 18:30 | 18:30 | 19.8738 | 60
2020-12-08 19:00 | 19:00 | 20.0652 | 60
2020-12-08 19:30 | 19:30 | 19.3107 | 60
2020-12-08 20:00 | 20:00 | 18.6219 | 60
2020-12-08 20:30 | 20:30 | 17.4833 | 60
2020-12-08 21:00 | 21:00 | 16.2252 | 60
2020-12-08 21:30 | 21:30 | 14.7158 | 60
2020-12-08 22:00 | 22:00 | 13.648 | 60
2020-12-08 22:30 | 22:30 | 13.0494 | 60
2020-12-08 23:00 | 23:00 | 11.9644 | 60
2020-12-08 23:30 | 23:30 | 10.9891 | 60
2020-12-09 | 0:00 | 10.4917 | 60
2020-12-09 00:30 | 0:30 | 9.8504 | 60
2020-12-09 01:00 | 1:00 | 9.6881 | 60
2020-12-09 01:30 | 1:30 | 9.3876 | 60
2020-12-09 02:00 | 2:00 | 9.0663 | 60
2020-12-09 02:30 | 2:30 | 8.9588 | 60
2020-12-09 03:00 | 3:00 | 8.8389 | 60
2020-12-09 03:30 | 3:30 | 8.8033 | 60
2020-12-09 04:00 | 4:00 | 8.8774 | 60
2020-12-09 04:30 | 4:30 | 8.93 | 60
2020-12-09 05:00 | 5:00 | 8.9787 | 60
2020-12-09 05:30 | 5:30 | 8.2749 | 60
2020-12-09 06:00 | 6:00 | 7.7948 | 60
2020-12-09 06:30 | 6:30 | 7.0182 | 60
2020-12-09 07:00 | 7:00 | 6.4461 | 60
2020-12-09 07:30 | 7:30 | 5.46 | 60
2020-12-09 08:00 | 8:00 | 4.2712 | 60
2020-12-09 08:30 | 8:30 | 3.609 | 60
2020-12-09 09:00 | 9:00 | 3.5777 | 60
2020-12-09 09:30 | 9:30 | 3.2098 | 60
2020-12-09 10:00 | 10:00 | 3.1006 | 60
2020-12-09 10:30 | 10:30 | 3.0044 | 60
2020-12-09 11:00 | 11:00 | 4.4824 | 60
2020-12-09 11:30 | 11:30 | 3.6919 | 60
2020-12-09 12:00 | 12:00 | 3.87 | 60
2020-12-09 12:30 | 12:30 | 3.7968 | 60
2020-12-09 13:00 | 13:00 | 5.8626 | 60
2020-12-09 13:30 | 13:30 | 6.8026 | 60
2020-12-09 14:00 | 14:00 | 7.6861 | 60
2020-12-09 14:30 | 14:30 | 8.4299 | 60
2020-12-09 15:00 | 15:00 | 10.5482 | 60
2020-12-09 15:30 | 15:30 | 12.7481 | 60
2020-12-09 16:00 | 16:00 | 14.2864 | 60
2020-12-09 16:30 | 16:30 | 15.1946 | 60
2020-12-09 17:00 | 17:00 | 16.2445 | 60
2020-12-09 17:30 | 17:30 | 17.3692 | 60
2020-12-09 18:00 | 18:00 | 18.3345 | 60
2020-12-09 18:30 | 18:30 | 18.8726 | 60
2020-12-09 19:00 | 19:00 | 18.706 | 60
2020-12-09 19:30 | 19:30 | 18.3088 | 60
2020-12-09 20:00 | 20:00 | 17.7617 | 60
2020-12-09 20:30 | 20:30 | 16.459 | 60
2020-12-09 21:00 | 21:00 | 15.5981 | 60
2020-12-09 21:30 | 21:30 | 14.4238 | 60
2020-12-09 22:00 | 22:00 | 13.364 | 60
2020-12-09 22:30 | 22:30 | 12.6318 | 60
2020-12-09 23:00 | 23:00 | 11.504 | 60
2020-12-09 23:30 | 23:30 | 10.6509 | 60
2020-12-10 | 0:00 | 10.0426 | 60
2020-12-10 00:30 | 0:30 | 9.6494 | 60
2020-12-10 01:00 | 1:00 | 9.3251 | 60
2020-12-10 01:30 | 1:30 | 9.0673 | 60
2020-12-10 02:00 | 2:00 | 8.8636 | 60
2020-12-10 02:30 | 2:30 | 8.8855 | 60
2020-12-10 03:00 | 3:00 | 8.8014 | 60
2020-12-10 03:30 | 3:30 | 8.7997 | 60
2020-12-10 04:00 | 4:00 | 8.8848 | 60
2020-12-10 04:30 | 4:30 | 8.9337 | 60
2020-12-10 05:00 | 5:00 | 9.0943 | 60
2020-12-10 05:30 | 5:30 | 8.4785 | 60
2020-12-10 06:00 | 6:00 | 7.7052 | 60
2020-12-10 06:30 | 6:30 | 7.2936 | 60
2020-12-10 07:00 | 7:00 | 8.3726 | 60
2020-12-10 07:30 | 7:30 | 7.7272 | 60
2020-12-10 08:00 | 8:00 | 6.5379 | 60
2020-12-10 08:30 | 8:30 | 8.1182 | 60
2020-12-10 09:00 | 9:00 | 7.2207 | 60
2020-12-10 09:30 | 9:30 | 5.4888 | 60
2020-12-10 10:00 | 10:00 | 5.2057 | 60
2020-12-10 10:30 | 10:30 | 4.4173 | 60
2020-12-10 11:00 | 11:00 | 5.3699 | 60
2020-12-10 11:30 | 11:30 | 5.7135 | 60
2020-12-10 12:00 | 12:00 | 5.9355 | 60
2020-12-10 12:30 | 12:30 | 6.0357 | 60
2020-12-10 13:00 | 13:00 | 6.5471 | 60
2020-12-10 13:30 | 13:30 | 6.8351 | 60
2020-12-10 14:00 | 14:00 | 7.7047 | 60
2020-12-10 14:30 | 14:30 | 8.9999 | 60
2020-12-10 15:00 | 15:00 | 10.8949 | 60
2020-12-10 15:30 | 15:30 | 12.5761 | 60
2020-12-10 16:00 | 16:00 | 14.438 | 60
2020-12-10 16:30 | 16:30 | 16.2819 | 60
2020-12-10 17:00 | 17:00 | 17.7402 | 60
2020-12-10 17:30 | 17:30 | 18.7781 | 60
2020-12-10 18:00 | 18:00 | 19.4704 | 60
2020-12-10 18:30 | 18:30 | 19.734 | 60
2020-12-10 19:00 | 19:00 | 19.6386 | 60
2020-12-10 19:30 | 19:30 | 18.9991 | 60
2020-12-10 20:00 | 20:00 | 18.4013 | 60
2020-12-10 20:30 | 20:30 | 17.1265 | 60
2020-12-10 21:00 | 21:00 | 16.2276 | 60
2020-12-10 21:30 | 21:30 | 14.9974 | 60
2020-12-10 22:00 | 22:00 | 14.168 | 60
2020-12-10 22:30 | 22:30 | 13.5849 | 60
2020-12-10 23:00 | 23:00 | 12.5371 | 60
2020-12-10 23:30 | 23:30 | 11.5143 | 60
2020-12-11 | 0:00 | 10.8219 | 60
2020-12-11 00:30 | 0:30 | 10.2649 | 60
2020-12-11 01:00 | 1:00 | 10.0321 | 60
2020-12-11 01:30 | 1:30 | 9.7225 | 60
2020-12-11 02:00 | 2:00 | 9.4386 | 60
2020-12-11 02:30 | 2:30 | 9.2879 | 60
2020-12-11 03:00 | 3:00 | 9.2167 | 60
2020-12-11 03:30 | 3:30 | 9.198 | 60
2020-12-11 04:00 | 4:00 | 9.2652 | 60
2020-12-11 04:30 | 4:30 | 9.3077 | 60
2020-12-11 05:00 | 5:00 | 9.3781 | 60
2020-12-11 05:30 | 5:30 | 9.0887 | 60
2020-12-11 06:00 | 6:00 | 10.1773 | 60
2020-12-11 06:30 | 6:30 | 10.0577 | 60
2020-12-11 07:00 | 7:00 | 8.734 | 60
2020-12-11 07:30 | 7:30 | 5.0458 | 60
2020-12-11 08:00 | 8:00 | 8.5296 | 60
2020-12-11 08:30 | 8:30 | 8.9204 | 60
2020-12-11 09:00 | 9:00 | 8.1981 | 60
2020-12-11 09:30 | 9:30 | 9.7821 | 60
2020-12-11 10:00 | 10:00 | 9.9193 | 60
2020-12-11 10:30 | 10:30 | 10.5581 | 60
2020-12-11 11:00 | 11:00 | 9.2788 | 60
2020-12-11 11:30 | 11:30 | 9.5146 | 60
2020-12-11 12:00 | 12:00 | 10.8033 | 60
2020-12-11 12:30 | 12:30 | 10.5927 | 60
2020-12-11 13:00 | 13:00 | 8.2667 | 60
2020-12-11 13:30 | 13:30 | 8.55 | 60
2020-12-11 14:00 | 14:00 | 12.163 | 60
2020-12-11 14:30 | 14:30 | 12.6161 | 60
2020-12-11 15:00 | 15:00 | 11.6893 | 60
2020-12-11 15:30 | 15:30 | 12.0793 | 60
2020-12-11 16:00 | 16:00 | 12.4058 | 60
2020-12-11 16:30 | 16:30 | 12.9725 | 60
2020-12-11 17:00 | 17:00 | 13.6561 | 60
2020-12-11 17:30 | 17:30 | 14.4249 | 60
2020-12-11 18:00 | 18:00 | 14.8197 | 60
2020-12-11 18:30 | 18:30 | 15.8318 | 60
2020-12-11 19:00 | 19:00 | 15.7092 | 60
2020-12-11 19:30 | 19:30 | 15.4144 | 60
2020-12-11 20:00 | 20:00 | 15.009 | 60
2020-12-11 20:30 | 20:30 | 14.0323 | 60
2020-12-11 21:00 | 21:00 | 13.6971 | 60
2020-12-11 21:30 | 21:30 | 12.8689 | 60
2020-12-11 22:00 | 22:00 | 12.3372 | 60
2020-12-11 22:30 | 22:30 | 11.8713 | 60
2020-12-11 23:00 | 23:00 | 11.2909 | 60
2020-12-11 23:30 | 23:30 | 10.4282 | 60
2020-12-12 | 0:00 | 9.7875 | 60
2020-12-12 00:30 | 0:30 | 9.4614 | 60
2020-12-12 01:00 | 1:00 | 9.0252 | 60
2020-12-12 01:30 | 1:30 | 8.8072 | 60
2020-12-12 02:00 | 2:00 | 8.5752 | 60
2020-12-12 02:30 | 2:30 | 8.4981 | 60
2020-12-12 03:00 | 3:00 | 8.4226 | 60
2020-12-12 03:30 | 3:30 | 8.4114 | 60
2020-12-12 04:00 | 4:00 | 8.2967 | 60
2020-12-12 04:30 | 4:30 | 8.4107 | 60
2020-12-12 05:00 | 5:00 | 8.5325 | 60
2020-12-12 05:30 | 5:30 | 8.6816 | 60
2020-12-12 06:00 | 6:00 | 8.8814 | 60
2020-12-12 06:30 | 6:30 | 9.0552 | 60
2020-12-12 07:00 | 7:00 | 9.4709 | 60
2020-12-12 07:30 | 7:30 | 10.578 | 60
2020-12-12 08:00 | 8:00 | 10.0588 | 60
2020-12-12 08:30 | 8:30 | 10.4877 | 60
2020-12-12 09:00 | 9:00 | 11.6184 | 60
2020-12-12 09:30 | 9:30 | 11.8597 | 60
2020-12-12 10:00 | 10:00 | 10.6898 | 60
2020-12-12 10:30 | 10:30 | 10.0003 | 60
2020-12-12 11:00 | 11:00 | 8.8739 | 60
2020-12-12 11:30 | 11:30 | 8.2458 | 60
2020-12-12 12:00 | 12:00 | 7.2229 | 60
2020-12-12 12:30 | 12:30 | 7.7113 | 60
2020-12-12 13:00 | 13:00 | 8.1589 | 60
2020-12-12 13:30 | 13:30 | 6.8741 | 60
2020-12-12 14:00 | 14:00 | 4.9397 | 60
2020-12-12 14:30 | 14:30 | 6.5575 | 60
2020-12-12 15:00 | 15:00 | 5.7163 | 60
2020-12-12 15:30 | 15:30 | 6.5342 | 60
2020-12-12 16:00 | 16:00 | 8.0805 | 60
2020-12-12 16:30 | 16:30 | 12.059 | 60
2020-12-12 17:00 | 17:00 | 11.8251 | 60
2020-12-12 17:30 | 17:30 | 12.8985 | 60
2020-12-12 18:00 | 18:00 | 14.243 | 60
2020-12-12 18:30 | 18:30 | 15.7121 | 60
2020-12-12 19:00 | 19:00 | 15.8799 | 60
2020-12-12 19:30 | 19:30 | 15.4884 | 60
2020-12-12 20:00 | 20:00 | 15.0891 | 60
2020-12-12 20:30 | 20:30 | 14.4341 | 60
2020-12-12 21:00 | 21:00 | 13.8291 | 60
2020-12-12 21:30 | 21:30 | 13.2683 | 60
2020-12-12 22:00 | 22:00 | 12.5244 | 60
2020-12-12 22:30 | 22:30 | 12.0937 | 60
2020-12-12 23:00 | 23:00 | 11.5881 | 60
2020-12-12 23:30 | 23:30 | 10.5012 | 60
2020-12-13 | 0:00 | 9.9827 | 60
2020-12-13 00:30 | 0:30 | 9.5825 | 60
2020-12-13 01:00 | 1:00 | 9.3187 | 60
2020-12-13 01:30 | 1:30 | 8.98 | 60
2020-12-13 02:00 | 2:00 | 8.7759 | 60
2020-12-13 02:30 | 2:30 | 8.6073 | 60
2020-12-13 03:00 | 3:00 | 8.6588 | 60
2020-12-13 03:30 | 3:30 | 8.5072 | 60
2020-12-13 04:00 | 4:00 | 8.4374 | 60
2020-12-13 04:30 | 4:30 | 8.5678 | 60
2020-12-13 05:00 | 5:00 | 8.7111 | 60
2020-12-13 05:30 | 5:30 | 8.805 | 60
2020-12-13 06:00 | 6:00 | 9.1774 | 60
2020-12-13 06:30 | 6:30 | 9.3705 | 60
2020-12-13 07:00 | 7:00 | 9.4395 | 60
2020-12-13 07:30 | 7:30 | 10.1932 | 60
2020-12-13 08:00 | 8:00 | 11.5073 | 60
2020-12-13 08:30 | 8:30 | 12.3563 | 60
2020-12-13 09:00 | 9:00 | 13.2143 | 60
2020-12-13 09:30 | 9:30 | 13.238 | 60
2020-12-13 10:00 | 10:00 | 13.8927 | 60
2020-12-13 10:30 | 10:30 | 13.0785 | 60
2020-12-13 11:00 | 11:00 | 11.6148 | 60
2020-12-13 11:30 | 11:30 | 13.6332 | 60
2020-12-13 12:00 | 12:00 | 12.6883 | 60
2020-12-13 12:30 | 12:30 | 12.2057 | 60
2020-12-13 13:00 | 13:00 | 11.3848 | 60
2020-12-13 13:30 | 13:30 | 10.9376 | 60
2020-12-13 14:00 | 14:00 | 11.3524 | 60
2020-12-13 14:30 | 14:30 | 12.4241 | 60
2020-12-13 15:00 | 15:00 | 12.4572 | 60
2020-12-13 15:30 | 15:30 | 13.3923 | 60
2020-12-13 16:00 | 16:00 | 13.8297 | 60
2020-12-13 16:30 | 16:30 | 15.0298 | 60
2020-12-13 17:00 | 17:00 | 16.3446 | 60
2020-12-13 17:30 | 17:30 | 17.0531 | 60
2020-12-13 18:00 | 18:00 | 17.2993 | 60
2020-12-13 18:30 | 18:30 | 17.6336 | 60
2020-12-13 19:00 | 19:00 | 16.8083 | 60
2020-12-13 19:30 | 19:30 | 16.1414 | 60
2020-12-13 20:00 | 20:00 | 15.8515 | 60
2020-12-13 20:30 | 20:30 | 14.9211 | 60
2020-12-13 21:00 | 21:00 | 14.1867 | 60
2020-12-13 21:30 | 21:30 | 13.1981 | 60
2020-12-13 22:00 | 22:00 | 12.4688 | 60
2020-12-13 22:30 | 22:30 | 11.8676 | 60
2020-12-13 23:00 | 23:00 | 11.17 | 60
2020-12-13 23:30 | 23:30 | 10.4948 | 60
2020-12-14 | 0:00 | 9.8575 | 60
2020-12-14 00:30 | 0:30 | 9.3951 | 60
2020-12-14 01:00 | 1:00 | 9.1851 | 60
2020-12-14 01:30 | 1:30 | 8.961 | 60
2020-12-14 02:00 | 2:00 | 8.9374 | 60
2020-12-14 02:30 | 2:30 | 8.7754 | 60
2020-12-14 03:00 | 3:00 | 8.9544 | 60
2020-12-14 03:30 | 3:30 | 8.7923 | 60
2020-12-14 04:00 | 4:00 | 8.7741 | 60
2020-12-14 04:30 | 4:30 | 8.9635 | 60
2020-12-14 05:00 | 5:00 | 9.324 | 60
2020-12-14 05:30 | 5:30 | 9.5998 | 60
2020-12-14 06:00 | 6:00 | 9.8825 | 60
2020-12-14 06:30 | 6:30 | 10.2797 | 60
2020-12-14 07:00 | 7:00 | 11.2648 | 60
2020-12-14 07:30 | 7:30 | 11.487 | 60
2020-12-14 08:00 | 8:00 | 11.8667 | 60
2020-12-14 08:30 | 8:30 | 12.9152 | 60
2020-12-14 09:00 | 9:00 | 12.7535 | 60
2020-12-14 09:30 | 9:30 | 12.1156 | 60
2020-12-14 10:00 | 10:00 | 12.9703 | 60
2020-12-14 10:30 | 10:30 | 12.6772 | 60
2020-12-14 11:00 | 11:00 | 12.2435 | 60
2020-12-14 11:30 | 11:30 | 11.9368 | 60
2020-12-14 12:00 | 12:00 | 10.8343 | 60
2020-12-14 12:30 | 12:30 | 11.2009 | 60
2020-12-14 13:00 | 13:00 | 11.187 | 60
2020-12-14 13:30 | 13:30 | 8.9825 | 60
2020-12-14 14:00 | 14:00 | 8.2282 | 60
2020-12-14 14:30 | 14:30 | 9.886 | 60
2020-12-14 15:00 | 15:00 | 10.4901 | 60
2020-12-14 15:30 | 15:30 | 11.9316 | 60
2020-12-14 16:00 | 16:00 | 12.7337 | 60
2020-12-14 16:30 | 16:30 | 14.1875 | 60
2020-12-14 17:00 | 17:00 | 15.6363 | 60
2020-12-14 17:30 | 17:30 | 17.2358 | 60
2020-12-14 18:00 | 18:00 | 17.8765 | 60
2020-12-14 18:30 | 18:30 | 18.6345 | 60
2020-12-14 19:00 | 19:00 | 18.517 | 60
2020-12-14 19:30 | 19:30 | 17.7316 | 60
2020-12-14 20:00 | 20:00 | 17.2394 | 60
2020-12-14 20:30 | 20:30 | 16.3757 | 60
2020-12-14 21:00 | 21:00 | 15.5501 | 60
2020-12-14 21:30 | 21:30 | 14.4583 | 60
2020-12-14 22:00 | 22:00 | 13.4866 | 60
2020-12-14 22:30 | 22:30 | 12.8892 | 60
2020-12-14 23:00 | 23:00 | 11.9868 | 60
2020-12-14 23:30 | 23:30 | 11.1131 | 60
2020-12-15 | 0:00 | 10.3326 | 60
2020-12-15 00:30 | 0:30 | 10.0533 | 60
2020-12-15 01:00 | 1:00 | 9.607 | 60
2020-12-15 01:30 | 1:30 | 9.4337 | 60
2020-12-15 02:00 | 2:00 | 9.2876 | 60
2020-12-15 02:30 | 2:30 | 8.9568 | 60
2020-12-15 03:00 | 3:00 | 8.8872 | 60
2020-12-15 03:30 | 3:30 | 9.0259 | 60
2020-12-15 04:00 | 4:00 | 9.0458 | 60
2020-12-15 04:30 | 4:30 | 9.1477 | 60
2020-12-15 05:00 | 5:00 | 9.2068 | 60
2020-12-15 05:30 | 5:30 | 8.8193 | 60
2020-12-15 06:00 | 6:00 | 9.3999 | 60
2020-12-15 06:30 | 6:30 | 8.8513 | 60
2020-12-15 07:00 | 7:00 | 9.2418 | 60
2020-12-15 07:30 | 7:30 | 8.016 | 60
2020-12-15 08:00 | 8:00 | 6.0858 | 60
2020-12-15 08:30 | 8:30 | 5.6724 | 60
2020-12-15 09:00 | 9:00 | 6.1093 | 60
2020-12-15 09:30 | 9:30 | 5.3366 | 60
2020-12-15 10:00 | 10:00 | 5.1561 | 60
2020-12-15 10:30 | 10:30 | 5.5895 | 60
2020-12-15 11:00 | 11:00 | 6.7579 | 60
2020-12-15 11:30 | 11:30 | 7.6486 | 60
2020-12-15 12:00 | 12:00 | 9.0824 | 60
2020-12-15 12:30 | 12:30 | 8.7869 | 60
2020-12-15 13:00 | 13:00 | 10.5586 | 60
2020-12-15 13:30 | 13:30 | 9.5021 | 60
2020-12-15 14:00 | 14:00 | 10.8389 | 60
2020-12-15 14:30 | 14:30 | 12.4713 | 60
2020-12-15 15:00 | 15:00 | 15.3865 | 60
2020-12-15 15:30 | 15:30 | 16.8793 | 60
2020-12-15 16:00 | 16:00 | 17.7014 | 60
2020-12-15 16:30 | 16:30 | 18.9946 | 60
2020-12-15 17:00 | 17:00 | 20.8485 | 60
2020-12-15 17:30 | 17:30 | 22.0303 | 60
2020-12-15 18:00 | 18:00 | 22.7489 | 60
2020-12-15 18:30 | 18:30 | 23.3204 | 60
2020-12-15 19:00 | 19:00 | 23.5101 | 60
2020-12-15 19:30 | 19:30 | 22.8199 | 60
2020-12-15 20:00 | 20:00 | 21.745 | 60
2020-12-15 20:30 | 20:30 | 20.249 | 60
2020-12-15 21:00 | 21:00 | 18.7472 | 60
2020-12-15 21:30 | 21:30 | 17.3583 | 60
2020-12-15 22:00 | 22:00 | 15.841 | 60
2020-12-15 22:30 | 22:30 | 14.8697 | 60
2020-12-15 23:00 | 23:00 | 13.6454 | 60
2020-12-15 23:30 | 23:30 | 12.4095 | 60
2020-12-16 | 0:00 | 11.6289 | 60
2020-12-16 00:30 | 0:30 | 11.079 | 60
2020-12-16 01:00 | 1:00 | 10.7836 | 60
2020-12-16 01:30 | 1:30 | 10.5427 | 60
2020-12-16 02:00 | 2:00 | 10.2275 | 60
2020-12-16 02:30 | 2:30 | 10.0816 | 60
2020-12-16 03:00 | 3:00 | 9.9081 | 60
2020-12-16 03:30 | 3:30 | 9.8911 | 60
2020-12-16 04:00 | 4:00 | 9.9648 | 60
2020-12-16 04:30 | 4:30 | 10.0308 | 60
2020-12-16 05:00 | 5:00 | 10.4534 | 60
2020-12-16 05:30 | 5:30 | 10.1396 | 60
2020-12-16 06:00 | 6:00 | 9.7964 | 60
2020-12-16 06:30 | 6:30 | 10.7049 | 60
2020-12-16 07:00 | 7:00 | 10.4175 | 60
2020-12-16 07:30 | 7:30 | 10.5943 | 60
2020-12-16 08:00 | 8:00 | 9.3304 | 60
2020-12-16 08:30 | 8:30 | 10.3279 | 60
2020-12-16 09:00 | 9:00 | 7.6356 | 60
2020-12-16 09:30 | 9:30 | 6.1621 | 60
2020-12-16 10:00 | 10:00 | 7.6784 | 60
2020-12-16 10:30 | 10:30 | 8.0761 | 60
2020-12-16 11:00 | 11:00 | 8.3861 | 60
2020-12-16 11:30 | 11:30 | 9.2772 | 60
2020-12-16 12:00 | 12:00 | 8.1115 | 60
2020-12-16 12:30 | 12:30 | 10.248 | 60
2020-12-16 13:00 | 13:00 | 11.2819 | 60
2020-12-16 13:30 | 13:30 | 11.197 | 60
2020-12-16 14:00 | 14:00 | 12.1112 | 60
2020-12-16 14:30 | 14:30 | 14.4865 | 60
2020-12-16 15:00 | 15:00 | 15.7624 | 60
2020-12-16 15:30 | 15:30 | 18.0704 | 60
2020-12-16 16:00 | 16:00 | 17.9146 | 60
2020-12-16 16:30 | 16:30 | 18.6406 | 60
2020-12-16 17:00 | 17:00 | 19.9156 | 60
2020-12-16 17:30 | 17:30 | 20.2713 | 60
2020-12-16 18:00 | 18:00 | 21.0305 | 60
2020-12-16 18:30 | 18:30 | 21.5044 | 60
2020-12-16 19:00 | 19:00 | 21.0322 | 60
2020-12-16 19:30 | 19:30 | 20.3862 | 60
2020-12-16 20:00 | 20:00 | 19.6925 | 60
2020-12-16 20:30 | 20:30 | 18.4234 | 60
2020-12-16 21:00 | 21:00 | 17.4943 | 60
2020-12-16 21:30 | 21:30 | 16.2645 | 60
2020-12-16 22:00 | 22:00 | 15.2502 | 60
2020-12-16 22:30 | 22:30 | 14.5015 | 60
2020-12-16 23:00 | 23:00 | 13.2844 | 60
2020-12-16 23:30 | 23:30 | 12.3659 | 60
2020-12-17 | 0:00 | 11.571 | 60
2020-12-17 00:30 | 0:30 | 11.042 | 60
2020-12-17 01:00 | 1:00 | 10.717 | 60
2020-12-17 01:30 | 1:30 | 10.297 | 60
2020-12-17 02:00 | 2:00 | 10.0814 | 60
2020-12-17 02:30 | 2:30 | 10.1431 | 60
2020-12-17 03:00 | 3:00 | 9.7855 | 60
2020-12-17 03:30 | 3:30 | 9.677 | 60
2020-12-17 04:00 | 4:00 | 9.8805 | 60
2020-12-17 04:30 | 4:30 | 10.0312 | 60
2020-12-17 05:00 | 5:00 | 10.2806 | 60
2020-12-17 05:30 | 5:30 | 10.6661 | 60
2020-12-17 06:00 | 6:00 | 11.1168 | 60
2020-12-17 06:30 | 6:30 | 11.6339 | 60
2020-12-17 07:00 | 7:00 | 12.0394 | 60
2020-12-17 07:30 | 7:30 | 12.2506 | 60
2020-12-17 08:00 | 8:00 | 7.8618 | 60
2020-12-17 08:30 | 8:30 | 10.3555 | 60
2020-12-17 09:00 | 9:00 | 12.256 | 60
2020-12-17 09:30 | 9:30 | 9.7184 | 60
2020-12-17 10:00 | 10:00 | 13.6087 | 60
2020-12-17 10:30 | 10:30 | 10.2187 | 60
2020-12-17 11:00 | 11:00 | 13.4296 | 60
2020-12-17 11:30 | 11:30 | 9.7697 | 60
2020-12-17 12:00 | 12:00 | 9.0806 | 60
2020-12-17 12:30 | 12:30 | 11.3347 | 60
2020-12-17 13:00 | 13:00 | 11.9858 | 60
2020-12-17 13:30 | 13:30 | 13.663 | 60
2020-12-17 14:00 | 14:00 | 11.854 | 60
2020-12-17 14:30 | 14:30 | 11.1974 | 60
2020-12-17 15:00 | 15:00 | 15.3967 | 60
2020-12-17 15:30 | 15:30 | 15.7924 | 60
2020-12-17 16:00 | 16:00 | 16.4883 | 60
2020-12-17 16:30 | 16:30 | 18.1422 | 60
2020-12-17 17:00 | 17:00 | 19.271 | 60
2020-12-17 17:30 | 17:30 | 19.7114 | 60
2020-12-17 18:00 | 18:00 | 20.4317 | 60
2020-12-17 18:30 | 18:30 | 20.7858 | 60
2020-12-17 19:00 | 19:00 | 20.662 | 60
2020-12-17 19:30 | 19:30 | 20.3069 | 60
2020-12-17 20:00 | 20:00 | 19.8194 | 60
2020-12-17 20:30 | 20:30 | 18.6985 | 60
2020-12-17 21:00 | 21:00 | 17.6363 | 60
2020-12-17 21:30 | 21:30 | 16.5096 | 60
2020-12-17 22:00 | 22:00 | 15.4559 | 60
2020-12-17 22:30 | 22:30 | 14.6863 | 60
2020-12-17 23:00 | 23:00 | 13.4331 | 60
2020-12-17 23:30 | 23:30 | 12.231 | 60
2020-12-18 | 0:00 | 11.4953 | 60
2020-12-18 00:30 | 0:30 | 10.8994 | 60
2020-12-18 01:00 | 1:00 | 10.6563 | 60
2020-12-18 01:30 | 1:30 | 10.318 | 60
2020-12-18 02:00 | 2:00 | 10.0349 | 60
2020-12-18 02:30 | 2:30 | 9.9943 | 60
2020-12-18 03:00 | 3:00 | 9.8981 | 60
2020-12-18 03:30 | 3:30 | 9.8311 | 60
2020-12-18 04:00 | 4:00 | 9.8198 | 60
2020-12-18 04:30 | 4:30 | 9.8787 | 60
2020-12-18 05:00 | 5:00 | 10.2835 | 60
2020-12-18 05:30 | 5:30 | 9.8124 | 60
2020-12-18 06:00 | 6:00 | 9.5066 | 60
2020-12-18 06:30 | 6:30 | 9.8839 | 60
2020-12-18 07:00 | 7:00 | 9.4122 | 60
2020-12-18 07:30 | 7:30 | 9.1253 | 60
2020-12-18 08:00 | 8:00 | 8.9702 | 60
2020-12-18 08:30 | 8:30 | 8.283 | 60
2020-12-18 09:00 | 9:00 | 10.2394 | 60
2020-12-18 09:30 | 9:30 | 10.8686 | 60
2020-12-18 10:00 | 10:00 | 11.1808 | 60
2020-12-18 10:30 | 10:30 | 12.2818 | 60
2020-12-18 11:00 | 11:00 | 13.1012 | 60
2020-12-18 11:30 | 11:30 | 9.9347 | 60
2020-12-18 12:00 | 12:00 | 8.6387 | 60
2020-12-18 12:30 | 12:30 | 11.3476 | 60
2020-12-18 13:00 | 13:00 | 14.1697 | 60
2020-12-18 13:30 | 13:30 | 14.013 | 60
2020-12-18 14:00 | 14:00 | 13.6136 | 60
2020-12-18 14:30 | 14:30 | 13.2457 | 60
2020-12-18 15:00 | 15:00 | 15.0739 | 60
2020-12-18 15:30 | 15:30 | 17.348 | 60
2020-12-18 16:00 | 16:00 | 19.4522 | 60
2020-12-18 16:30 | 16:30 | 21.3644 | 60
2020-12-18 17:00 | 17:00 | 22.8153 | 60
2020-12-18 17:30 | 17:30 | 23.4027 | 60
2020-12-18 18:00 | 18:00 | 23.7665 | 60
2020-12-18 18:30 | 18:30 | 23.7583 | 60
2020-12-18 19:00 | 19:00 | 23.6236 | 60
2020-12-18 19:30 | 19:30 | 22.9665 | 60
2020-12-18 20:00 | 20:00 | 22.1649 | 60
2020-12-18 20:30 | 20:30 | 21.0722 | 60
2020-12-18 21:00 | 21:00 | 19.9018 | 60
2020-12-18 21:30 | 21:30 | 18.644 | 60
2020-12-18 22:00 | 22:00 | 17.6839 | 60
2020-12-18 22:30 | 22:30 | 16.5823 | 60
2020-12-18 23:00 | 23:00 | 15.347 | 60
2020-12-18 23:30 | 23:30 | 14.1752 | 60
2020-12-19 | 0:00 | 13.1932 | 60
2020-12-19 00:30 | 0:30 | 12.4334 | 60
2020-12-19 01:00 | 1:00 | 12.064 | 60
2020-12-19 01:30 | 1:30 | 11.6008 | 60
2020-12-19 02:00 | 2:00 | 11.2492 | 60
2020-12-19 02:30 | 2:30 | 10.9771 | 60
2020-12-19 03:00 | 3:00 | 10.8147 | 60
2020-12-19 03:30 | 3:30 | 10.6997 | 60
2020-12-19 04:00 | 4:00 | 10.6586 | 60
2020-12-19 04:30 | 4:30 | 10.5068 | 60
2020-12-19 05:00 | 5:00 | 10.2182 | 60
2020-12-19 05:30 | 5:30 | 9.6718 | 60
2020-12-19 06:00 | 6:00 | 9.8521 | 60
2020-12-19 06:30 | 6:30 | 10.2797 | 60
2020-12-19 07:00 | 7:00 | 10.6012 | 60
2020-12-19 07:30 | 7:30 | 11.2646 | 60
2020-12-19 08:00 | 8:00 | 13.0939 | 60
2020-12-19 08:30 | 8:30 | 11.3839 | 60
2020-12-19 09:00 | 9:00 | 11.0465 | 60
2020-12-19 09:30 | 9:30 | 9.7914 | 60
2020-12-19 10:00 | 10:00 | 10.9455 | 60
2020-12-19 10:30 | 10:30 | 14.3913 | 60
2020-12-19 11:00 | 11:00 | 16.647 | 60
2020-12-19 11:30 | 11:30 | 12.7471 | 60
2020-12-19 12:00 | 12:00 | 11.0576 | 60
2020-12-19 12:30 | 12:30 | 12.7535 | 60
2020-12-19 13:00 | 13:00 | 13.2435 | 60
2020-12-19 13:30 | 13:30 | 14.4574 | 60
2020-12-19 14:00 | 14:00 | 15.8269 | 60
2020-12-19 14:30 | 14:30 | 18.4109 | 60
2020-12-19 15:00 | 15:00 | 20.4512 | 60
2020-12-19 15:30 | 15:30 | 19.7125 | 60
2020-12-19 16:00 | 16:00 | 20.8621 | 60
2020-12-19 16:30 | 16:30 | 22.0861 | 60
2020-12-19 17:00 | 17:00 | 23.1259 | 60
2020-12-19 17:30 | 17:30 | 23.7109 | 60
2020-12-19 18:00 | 18:00 | 23.6509 | 60
2020-12-19 18:30 | 18:30 | 23.4218 | 60
2020-12-19 19:00 | 19:00 | 22.9849 | 60
2020-12-19 19:30 | 19:30 | 22.412 | 60
2020-12-19 20:00 | 20:00 | 21.2856 | 60
2020-12-19 20:30 | 20:30 | 20.2889 | 60
2020-12-19 21:00 | 21:00 | 19.3206 | 60
2020-12-19 21:30 | 21:30 | 18.2441 | 60
2020-12-19 22:00 | 22:00 | 17.0957 | 60
2020-12-19 22:30 | 22:30 | 16.3686 | 60
2020-12-19 23:00 | 23:00 | 15.0762 | 60
2020-12-19 23:30 | 23:30 | 13.8944 | 60
2020-12-20 | 0:00 | 13.0606 | 60
2020-12-20 00:30 | 0:30 | 12.3087 | 60
2020-12-20 01:00 | 1:00 | 11.7468 | 60
2020-12-20 01:30 | 1:30 | 11.3953 | 60
2020-12-20 02:00 | 2:00 | 10.9651 | 60
2020-12-20 02:30 | 2:30 | 10.7941 | 60
2020-12-20 03:00 | 3:00 | 10.5363 | 60
2020-12-20 03:30 | 3:30 | 10.2916 | 60
2020-12-20 04:00 | 4:00 | 10.2005 | 60
2020-12-20 04:30 | 4:30 | 9.746 | 60
2020-12-20 05:00 | 5:00 | 9.555 | 60
2020-12-20 05:30 | 5:30 | 9.3209 | 60
2020-12-20 06:00 | 6:00 | 9.0648 | 60
2020-12-20 06:30 | 6:30 | 8.6575 | 60
2020-12-20 07:00 | 7:00 | 8.3002 | 60
2020-12-20 07:30 | 7:30 | 7.8775 | 60
2020-12-20 08:00 | 8:00 | 9.4731 | 60
2020-12-20 08:30 | 8:30 | 11.603 | 60
2020-12-20 09:00 | 9:00 | 9.7236 | 60
2020-12-20 09:30 | 9:30 | 9.982 | 60
2020-12-20 10:00 | 10:00 | 11.1709 | 60
2020-12-20 10:30 | 10:30 | 11.0062 | 60
2020-12-20 11:00 | 11:00 | 11.419 | 60
2020-12-20 11:30 | 11:30 | 11.4399 | 60
2020-12-20 12:00 | 12:00 | 11.6235 | 60
2020-12-20 12:30 | 12:30 | 12.5356 | 60
2020-12-20 13:00 | 13:00 | 13.0715 | 60
2020-12-20 13:30 | 13:30 | 14.2226 | 60
2020-12-20 14:00 | 14:00 | 15.5628 | 60
2020-12-20 14:30 | 14:30 | 17.1113 | 60
2020-12-20 15:00 | 15:00 | 18.9221 | 60
2020-12-20 15:30 | 15:30 | 21.4218 | 60
2020-12-20 16:00 | 16:00 | 24.7161 | 60
2020-12-20 16:30 | 16:30 | 25.1 | 60
2020-12-20 17:00 | 17:00 | 24.9069 | 60
2020-12-20 17:30 | 17:30 | 25.0068 | 60
2020-12-20 18:00 | 18:00 | 24.8967 | 60
2020-12-20 18:30 | 18:30 | 25.2322 | 60
2020-12-20 19:00 | 19:00 | 24.6104 | 60
2020-12-20 19:30 | 19:30 | 23.8713 | 60
2020-12-20 20:00 | 20:00 | 22.7922 | 60
2020-12-20 20:30 | 20:30 | 21.1573 | 60
2020-12-20 21:00 | 21:00 | 19.7668 | 60
2020-12-20 21:30 | 21:30 | 17.7617 | 60
2020-12-20 22:00 | 22:00 | 16.267 | 60
2020-12-20 22:30 | 22:30 | 15.3309 | 60
2020-12-20 23:00 | 23:00 | 14.1063 | 60
2020-12-20 23:30 | 23:30 | 13.018 | 60
2020-12-21 | 0:00 | 12.0067 | 60
2020-12-21 00:30 | 0:30 | 11.5732 | 60
2020-12-21 01:00 | 1:00 | 11.1797 | 60
2020-12-21 01:30 | 1:30 | 10.9146 | 60
2020-12-21 02:00 | 2:00 | 10.6632 | 60
2020-12-21 02:30 | 2:30 | 10.4354 | 60
2020-12-21 03:00 | 3:00 | 10.3062 | 60
2020-12-21 03:30 | 3:30 | 10.2385 | 60
2020-12-21 04:00 | 4:00 | 10.3588 | 60
2020-12-21 04:30 | 4:30 | 10.3578 | 60
2020-12-21 05:00 | 5:00 | 10.5597 | 60
2020-12-21 05:30 | 5:30 | 9.9777 | 60
2020-12-21 06:00 | 6:00 | 10.6834 | 60
2020-12-21 06:30 | 6:30 | 8.7313 | 60
2020-12-21 07:00 | 7:00 | 9.5732 | 60
2020-12-21 07:30 | 7:30 | 10.3213 | 60
2020-12-21 08:00 | 8:00 | 8.1749 | 60
2020-12-21 08:30 | 8:30 | 10.2877 | 60
2020-12-21 09:00 | 9:00 | 10.0148 | 60
2020-12-21 09:30 | 9:30 | 8.4381 | 60
2020-12-21 10:00 | 10:00 | 8.1175 | 60
2020-12-21 10:30 | 10:30 | 10.5707 | 60
2020-12-21 11:00 | 11:00 | 9.5471 | 60
2020-12-21 11:30 | 11:30 | 10.9183 | 60
2020-12-21 12:00 | 12:00 | 14.2727 | 60
2020-12-21 12:30 | 12:30 | 11.2947 | 60
2020-12-21 13:00 | 13:00 | 13.0176 | 60
2020-12-21 13:30 | 13:30 | 15.5127 | 60
2020-12-21 14:00 | 14:00 | 17.0771 | 60
2020-12-21 14:30 | 14:30 | 17.3159 | 60
2020-12-21 15:00 | 15:00 | 18.7919 | 60
2020-12-21 15:30 | 15:30 | 19.8651 | 60
2020-12-21 16:00 | 16:00 | 22.9499 | 60
2020-12-21 16:30 | 16:30 | 21.8296 | 60
2020-12-21 17:00 | 17:00 | 24.8805 | 60
2020-12-21 17:30 | 17:30 | 24.6314 | 60
2020-12-21 18:00 | 18:00 | 24.9158 | 60
2020-12-21 18:30 | 18:30 | 24.8761 | 60
2020-12-21 19:00 | 19:00 | 24.6565 | 60
2020-12-21 19:30 | 19:30 | 23.7757 | 60
2020-12-21 20:00 | 20:00 | 22.6333 | 60
2020-12-21 20:30 | 20:30 | 21.0225 | 60
2020-12-21 21:00 | 21:00 | 19.7308 | 60
2020-12-21 21:30 | 21:30 | 18.2462 | 60
2020-12-21 22:00 | 22:00 | 16.8401 | 60
2020-12-21 22:30 | 22:30 | 16.1312 | 60
2020-12-21 23:00 | 23:00 | 14.8282 | 60
2020-12-21 23:30 | 23:30 | 13.8818 | 60
2020-12-22 | 0:00 | 12.8536 | 60
2020-12-22 00:30 | 0:30 | 12.2912 | 60
2020-12-22 01:00 | 1:00 | 11.9497 | 60
2020-12-22 01:30 | 1:30 | 11.627 | 60
2020-12-22 02:00 | 2:00 | 11.1676 | 60
2020-12-22 02:30 | 2:30 | 10.9056 | 60
2020-12-22 03:00 | 3:00 | 10.7229 | 60
2020-12-22 03:30 | 3:30 | 10.5692 | 60
2020-12-22 04:00 | 4:00 | 10.5686 | 60
2020-12-22 04:30 | 4:30 | 10.5134 | 60
2020-12-22 05:00 | 5:00 | 10.5582 | 60
2020-12-22 05:30 | 5:30 | 10.0164 | 60
2020-12-22 06:00 | 6:00 | 10.0871 | 60
2020-12-22 06:30 | 6:30 | 9.73 | 60
2020-12-22 07:00 | 7:00 | 11.0638 | 60
2020-12-22 07:30 | 7:30 | 9.82 | 60
2020-12-22 08:00 | 8:00 | 7.7693 | 60
2020-12-22 08:30 | 8:30 | 7.0279 | 60
2020-12-22 09:00 | 9:00 | 7.566 | 60
2020-12-22 09:30 | 9:30 | 9.0667 | 60
2020-12-22 10:00 | 10:00 | 12.2484 | 60
2020-12-22 10:30 | 10:30 | 12.6008 | 60
2020-12-22 11:00 | 11:00 | 12.1635 | 60
2020-12-22 11:30 | 11:30 | 11.9955 | 60
2020-12-22 12:00 | 12:00 | 13.6891 | 60
2020-12-22 12:30 | 12:30 | 13.8049 | 60
2020-12-22 13:00 | 13:00 | 13.6868 | 60
2020-12-22 13:30 | 13:30 | 15.1891 | 60
2020-12-22 14:00 | 14:00 | 16.1792 | 60
2020-12-22 14:30 | 14:30 | 19.9929 | 60
2020-12-22 15:00 | 15:00 | 26.0651 | 60
2020-12-22 15:30 | 15:30 | 22.8376 | 60
2020-12-22 16:00 | 16:00 | 21.3996 | 60
2020-12-22 16:30 | 16:30 | 23.8784 | 60
2020-12-22 17:00 | 17:00 | 25.0369 | 60
2020-12-22 17:30 | 17:30 | 25.7824 | 60
2020-12-22 18:00 | 18:00 | 26.1569 | 60
2020-12-22 18:30 | 18:30 | 26.2716 | 60
2020-12-22 19:00 | 19:00 | 26.0899 | 60
2020-12-22 19:30 | 19:30 | 24.9526 | 60
2020-12-22 20:00 | 20:00 | 23.996 | 60
2020-12-22 20:30 | 20:30 | 22.441 | 60
2020-12-22 21:00 | 21:00 | 21.0942 | 60
2020-12-22 21:30 | 21:30 | 19.5169 | 60
2020-12-22 22:00 | 22:00 | 18.1319 | 60
2020-12-22 22:30 | 22:30 | 16.9729 | 60
2020-12-22 23:00 | 23:00 | 15.3931 | 60
2020-12-22 23:30 | 23:30 | 14.1073 | 60
2020-12-23 | 0:00 | 13.0337 | 60
2020-12-23 00:30 | 0:30 | 12.428 | 60
2020-12-23 01:00 | 1:00 | 11.6861 | 60
2020-12-23 01:30 | 1:30 | 11.3117 | 60
2020-12-23 02:00 | 2:00 | 11.0559 | 60
2020-12-23 02:30 | 2:30 | 10.8242 | 60
2020-12-23 03:00 | 3:00 | 10.5577 | 60
2020-12-23 03:30 | 3:30 | 10.4845 | 60
2020-12-23 04:00 | 4:00 | 10.4156 | 60
2020-12-23 04:30 | 4:30 | 10.3709 | 60
2020-12-23 05:00 | 5:00 | 9.9457 | 60
2020-12-23 05:30 | 5:30 | 9.6419 | 60
2020-12-23 06:00 | 6:00 | 9.2875 | 60
2020-12-23 06:30 | 6:30 | 9.1653 | 60
2020-12-23 07:00 | 7:00 | 8.6744 | 60
2020-12-23 07:30 | 7:30 | 7.858 | 60
2020-12-23 08:00 | 8:00 | 8.033 | 60
2020-12-23 08:30 | 8:30 | 7.322 | 60
2020-12-23 09:00 | 9:00 | 9.3891 | 60
2020-12-23 09:30 | 9:30 | 9.7451 | 60
2020-12-23 10:00 | 10:00 | 9.3594 | 60
2020-12-23 10:30 | 10:30 | 9.3046 | 60
2020-12-23 11:00 | 11:00 | 8.5644 | 60
2020-12-23 11:30 | 11:30 | 9.017 | 60
2020-12-23 12:00 | 12:00 | 9.4041 | 60
2020-12-23 12:30 | 12:30 | 10.2331 | 60
2020-12-23 13:00 | 13:00 | 10.5324 | 60
2020-12-23 13:30 | 13:30 | 10.8049 | 60
2020-12-23 14:00 | 14:00 | 13.1151 | 60
2020-12-23 14:30 | 14:30 | 14.1389 | 60
2020-12-23 15:00 | 15:00 | 14.0823 | 60
2020-12-23 15:30 | 15:30 | 15.3293 | 60
2020-12-23 16:00 | 16:00 | 16.6904 | 60
2020-12-23 16:30 | 16:30 | 17.6218 | 60
2020-12-23 17:00 | 17:00 | 17.4958 | 60
2020-12-23 17:30 | 17:30 | 18.1044 | 60
2020-12-23 18:00 | 18:00 | 18.8503 | 60
2020-12-23 18:30 | 18:30 | 19.2722 | 60
2020-12-23 19:00 | 19:00 | 19.2178 | 60
2020-12-23 19:30 | 19:30 | 18.6543 | 60
2020-12-23 20:00 | 20:00 | 17.9656 | 60
2020-12-23 20:30 | 20:30 | 17.1409 | 60
2020-12-23 21:00 | 21:00 | 16.2534 | 60
2020-12-23 21:30 | 21:30 | 15.4726 | 60
2020-12-23 22:00 | 22:00 | 14.5382 | 60
2020-12-23 22:30 | 22:30 | 13.9225 | 60
2020-12-23 23:00 | 23:00 | 12.9688 | 60
2020-12-23 23:30 | 23:30 | 11.9334 | 60
2020-12-24 | 0:00 | 11.1352 | 60
2020-12-24 00:30 | 0:30 | 10.5108 | 60
2020-12-24 01:00 | 1:00 | 10.0951 | 60
2020-12-24 01:30 | 1:30 | 9.8575 | 60
2020-12-24 02:00 | 2:00 | 9.5657 | 60
2020-12-24 02:30 | 2:30 | 9.4182 | 60
2020-12-24 03:00 | 3:00 | 9.3688 | 60
2020-12-24 03:30 | 3:30 | 9.3886 | 60
2020-12-24 04:00 | 4:00 | 9.426 | 60
2020-12-24 04:30 | 4:30 | 9.3317 | 60
2020-12-24 05:00 | 5:00 | 9.4176 | 60
2020-12-24 05:30 | 5:30 | 9.1302 | 60
2020-12-24 06:00 | 6:00 | 8.4368 | 60
2020-12-24 06:30 | 6:30 | 7.706 | 60
2020-12-24 07:00 | 7:00 | 7.1398 | 60
2020-12-24 07:30 | 7:30 | 6.9097 | 60
2020-12-24 08:00 | 8:00 | 7.6167 | 60
2020-12-24 08:30 | 8:30 | 7.697 | 60
2020-12-24 09:00 | 9:00 | 7.3805 | 60
2020-12-24 09:30 | 9:30 | 6.5517 | 60
2020-12-24 10:00 | 10:00 | 4.8349 | 60
2020-12-24 10:30 | 10:30 | 4.1425 | 60
2020-12-24 11:00 | 11:00 | 4.5899 | 60
2020-12-24 11:30 | 11:30 | 7.506 | 60
2020-12-24 12:00 | 12:00 | 6.9347 | 60
2020-12-24 12:30 | 12:30 | 6.6376 | 60
2020-12-24 13:00 | 13:00 | 10.0374 | 60
2020-12-24 13:30 | 13:30 | 12.533 | 60
2020-12-24 14:00 | 14:00 | 11.7789 | 60
2020-12-24 14:30 | 14:30 | 14.6764 | 60
2020-12-24 15:00 | 15:00 | 15.3936 | 60
2020-12-24 15:30 | 15:30 | 14.7161 | 60
2020-12-24 16:00 | 16:00 | 15.503 | 60
2020-12-24 16:30 | 16:30 | 17.371 | 60
2020-12-24 17:00 | 17:00 | 17.8925 | 60
2020-12-24 17:30 | 17:30 | 17.9544 | 60
2020-12-24 18:00 | 18:00 | 18.5556 | 60
2020-12-24 18:30 | 18:30 | 18.9819 | 60
2020-12-24 19:00 | 19:00 | 18.9405 | 60
2020-12-24 19:30 | 19:30 | 18.8504 | 60
2020-12-24 20:00 | 20:00 | 18.2974 | 60
2020-12-24 20:30 | 20:30 | 17.4211 | 60
2020-12-24 21:00 | 21:00 | 16.9395 | 60
2020-12-24 21:30 | 21:30 | 16.1104 | 60
2020-12-24 22:00 | 22:00 | 15.2767 | 60
2020-12-24 22:30 | 22:30 | 14.6423 | 60
2020-12-24 23:00 | 23:00 | 13.5349 | 60
2020-12-24 23:30 | 23:30 | 12.4876 | 60
2020-12-25 | 0:00 | 11.6875 | 60
2020-12-25 00:30 | 0:30 | 11.0053 | 60
2020-12-25 01:00 | 1:00 | 10.4878 | 60
2020-12-25 01:30 | 1:30 | 10.2059 | 60
2020-12-25 02:00 | 2:00 | 9.9623 | 60
2020-12-25 02:30 | 2:30 | 9.7608 | 60
2020-12-25 03:00 | 3:00 | 9.6029 | 60
2020-12-25 03:30 | 3:30 | 9.4145 | 60
2020-12-25 04:00 | 4:00 | 9.3105 | 60
2020-12-25 04:30 | 4:30 | 9.3513 | 60
2020-12-25 05:00 | 5:00 | 9.2717 | 60
2020-12-25 05:30 | 5:30 | 9.4832 | 60
2020-12-25 06:00 | 6:00 | 9.3219 | 60
2020-12-25 06:30 | 6:30 | 10.0215 | 60
2020-12-25 07:00 | 7:00 | 10.7422 | 60
2020-12-25 07:30 | 7:30 | 8.2646 | 60
2020-12-25 08:00 | 8:00 | 7.0036 | 60
2020-12-25 08:30 | 8:30 | 7.3395 | 60
2020-12-25 09:00 | 9:00 | 8.0773 | 60
2020-12-25 09:30 | 9:30 | 7.9237 | 60
2020-12-25 10:00 | 10:00 | 8.2411 | 60
2020-12-25 10:30 | 10:30 | 9.082 | 60
2020-12-25 11:00 | 11:00 | 7.3971 | 60
2020-12-25 11:30 | 11:30 | 7.5734 | 60
2020-12-25 12:00 | 12:00 | 8.8445 | 60
2020-12-25 12:30 | 12:30 | 10.3786 | 60
2020-12-25 13:00 | 13:00 | 9.7493 | 60
2020-12-25 13:30 | 13:30 | 9.5817 | 60
2020-12-25 14:00 | 14:00 | 9.5663 | 60
2020-12-25 14:30 | 14:30 | 10.4781 | 60
2020-12-25 15:00 | 15:00 | 10.9164 | 60
2020-12-25 15:30 | 15:30 | 13.9224 | 60
2020-12-25 16:00 | 16:00 | 14.8697 | 60
2020-12-25 16:30 | 16:30 | 15.2221 | 60
2020-12-25 17:00 | 17:00 | 16.2982 | 60
2020-12-25 17:30 | 17:30 | 16.1869 | 60
2020-12-25 18:00 | 18:00 | 16.465 | 60
2020-12-25 18:30 | 18:30 | 16.6517 | 60
2020-12-25 19:00 | 19:00 | 16.9419 | 60
2020-12-25 19:30 | 19:30 | 16.8879 | 60
2020-12-25 20:00 | 20:00 | 16.6356 | 60
2020-12-25 20:30 | 20:30 | 15.9996 | 60
2020-12-25 21:00 | 21:00 | 15.3732 | 60
2020-12-25 21:30 | 21:30 | 14.5659 | 60
2020-12-25 22:00 | 22:00 | 13.7473 | 60
2020-12-25 22:30 | 22:30 | 13.1886 | 60
2020-12-25 23:00 | 23:00 | 12.4134 | 60
2020-12-25 23:30 | 23:30 | 11.6425 | 60
2020-12-26 | 0:00 | 11.0198 | 60
2020-12-26 00:30 | 0:30 | 10.511 | 60
2020-12-26 01:00 | 1:00 | 10.2299 | 60
2020-12-26 01:30 | 1:30 | 9.9458 | 60
2020-12-26 02:00 | 2:00 | 9.5784 | 60
2020-12-26 02:30 | 2:30 | 9.4036 | 60
2020-12-26 03:00 | 3:00 | 9.239 | 60
2020-12-26 03:30 | 3:30 | 9.2811 | 60
2020-12-26 04:00 | 4:00 | 9.1882 | 60
2020-12-26 04:30 | 4:30 | 8.982 | 60
2020-12-26 05:00 | 5:00 | 8.791 | 60
2020-12-26 05:30 | 5:30 | 8.3819 | 60
2020-12-26 06:00 | 6:00 | 8.1985 | 60
2020-12-26 06:30 | 6:30 | 7.9856 | 60
2020-12-26 07:00 | 7:00 | 7.0341 | 60
2020-12-26 07:30 | 7:30 | 7.3586 | 60
2020-12-26 08:00 | 8:00 | 9.0523 | 60
2020-12-26 08:30 | 8:30 | 7.3929 | 60
2020-12-26 09:00 | 9:00 | 4.2562 | 60
2020-12-26 09:30 | 9:30 | 4.2847 | 60
2020-12-26 10:00 | 10:00 | 3.8743 | 60
2020-12-26 10:30 | 10:30 | 5.0609 | 60
2020-12-26 11:00 | 11:00 | 6.3967 | 60
2020-12-26 11:30 | 11:30 | 4.7739 | 60
2020-12-26 12:00 | 12:00 | 5.4713 | 60
2020-12-26 12:30 | 12:30 | 8.4381 | 60
2020-12-26 13:00 | 13:00 | 6.7994 | 60
2020-12-26 13:30 | 13:30 | 6.9152 | 60
2020-12-26 14:00 | 14:00 | 7.558 | 60
2020-12-26 14:30 | 14:30 | 8.3027 | 60
2020-12-26 15:00 | 15:00 | 9.9975 | 60
2020-12-26 15:30 | 15:30 | 11.1679 | 60
2020-12-26 16:00 | 16:00 | 12.9457 | 60
2020-12-26 16:30 | 16:30 | 14.7213 | 60
2020-12-26 17:00 | 17:00 | 16.5152 | 60
2020-12-26 17:30 | 17:30 | 17.3566 | 60
2020-12-26 18:00 | 18:00 | 17.9642 | 60
2020-12-26 18:30 | 18:30 | 18.1849 | 60
2020-12-26 19:00 | 19:00 | 18.3909 | 60
2020-12-26 19:30 | 19:30 | 18.0767 | 60
2020-12-26 20:00 | 20:00 | 17.4453 | 60
2020-12-26 20:30 | 20:30 | 16.4959 | 60
2020-12-26 21:00 | 21:00 | 15.7588 | 60
2020-12-26 21:30 | 21:30 | 14.8558 | 60
2020-12-26 22:00 | 22:00 | 14.213 | 60
2020-12-26 22:30 | 22:30 | 13.6593 | 60
2020-12-26 23:00 | 23:00 | 12.6792 | 60
2020-12-26 23:30 | 23:30 | 11.5856 | 60
2020-12-27 | 0:00 | 10.9649 | 60
2020-12-27 00:30 | 0:30 | 10.4868 | 60
2020-12-27 01:00 | 1:00 | 10.1825 | 60
2020-12-27 01:30 | 1:30 | 9.7995 | 60
2020-12-27 02:00 | 2:00 | 9.5619 | 60
2020-12-27 02:30 | 2:30 | 9.3898 | 60
2020-12-27 03:00 | 3:00 | 9.1572 | 60
2020-12-27 03:30 | 3:30 | 9.0474 | 60
2020-12-27 04:00 | 4:00 | 9.0693 | 60
2020-12-27 04:30 | 4:30 | 8.9181 | 60
2020-12-27 05:00 | 5:00 | 8.7491 | 60
2020-12-27 05:30 | 5:30 | 8.5785 | 60
2020-12-27 06:00 | 6:00 | 8.6395 | 60
2020-12-27 06:30 | 6:30 | 7.0545 | 60
2020-12-27 07:00 | 7:00 | 5.4459 | 60
2020-12-27 07:30 | 7:30 | 5.2651 | 60
2020-12-27 08:00 | 8:00 | 5.6696 | 60
2020-12-27 08:30 | 8:30 | 5.1382 | 60
2020-12-27 09:00 | 9:00 | 5.9006 | 60
2020-12-27 09:30 | 9:30 | 5.8664 | 60
2020-12-27 10:00 | 10:00 | 6.6778 | 60
2020-12-27 10:30 | 10:30 | 7.1907 | 60
2020-12-27 11:00 | 11:00 | 7.1972 | 60
2020-12-27 11:30 | 11:30 | 7.3575 | 60
2020-12-27 12:00 | 12:00 | 6.4774 | 60
2020-12-27 12:30 | 12:30 | 7.4179 | 60
2020-12-27 13:00 | 13:00 | 9.2026 | 60
2020-12-27 13:30 | 13:30 | 9.0388 | 60
2020-12-27 14:00 | 14:00 | 10.0566 | 60
2020-12-27 14:30 | 14:30 | 10.6003 | 60
2020-12-27 15:00 | 15:00 | 11.782 | 60
2020-12-27 15:30 | 15:30 | 13.3823 | 60
2020-12-27 16:00 | 16:00 | 15.0989 | 60
2020-12-27 16:30 | 16:30 | 17.4036 | 60
2020-12-27 17:00 | 17:00 | 18.9319 | 60
2020-12-27 17:30 | 17:30 | 20.0753 | 60
2020-12-27 18:00 | 18:00 | 20.2971 | 60
2020-12-27 18:30 | 18:30 | 20.0649 | 60
2020-12-27 19:00 | 19:00 | 19.9865 | 60
2020-12-27 19:30 | 19:30 | 19.4339 | 60
2020-12-27 20:00 | 20:00 | 18.6416 | 60
2020-12-27 20:30 | 20:30 | 17.506 | 60
2020-12-27 21:00 | 21:00 | 16.3788 | 60
2020-12-27 21:30 | 21:30 | 15.3588 | 60
2020-12-27 22:00 | 22:00 | 14.4808 | 60
2020-12-27 22:30 | 22:30 | 13.7892 | 60
2020-12-27 23:00 | 23:00 | 12.7917 | 60
2020-12-27 23:30 | 23:30 | 11.7802 | 60
2020-12-28 | 0:00 | 11.154 | 60
2020-12-28 00:30 | 0:30 | 10.6601 | 60
2020-12-28 01:00 | 1:00 | 10.4022 | 60
2020-12-28 01:30 | 1:30 | 10.2391 | 60
2020-12-28 02:00 | 2:00 | 9.7805 | 60
2020-12-28 02:30 | 2:30 | 9.6009 | 60
2020-12-28 03:00 | 3:00 | 9.4168 | 60
2020-12-28 03:30 | 3:30 | 9.2879 | 60
2020-12-28 04:00 | 4:00 | 9.2498 | 60
2020-12-28 04:30 | 4:30 | 9.0542 | 60
2020-12-28 05:00 | 5:00 | 8.8185 | 60
2020-12-28 05:30 | 5:30 | 7.9759 | 60
2020-12-28 06:00 | 6:00 | 7.5556 | 60
2020-12-28 06:30 | 6:30 | 6.9353 | 60
2020-12-28 07:00 | 7:00 | 6.5283 | 60
2020-12-28 07:30 | 7:30 | 6.4746 | 60
2020-12-28 08:00 | 8:00 | 6.9956 | 60
2020-12-28 08:30 | 8:30 | 6.8353 | 60
2020-12-28 09:00 | 9:00 | 6.3339 | 60
2020-12-28 09:30 | 9:30 | 6.3733 | 60
2020-12-28 10:00 | 10:00 | 6.5574 | 60
2020-12-28 10:30 | 10:30 | 5.3356 | 60
2020-12-28 11:00 | 11:00 | 5.65 | 60
2020-12-28 11:30 | 11:30 | 6.5214 | 60
2020-12-28 12:00 | 12:00 | 7.5636 | 60
2020-12-28 12:30 | 12:30 | 8.474 | 60
2020-12-28 13:00 | 13:00 | 9.0906 | 60
2020-12-28 13:30 | 13:30 | 9.2028 | 60
2020-12-28 14:00 | 14:00 | 10.5531 | 60
2020-12-28 14:30 | 14:30 | 12.7879 | 60
2020-12-28 15:00 | 15:00 | 14.67 | 60
2020-12-28 15:30 | 15:30 | 16.9551 | 60
2020-12-28 16:00 | 16:00 | 18.4506 | 60
2020-12-28 16:30 | 16:30 | 19.2703 | 60
2020-12-28 17:00 | 17:00 | 20.7504 | 60
2020-12-28 17:30 | 17:30 | 22.0001 | 60
2020-12-28 18:00 | 18:00 | 22.3895 | 60
2020-12-28 18:30 | 18:30 | 22.6287 | 60
2020-12-28 19:00 | 19:00 | 22.4173 | 60
2020-12-28 19:30 | 19:30 | 21.6617 | 60
2020-12-28 20:00 | 20:00 | 20.7447 | 60
2020-12-28 20:30 | 20:30 | 19.3004 | 60
2020-12-28 21:00 | 21:00 | 18.1688 | 60
2020-12-28 21:30 | 21:30 | 16.7811 | 60
2020-12-28 22:00 | 22:00 | 15.8128 | 60
2020-12-28 22:30 | 22:30 | 14.9179 | 60
2020-12-28 23:00 | 23:00 | 13.7952 | 60
2020-12-28 23:30 | 23:30 | 12.7552 | 60
2020-12-29 | 0:00 | 12.0458 | 60
2020-12-29 00:30 | 0:30 | 11.5709 | 60
2020-12-29 01:00 | 1:00 | 11.2671 | 60
2020-12-29 01:30 | 1:30 | 10.9175 | 60
2020-12-29 02:00 | 2:00 | 10.6837 | 60
2020-12-29 02:30 | 2:30 | 10.441 | 60
2020-12-29 03:00 | 3:00 | 10.2575 | 60
2020-12-29 03:30 | 3:30 | 10.0575 | 60
2020-12-29 04:00 | 4:00 | 10.0355 | 60
2020-12-29 04:30 | 4:30 | 9.9705 | 60
2020-12-29 05:00 | 5:00 | 9.5825 | 60
2020-12-29 05:30 | 5:30 | 8.8459 | 60
2020-12-29 06:00 | 6:00 | 8.5317 | 60
2020-12-29 06:30 | 6:30 | 8.2812 | 60
2020-12-29 07:00 | 7:00 | 8.6085 | 60
2020-12-29 07:30 | 7:30 | 10.2394 | 60
2020-12-29 08:00 | 8:00 | 9.2008 | 60
2020-12-29 08:30 | 8:30 | 8.997 | 60
2020-12-29 09:00 | 9:00 | 8.6898 | 60
2020-12-29 09:30 | 9:30 | 10.4826 | 60
2020-12-29 10:00 | 10:00 | 9.2165 | 60
2020-12-29 10:30 | 10:30 | 11.0494 | 60
2020-12-29 11:00 | 11:00 | 11.0462 | 60
2020-12-29 11:30 | 11:30 | 10.9117 | 60
2020-12-29 12:00 | 12:00 | 10.826 | 60
2020-12-29 12:30 | 12:30 | 11.0781 | 60
2020-12-29 13:00 | 13:00 | 11.2627 | 60
2020-12-29 13:30 | 13:30 | 12.9489 | 60
2020-12-29 14:00 | 14:00 | 14.6337 | 60
2020-12-29 14:30 | 14:30 | 17.0634 | 60
2020-12-29 15:00 | 15:00 | 19.7554 | 60
2020-12-29 15:30 | 15:30 | 20.6063 | 60
2020-12-29 16:00 | 16:00 | 21.4549 | 60
2020-12-29 16:30 | 16:30 | 21.2775 | 60
2020-12-29 17:00 | 17:00 | 21.4022 | 60
2020-12-29 17:30 | 17:30 | 22.2049 | 60
2020-12-29 18:00 | 18:00 | 22.569 | 60
2020-12-29 18:30 | 18:30 | 22.9117 | 60
2020-12-29 19:00 | 19:00 | 22.6659 | 60
2020-12-29 19:30 | 19:30 | 22.3038 | 60
2020-12-29 20:00 | 20:00 | 21.3203 | 60
2020-12-29 20:30 | 20:30 | 19.942 | 60
2020-12-29 21:00 | 21:00 | 18.7244 | 60
2020-12-29 21:30 | 21:30 | 17.4279 | 60
2020-12-29 22:00 | 22:00 | 16.342 | 60
2020-12-29 22:30 | 22:30 | 15.4579 | 60
2020-12-29 23:00 | 23:00 | 14.2531 | 60
2020-12-29 23:30 | 23:30 | 13.0931 | 60
2020-12-30 | 0:00 | 12.4304 | 60
2020-12-30 00:30 | 0:30 | 11.9439 | 60
2020-12-30 01:00 | 1:00 | 11.522 | 60
2020-12-30 01:30 | 1:30 | 11.157 | 60
2020-12-30 02:00 | 2:00 | 10.736 | 60
2020-12-30 02:30 | 2:30 | 10.6209 | 60
2020-12-30 03:00 | 3:00 | 10.362 | 60
2020-12-30 03:30 | 3:30 | 10.2888 | 60
2020-12-30 04:00 | 4:00 | 10.1416 | 60
2020-12-30 04:30 | 4:30 | 10.1734 | 60
2020-12-30 05:00 | 5:00 | 10.1539 | 60
2020-12-30 05:30 | 5:30 | 9.9227 | 60
2020-12-30 06:00 | 6:00 | 9.812 | 60
2020-12-30 06:30 | 6:30 | 10.0181 | 60
2020-12-30 07:00 | 7:00 | 10.1122 | 60
2020-12-30 07:30 | 7:30 | 10.0208 | 60
2020-12-30 08:00 | 8:00 | 10.6672 | 60
2020-12-30 08:30 | 8:30 | 11.1773 | 60
2020-12-30 09:00 | 9:00 | 10.7823 | 60
2020-12-30 09:30 | 9:30 | 12.0528 | 60
2020-12-30 10:00 | 10:00 | 11.2738 | 60
2020-12-30 10:30 | 10:30 | 12.4173 | 60
2020-12-30 11:00 | 11:00 | 12.9528 | 60
2020-12-30 11:30 | 11:30 | 12.3832 | 60
2020-12-30 12:00 | 12:00 | 12.8434 | 60
2020-12-30 12:30 | 12:30 | 12.5663 | 60
2020-12-30 13:00 | 13:00 | 13.6784 | 60
2020-12-30 13:30 | 13:30 | 14.1677 | 60
2020-12-30 14:00 | 14:00 | 13.9793 | 60
2020-12-30 14:30 | 14:30 | 14.0519 | 60
2020-12-30 15:00 | 15:00 | 13.6141 | 60
2020-12-30 15:30 | 15:30 | 13.08 | 60
2020-12-30 16:00 | 16:00 | 13.7925 | 60
2020-12-30 16:30 | 16:30 | 14.8181 | 60
2020-12-30 17:00 | 17:00 | 16.3727 | 60
2020-12-30 17:30 | 17:30 | 17.5364 | 60
2020-12-30 18:00 | 18:00 | 18.2141 | 60
2020-12-30 18:30 | 18:30 | 18.84 | 60
2020-12-30 19:00 | 19:00 | 18.9207 | 60
2020-12-30 19:30 | 19:30 | 18.5393 | 60
2020-12-30 20:00 | 20:00 | 18.1719 | 60
2020-12-30 20:30 | 20:30 | 17.2046 | 60
2020-12-30 21:00 | 21:00 | 16.3424 | 60
2020-12-30 21:30 | 21:30 | 15.312 | 60
2020-12-30 22:00 | 22:00 | 14.4073 | 60
2020-12-30 22:30 | 22:30 | 13.7913 | 60
2020-12-30 23:00 | 23:00 | 12.8875 | 60
2020-12-30 23:30 | 23:30 | 11.9236 | 60
2020-12-31 | 0:00 | 11.1107 | 60
2020-12-31 00:30 | 0:30 | 10.6391 | 60
2020-12-31 01:00 | 1:00 | 10.3173 | 60
2020-12-31 01:30 | 1:30 | 10.0947 | 60
2020-12-31 02:00 | 2:00 | 9.8288 | 60
2020-12-31 02:30 | 2:30 | 9.6181 | 60
2020-12-31 03:00 | 3:00 | 9.565 | 60
2020-12-31 03:30 | 3:30 | 9.4568 | 60
2020-12-31 04:00 | 4:00 | 9.4846 | 60
2020-12-31 04:30 | 4:30 | 9.6015 | 60
2020-12-31 05:00 | 5:00 | 9.5697 | 60
2020-12-31 05:30 | 5:30 | 9.1869 | 60
2020-12-31 06:00 | 6:00 | 8.1399 | 60
2020-12-31 06:30 | 6:30 | 9.0592 | 60
2020-12-31 07:00 | 7:00 | 7.8076 | 60
2020-12-31 07:30 | 7:30 | 8.1145 | 60
2020-12-31 08:00 | 8:00 | 7.6442 | 60
2020-12-31 08:30 | 8:30 | 6.9827 | 60
2020-12-31 09:00 | 9:00 | 6.856 | 60
2020-12-31 09:30 | 9:30 | 6.9207 | 60
2020-12-31 10:00 | 10:00 | 4.9775 | 60
2020-12-31 10:30 | 10:30 | 6.8587 | 60
2020-12-31 11:00 | 11:00 | 7.5169 | 60
2020-12-31 11:30 | 11:30 | 7.5373 | 60
2020-12-31 12:00 | 12:00 | 7.5759 | 60
2020-12-31 12:30 | 12:30 | 8.4281 | 60
2020-12-31 13:00 | 13:00 | 7.0595 | 60
2020-12-31 13:30 | 13:30 | 7.5625 | 60
2020-12-31 14:00 | 14:00 | 8.5884 | 60
2020-12-31 14:30 | 14:30 | 10.0531 | 60
2020-12-31 15:00 | 15:00 | 11.3697 | 60
2020-12-31 15:30 | 15:30 | 13.1428 | 60
2020-12-31 16:00 | 16:00 | 15.1398 | 60
2020-12-31 16:30 | 16:30 | 16.8673 | 60
2020-12-31 17:00 | 17:00 | 18.3952 | 60
2020-12-31 17:30 | 17:30 | 19.0731 | 60
2020-12-31 18:00 | 18:00 | 18.9392 | 60
2020-12-31 18:30 | 18:30 | 19.3435 | 60
2020-12-31 19:00 | 19:00 | 19.0187 | 60
2020-12-31 19:30 | 19:30 | 18.6051 | 60
2020-12-31 20:00 | 20:00 | 17.831 | 60
2020-12-31 20:30 | 20:30 | 16.9451 | 60
2020-12-31 21:00 | 21:00 | 16.1664 | 60
2020-12-31 21:30 | 21:30 | 15.234 | 60
2020-12-31 22:00 | 22:00 | 14.7659 | 60
2020-12-31 22:30 | 22:30 | 14.2319 | 60
2020-12-31 23:00 | 23:00 | 13.4963 | 60
2020-12-31 23:30 | 23:30 | 12.7893 | 60
2021-01-01 | 0:00 | 12.2501 | 60
2021-01-01 00:30 | 0:30 | 11.954 | 60
2021-01-01 01:00 | 1:00 | 11.5818 | 60
2021-01-01 01:30 | 1:30 | 11.0731 | 60
2021-01-01 02:00 | 2:00 | 10.736 | 60
2021-01-01 02:30 | 2:30 | 10.5409 | 60
2021-01-01 03:00 | 3:00 | 10.2228 | 60
2021-01-01 03:30 | 3:30 | 9.9834 | 60
2021-01-01 04:00 | 4:00 | 9.9235 | 60
2021-01-01 04:30 | 4:30 | 9.5438 | 60
2021-01-01 05:00 | 5:00 | 9.2323 | 60
2021-01-01 05:30 | 5:30 | 8.3775 | 60
2021-01-01 06:00 | 6:00 | 8.3465 | 60
2021-01-01 06:30 | 6:30 | 7.8448 | 60
2021-01-01 07:00 | 7:00 | 6.759 | 60
2021-01-01 07:30 | 7:30 | 6.0502 | 60
2021-01-01 08:00 | 8:00 | 6.3505 | 60
2021-01-01 08:30 | 8:30 | 7.905 | 60
2021-01-01 09:00 | 9:00 | 7.9448 | 60
2021-01-01 09:30 | 9:30 | 11.1492 | 60
2021-01-01 10:00 | 10:00 | 8.0238 | 60
2021-01-01 10:30 | 10:30 | 6.5671 | 60
2021-01-01 11:00 | 11:00 | 8.0607 | 60
2021-01-01 11:30 | 11:30 | 9.9794 | 60
2021-01-01 12:00 | 12:00 | 10.0777 | 60
2021-01-01 12:30 | 12:30 | 8.3573 | 60
2021-01-01 13:00 | 13:00 | 9.8909 | 60
2021-01-01 13:30 | 13:30 | 11.6688 | 60
2021-01-01 14:00 | 14:00 | 12.1865 | 60
2021-01-01 14:30 | 14:30 | 13.0405 | 60
2021-01-01 15:00 | 15:00 | 15.3855 | 60
2021-01-01 15:30 | 15:30 | 15.6028 | 60
2021-01-01 16:00 | 16:00 | 17.75 | 60
2021-01-01 16:30 | 16:30 | 18.7235 | 60
2021-01-01 17:00 | 17:00 | 19.7497 | 60
2021-01-01 17:30 | 17:30 | 20.4038 | 60
2021-01-01 18:00 | 18:00 | 20.4952 | 60
2021-01-01 18:30 | 18:30 | 20.4023 | 60
2021-01-01 19:00 | 19:00 | 20.2318 | 60
2021-01-01 19:30 | 19:30 | 19.8247 | 60
2021-01-01 20:00 | 20:00 | 19.331 | 60
2021-01-01 20:30 | 20:30 | 18.3457 | 60
2021-01-01 21:00 | 21:00 | 17.3261 | 60
2021-01-01 21:30 | 21:30 | 16.1433 | 60
2021-01-01 22:00 | 22:00 | 15.2814 | 60
2021-01-01 22:30 | 22:30 | 14.3208 | 60
2021-01-01 23:00 | 23:00 | 13.2426 | 60
2021-01-01 23:30 | 23:30 | 12.3446 | 60
2021-01-02 | 0:00 | 11.5993 | 60
2021-01-02 00:30 | 0:30 | 11.1656 | 60
2021-01-02 01:00 | 1:00 | 10.9831 | 60
2021-01-02 01:30 | 1:30 | 10.4129 | 60
2021-01-02 02:00 | 2:00 | 10.0987 | 60
2021-01-02 02:30 | 2:30 | 9.9236 | 60
2021-01-02 03:00 | 3:00 | 9.8615 | 60
2021-01-02 03:30 | 3:30 | 9.7214 | 60
2021-01-02 04:00 | 4:00 | 9.7171 | 60
2021-01-02 04:30 | 4:30 | 9.4903 | 60
2021-01-02 05:00 | 5:00 | 9.3955 | 60
2021-01-02 05:30 | 5:30 | 8.6488 | 60
2021-01-02 06:00 | 6:00 | 8.8696 | 60
2021-01-02 06:30 | 6:30 | 7.9487 | 60
2021-01-02 07:00 | 7:00 | 8.0237 | 60
2021-01-02 07:30 | 7:30 | 8.1113 | 60
2021-01-02 08:00 | 8:00 | 8.5061 | 60
2021-01-02 08:30 | 8:30 | 8.7869 | 60
2021-01-02 09:00 | 9:00 | 6.4497 | 60
2021-01-02 09:30 | 9:30 | 5.5357 | 60
2021-01-02 10:00 | 10:00 | 6.2251 | 60
2021-01-02 10:30 | 10:30 | 6.3005 | 60
2021-01-02 11:00 | 11:00 | 6.7712 | 60
2021-01-02 11:30 | 11:30 | 7.2637 | 60
2021-01-02 12:00 | 12:00 | 7.4182 | 60
2021-01-02 12:30 | 12:30 | 7.4823 | 60
2021-01-02 13:00 | 13:00 | 8.2783 | 60
2021-01-02 13:30 | 13:30 | 8.811 | 60
2021-01-02 14:00 | 14:00 | 10.3376 | 60
2021-01-02 14:30 | 14:30 | 12.6471 | 60
2021-01-02 15:00 | 15:00 | 14.2799 | 60
2021-01-02 15:30 | 15:30 | 16.0616 | 60
2021-01-02 16:00 | 16:00 | 17.7634 | 60
2021-01-02 16:30 | 16:30 | 19.7857 | 60
2021-01-02 17:00 | 17:00 | 19.6315 | 60
2021-01-02 17:30 | 17:30 | 20.6199 | 60
2021-01-02 18:00 | 18:00 | 20.8817 | 60
2021-01-02 18:30 | 18:30 | 21.0268 | 60
2021-01-02 19:00 | 19:00 | 20.8908 | 60
2021-01-02 19:30 | 19:30 | 20.4909 | 60
2021-01-02 20:00 | 20:00 | 19.7176 | 60
2021-01-02 20:30 | 20:30 | 18.4421 | 60
2021-01-02 21:00 | 21:00 | 17.3125 | 60
2021-01-02 21:30 | 21:30 | 16.2945 | 60
2021-01-02 22:00 | 22:00 | 15.4301 | 60
2021-01-02 22:30 | 22:30 | 14.702 | 60
2021-01-02 23:00 | 23:00 | 13.5791 | 60
2021-01-02 23:30 | 23:30 | 12.6022 | 60
2021-01-03 | 0:00 | 12.0499 | 60
2021-01-03 00:30 | 0:30 | 11.3815 | 60
2021-01-03 01:00 | 1:00 | 11.0156 | 60
2021-01-03 01:30 | 1:30 | 10.6526 | 60
2021-01-03 02:00 | 2:00 | 10.1658 | 60
2021-01-03 02:30 | 2:30 | 10.0557 | 60
2021-01-03 03:00 | 3:00 | 9.7986 | 60
2021-01-03 03:30 | 3:30 | 9.7061 | 60
2021-01-03 04:00 | 4:00 | 9.6005 | 60
2021-01-03 04:30 | 4:30 | 9.5203 | 60
2021-01-03 05:00 | 5:00 | 9.4762 | 60
2021-01-03 05:30 | 5:30 | 9.1051 | 60
2021-01-03 06:00 | 6:00 | 8.8397 | 60
2021-01-03 06:30 | 6:30 | 9.074 | 60
2021-01-03 07:00 | 7:00 | 9.0432 | 60
2021-01-03 07:30 | 7:30 | 8.8333 | 60
2021-01-03 08:00 | 8:00 | 8.2923 | 60
2021-01-03 08:30 | 8:30 | 7.5429 | 60
2021-01-03 09:00 | 9:00 | 8.3209 | 60
2021-01-03 09:30 | 9:30 | 10.5239 | 60
2021-01-03 10:00 | 10:00 | 9.3998 | 60
2021-01-03 10:30 | 10:30 | 8.8608 | 60
2021-01-03 11:00 | 11:00 | 11.0351 | 60
2021-01-03 11:30 | 11:30 | 10.0644 | 60
2021-01-03 12:00 | 12:00 | 9.0751 | 60
2021-01-03 12:30 | 12:30 | 9.5532 | 60
2021-01-03 13:00 | 13:00 | 10.3467 | 60
2021-01-03 13:30 | 13:30 | 10.9606 | 60
2021-01-03 14:00 | 14:00 | 11.6834 | 60
2021-01-03 14:30 | 14:30 | 12.9026 | 60
2021-01-03 15:00 | 15:00 | 15.4771 | 60
2021-01-03 15:30 | 15:30 | 16.98 | 60
2021-01-03 16:00 | 16:00 | 18.8264 | 60
2021-01-03 16:30 | 16:30 | 20.4778 | 60
2021-01-03 17:00 | 17:00 | 22.1576 | 60
2021-01-03 17:30 | 17:30 | 23.404 | 60
2021-01-03 18:00 | 18:00 | 23.2402 | 60
2021-01-03 18:30 | 18:30 | 23.0425 | 60
2021-01-03 19:00 | 19:00 | 22.7283 | 60
2021-01-03 19:30 | 19:30 | 21.8605 | 60
2021-01-03 20:00 | 20:00 | 21.0843 | 60
2021-01-03 20:30 | 20:30 | 19.5993 | 60
2021-01-03 21:00 | 21:00 | 18.5215 | 60
2021-01-03 21:30 | 21:30 | 17.206 | 60
2021-01-03 22:00 | 22:00 | 16.1913 | 60
2021-01-03 22:30 | 22:30 | 15.2794 | 60
2021-01-03 23:00 | 23:00 | 14.1402 | 60
2021-01-03 23:30 | 23:30 | 13.0096 | 60
2021-01-04 | 0:00 | 12.1333 | 60
2021-01-04 00:30 | 0:30 | 11.5454 | 60
2021-01-04 01:00 | 1:00 | 11.3401 | 60
2021-01-04 01:30 | 1:30 | 11.0415 | 60
2021-01-04 02:00 | 2:00 | 10.696 | 60
2021-01-04 02:30 | 2:30 | 10.5825 | 60
2021-01-04 03:00 | 3:00 | 10.3041 | 60
2021-01-04 03:30 | 3:30 | 10.2381 | 60
2021-01-04 04:00 | 4:00 | 10.1836 | 60
2021-01-04 04:30 | 4:30 | 10.297 | 60
2021-01-04 05:00 | 5:00 | 10.3771 | 60
2021-01-04 05:30 | 5:30 | 10.2675 | 60
2021-01-04 06:00 | 6:00 | 10.437 | 60
2021-01-04 06:30 | 6:30 | 10.8178 | 60
2021-01-04 07:00 | 7:00 | 9.5701 | 60
2021-01-04 07:30 | 7:30 | 8.5892 | 60
2021-01-04 08:00 | 8:00 | 10.0372 | 60
2021-01-04 08:30 | 8:30 | 10.2393 | 60
2021-01-04 09:00 | 9:00 | 10.1006 | 60
2021-01-04 09:30 | 9:30 | 11.2447 | 60
2021-01-04 10:00 | 10:00 | 12.1602 | 60
2021-01-04 10:30 | 10:30 | 12.4079 | 60
2021-01-04 11:00 | 11:00 | 13.3521 | 60
2021-01-04 11:30 | 11:30 | 10.2598 | 60
2021-01-04 12:00 | 12:00 | 13.6735 | 60
2021-01-04 12:30 | 12:30 | 14.0937 | 60
2021-01-04 13:00 | 13:00 | 14.707 | 60
2021-01-04 13:30 | 13:30 | 16.1195 | 60
2021-01-04 14:00 | 14:00 | 16.9739 | 60
2021-01-04 14:30 | 14:30 | 16.708 | 60
2021-01-04 15:00 | 15:00 | 14.8082 | 60
2021-01-04 15:30 | 15:30 | 14.6678 | 60
2021-01-04 16:00 | 16:00 | 15.7615 | 60
2021-01-04 16:30 | 16:30 | 17.5064 | 60
2021-01-04 17:00 | 17:00 | 18.7516 | 60
2021-01-04 17:30 | 17:30 | 19.6934 | 60
2021-01-04 18:00 | 18:00 | 21.0611 | 60
2021-01-04 18:30 | 18:30 | 21.9158 | 60
2021-01-04 19:00 | 19:00 | 22.0326 | 60
2021-01-04 19:30 | 19:30 | 21.5296 | 60
2021-01-04 20:00 | 20:00 | 20.5725 | 60
2021-01-04 20:30 | 20:30 | 19.1485 | 60
2021-01-04 21:00 | 21:00 | 17.9912 | 60
2021-01-04 21:30 | 21:30 | 16.7244 | 60
2021-01-04 22:00 | 22:00 | 15.4939 | 60
2021-01-04 22:30 | 22:30 | 14.4597 | 60
2021-01-04 23:00 | 23:00 | 13.2926 | 60
2021-01-04 23:30 | 23:30 | 12.2335 | 60
2021-01-05 | 0:00 | 11.4817 | 60
2021-01-05 00:30 | 0:30 | 10.991 | 60
2021-01-05 01:00 | 1:00 | 10.6228 | 60
2021-01-05 01:30 | 1:30 | 10.3136 | 60
2021-01-05 02:00 | 2:00 | 10.1199 | 60
2021-01-05 02:30 | 2:30 | 9.8596 | 60
2021-01-05 03:00 | 3:00 | 9.7659 | 60
2021-01-05 03:30 | 3:30 | 9.7024 | 60
2021-01-05 04:00 | 4:00 | 9.6731 | 60
2021-01-05 04:30 | 4:30 | 9.7223 | 60
2021-01-05 05:00 | 5:00 | 9.6981 | 60
2021-01-05 05:30 | 5:30 | 9.0333 | 60
2021-01-05 06:00 | 6:00 | 8.9587 | 60
2021-01-05 06:30 | 6:30 | 8.6337 | 60
2021-01-05 07:00 | 7:00 | 8.2923 | 60
2021-01-05 07:30 | 7:30 | 8.1279 | 60
2021-01-05 08:00 | 8:00 | 8.9221 | 60
2021-01-05 08:30 | 8:30 | 8.5691 | 60
2021-01-05 09:00 | 9:00 | 8.9352 | 60
2021-01-05 09:30 | 9:30 | 9.5304 | 60
2021-01-05 10:00 | 10:00 | 8.5837 | 60
2021-01-05 10:30 | 10:30 | 10.4982 | 60
2021-01-05 11:00 | 11:00 | 11.4766 | 60
2021-01-05 11:30 | 11:30 | 12.4501 | 60
2021-01-05 12:00 | 12:00 | 12.7764 | 60
2021-01-05 12:30 | 12:30 | 13.5786 | 60
2021-01-05 13:00 | 13:00 | 14.6474 | 60
2021-01-05 13:30 | 13:30 | 15.6756 | 60
2021-01-05 14:00 | 14:00 | 17.0522 | 60
2021-01-05 14:30 | 14:30 | 18.8689 | 60
2021-01-05 15:00 | 15:00 | 23.1443 | 60
2021-01-05 15:30 | 15:30 | 26.2517 | 60
2021-01-05 16:00 | 16:00 | 25.6146 | 60
2021-01-05 16:30 | 16:30 | 26.3957 | 60
2021-01-05 17:00 | 17:00 | 26.8341 | 60
2021-01-05 17:30 | 17:30 | 27.6239 | 60
2021-01-05 18:00 | 18:00 | 27.4583 | 60
2021-01-05 18:30 | 18:30 | 27.6613 | 60
2021-01-05 19:00 | 19:00 | 27.2517 | 60
2021-01-05 19:30 | 19:30 | 25.1736 | 60
2021-01-05 20:00 | 20:00 | 23.494 | 60
2021-01-05 20:30 | 20:30 | 21.9611 | 60
2021-01-05 21:00 | 21:00 | 20.4635 | 60
2021-01-05 21:30 | 21:30 | 18.7508 | 60
2021-01-05 22:00 | 22:00 | 17.1941 | 60
2021-01-05 22:30 | 22:30 | 16.0482 | 60
2021-01-05 23:00 | 23:00 | 14.5414 | 60
2021-01-05 23:30 | 23:30 | 13.2261 | 60
2021-01-06 | 0:00 | 12.4162 | 60
2021-01-06 00:30 | 0:30 | 11.8116 | 60
2021-01-06 01:00 | 1:00 | 11.449 | 60
2021-01-06 01:30 | 1:30 | 11.058 | 60
2021-01-06 02:00 | 2:00 | 10.7239 | 60
2021-01-06 02:30 | 2:30 | 10.4425 | 60
2021-01-06 03:00 | 3:00 | 10.3199 | 60
2021-01-06 03:30 | 3:30 | 10.109 | 60
2021-01-06 04:00 | 4:00 | 10.1331 | 60
2021-01-06 04:30 | 4:30 | 10.1484 | 60
2021-01-06 05:00 | 5:00 | 9.9503 | 60
2021-01-06 05:30 | 5:30 | 9.5189 | 60
2021-01-06 06:00 | 6:00 | 9.509 | 60
2021-01-06 06:30 | 6:30 | 9.3877 | 60
2021-01-06 07:00 | 7:00 | 8.9452 | 60
2021-01-06 07:30 | 7:30 | 8.1897 | 60
2021-01-06 08:00 | 8:00 | 9.4321 | 60
2021-01-06 08:30 | 8:30 | 10.1313 | 60
2021-01-06 09:00 | 9:00 | 10.5226 | 60
2021-01-06 09:30 | 9:30 | 11.1904 | 60
2021-01-06 10:00 | 10:00 | 12.8812 | 60
2021-01-06 10:30 | 10:30 | 14.2354 | 60
2021-01-06 11:00 | 11:00 | 14.8473 | 60
2021-01-06 11:30 | 11:30 | 14.8279 | 60
2021-01-06 12:00 | 12:00 | 14.7326 | 60
2021-01-06 12:30 | 12:30 | 15.2481 | 60
2021-01-06 13:00 | 13:00 | 16.4127 | 60
2021-01-06 13:30 | 13:30 | 17.4953 | 60
2021-01-06 14:00 | 14:00 | 18.8237 | 60
2021-01-06 14:30 | 14:30 | 20.4654 | 60
2021-01-06 15:00 | 15:00 | 22.7158 | 60
2021-01-06 15:30 | 15:30 | 23.8727 | 60
2021-01-06 16:00 | 16:00 | 27.804 | 60
2021-01-06 16:30 | 16:30 | 29.7349 | 60
2021-01-06 17:00 | 17:00 | 29.6033 | 60
2021-01-06 17:30 | 17:30 | 29.6865 | 60
2021-01-06 18:00 | 18:00 | 29.3328 | 60
2021-01-06 18:30 | 18:30 | 27.952 | 60
2021-01-06 19:00 | 19:00 | 25.8451 | 60
2021-01-06 19:30 | 19:30 | 24.0394 | 60
2021-01-06 20:00 | 20:00 | 22.4032 | 60
2021-01-06 20:30 | 20:30 | 20.444 | 60
2021-01-06 21:00 | 21:00 | 19.0119 | 60
2021-01-06 21:30 | 21:30 | 17.5277 | 60
2021-01-06 22:00 | 22:00 | 16.2059 | 60
2021-01-06 22:30 | 22:30 | 15.3334 | 60
2021-01-06 23:00 | 23:00 | 14.0306 | 60
2021-01-06 23:30 | 23:30 | 13.0587 | 60
2021-01-07 | 0:00 | 12.4337 | 60
2021-01-07 00:30 | 0:30 | 11.7772 | 60
2021-01-07 01:00 | 1:00 | 11.4719 | 60
2021-01-07 01:30 | 1:30 | 11.0499 | 60
2021-01-07 02:00 | 2:00 | 10.8128 | 60
2021-01-07 02:30 | 2:30 | 10.6761 | 60
2021-01-07 03:00 | 3:00 | 10.4941 | 60
2021-01-07 03:30 | 3:30 | 10.404 | 60
2021-01-07 04:00 | 4:00 | 10.3888 | 60
2021-01-07 04:30 | 4:30 | 10.5588 | 60
2021-01-07 05:00 | 5:00 | 10.7219 | 60
2021-01-07 05:30 | 5:30 | 10.6563 | 60
2021-01-07 06:00 | 6:00 | 10.6889 | 60
2021-01-07 06:30 | 6:30 | 10.489 | 60
2021-01-07 07:00 | 7:00 | 11.06 | 60
2021-01-07 07:30 | 7:30 | 11.4135 | 60
2021-01-07 08:00 | 8:00 | 10.7262 | 60
2021-01-07 08:30 | 8:30 | 10.8425 | 60
2021-01-07 09:00 | 9:00 | 10.9599 | 60
2021-01-07 09:30 | 9:30 | 11.3574 | 60
2021-01-07 10:00 | 10:00 | 9.9286 | 60
2021-01-07 10:30 | 10:30 | 10.0423 | 60
2021-01-07 11:00 | 11:00 | 11.5434 | 60
2021-01-07 11:30 | 11:30 | 10.5221 | 60
2021-01-07 12:00 | 12:00 | 9.9656 | 60
2021-01-07 12:30 | 12:30 | 10.6021 | 60
2021-01-07 13:00 | 13:00 | 11.0513 | 60
2021-01-07 13:30 | 13:30 | 10.1255 | 60
2021-01-07 14:00 | 14:00 | 12.2413 | 60
2021-01-07 14:30 | 14:30 | 11.7323 | 60
2021-01-07 15:00 | 15:00 | 13.6819 | 60
2021-01-07 15:30 | 15:30 | 15.1254 | 60
2021-01-07 16:00 | 16:00 | 15.0925 | 60
2021-01-07 16:30 | 16:30 | 15.6232 | 60
2021-01-07 17:00 | 17:00 | 16.5354 | 60
2021-01-07 17:30 | 17:30 | 17.4071 | 60
2021-01-07 18:00 | 18:00 | 18.0049 | 60
2021-01-07 18:30 | 18:30 | 18.5607 | 60
2021-01-07 19:00 | 19:00 | 18.1905 | 60
2021-01-07 19:30 | 19:30 | 17.6936 | 60
2021-01-07 20:00 | 20:00 | 17.2577 | 60
2021-01-07 20:30 | 20:30 | 16.1297 | 60
2021-01-07 21:00 | 21:00 | 15.4597 | 60
2021-01-07 21:30 | 21:30 | 14.5422 | 60
2021-01-07 22:00 | 22:00 | 13.6302 | 60
2021-01-07 22:30 | 22:30 | 12.8621 | 60
2021-01-07 23:00 | 23:00 | 12.0927 | 60
2021-01-07 23:30 | 23:30 | 11.1261 | 60
2021-01-08 | 0:00 | 10.5318 | 60
2021-01-08 00:30 | 0:30 | 10.2115 | 60
2021-01-08 01:00 | 1:00 | 9.9226 | 60
2021-01-08 01:30 | 1:30 | 9.5928 | 60
2021-01-08 02:00 | 2:00 | 9.4846 | 60
2021-01-08 02:30 | 2:30 | 9.2988 | 60
2021-01-08 03:00 | 3:00 | 9.2827 | 60
2021-01-08 03:30 | 3:30 | 9.1839 | 60
2021-01-08 04:00 | 4:00 | 9.2841 | 60
2021-01-08 04:30 | 4:30 | 9.3692 | 60
2021-01-08 05:00 | 5:00 | 9.3474 | 60
2021-01-08 05:30 | 5:30 | 9.1963 | 60
2021-01-08 06:00 | 6:00 | 9.4185 | 60
2021-01-08 06:30 | 6:30 | 9.7646 | 60
2021-01-08 07:00 | 7:00 | 10.6434 | 60
2021-01-08 07:30 | 7:30 | 10.6266 | 60
2021-01-08 08:00 | 8:00 | 10.5426 | 60
2021-01-08 08:30 | 8:30 | 8.8505 | 60
2021-01-08 09:00 | 9:00 | 7.73 | 60
2021-01-08 09:30 | 9:30 | 6.524 | 60
2021-01-08 10:00 | 10:00 | 10.4611 | 60
2021-01-08 10:30 | 10:30 | 11.8221 | 60
2021-01-08 11:00 | 11:00 | 11.4961 | 60
2021-01-08 11:30 | 11:30 | 10.4153 | 60
2021-01-08 12:00 | 12:00 | 10.7053 | 60
2021-01-08 12:30 | 12:30 | 10.6613 | 60
2021-01-08 13:00 | 13:00 | 9.7849 | 60
2021-01-08 13:30 | 13:30 | 9.3406 | 60
2021-01-08 14:00 | 14:00 | 11.2285 | 60
2021-01-08 14:30 | 14:30 | 11.9716 | 60
2021-01-08 15:00 | 15:00 | 11.4728 | 60
2021-01-08 15:30 | 15:30 | 11.0315 | 60
2021-01-08 16:00 | 16:00 | 12.9232 | 60
2021-01-08 16:30 | 16:30 | 13.9467 | 60
2021-01-08 17:00 | 17:00 | 14.6126 | 60
2021-01-08 17:30 | 17:30 | 15.8085 | 60
2021-01-08 18:00 | 18:00 | 16.0653 | 60
2021-01-08 18:30 | 18:30 | 16.5044 | 60
2021-01-08 19:00 | 19:00 | 16.6093 | 60
2021-01-08 19:30 | 19:30 | 16.414 | 60
2021-01-08 20:00 | 20:00 | 15.7984 | 60
2021-01-08 20:30 | 20:30 | 14.9661 | 60
2021-01-08 21:00 | 21:00 | 14.1806 | 60
2021-01-08 21:30 | 21:30 | 13.4873 | 60
2021-01-08 22:00 | 22:00 | 12.636 | 60
2021-01-08 22:30 | 22:30 | 12.3476 | 60
2021-01-08 23:00 | 23:00 | 11.5934 | 60
2021-01-08 23:30 | 23:30 | 10.7566 | 60
2021-01-09 | 0:00 | 10.0965 | 60
2021-01-09 00:30 | 0:30 | 9.6827 | 60
2021-01-09 01:00 | 1:00 | 9.5167 | 60
2021-01-09 01:30 | 1:30 | 9.1643 | 60
2021-01-09 02:00 | 2:00 | 9.0017 | 60
2021-01-09 02:30 | 2:30 | 8.8934 | 60
2021-01-09 03:00 | 3:00 | 8.8455 | 60
2021-01-09 03:30 | 3:30 | 8.6727 | 60
2021-01-09 04:00 | 4:00 | 8.6967 | 60
2021-01-09 04:30 | 4:30 | 8.7142 | 60
2021-01-09 05:00 | 5:00 | 8.8494 | 60
2021-01-09 05:30 | 5:30 | 8.4127 | 60
2021-01-09 06:00 | 6:00 | 8.1887 | 60
2021-01-09 06:30 | 6:30 | 7.0789 | 60
2021-01-09 07:00 | 7:00 | 6.7328 | 60
2021-01-09 07:30 | 7:30 | 7.9118 | 60
2021-01-09 08:00 | 8:00 | 8.87 | 60
2021-01-09 08:30 | 8:30 | 8.7196 | 60
2021-01-09 09:00 | 9:00 | 8.6559 | 60
2021-01-09 09:30 | 9:30 | 8.9249 | 60
2021-01-09 10:00 | 10:00 | 7.9121 | 60
2021-01-09 10:30 | 10:30 | 4.2355 | 60
2021-01-09 11:00 | 11:00 | 7.8682 | 60
2021-01-09 11:30 | 11:30 | 6.0708 | 60
2021-01-09 12:00 | 12:00 | 9.2587 | 60
2021-01-09 12:30 | 12:30 | 7.7864 | 60
2021-01-09 13:00 | 13:00 | 8.8976 | 60
2021-01-09 13:30 | 13:30 | 9.9109 | 60
2021-01-09 14:00 | 14:00 | 9.7669 | 60
2021-01-09 14:30 | 14:30 | 11.7464 | 60
2021-01-09 15:00 | 15:00 | 12.3293 | 60
2021-01-09 15:30 | 15:30 | 12.4754 | 60
2021-01-09 16:00 | 16:00 | 13.2069 | 60
2021-01-09 16:30 | 16:30 | 14.1038 | 60
2021-01-09 17:00 | 17:00 | 15.3877 | 60
2021-01-09 17:30 | 17:30 | 16.1688 | 60
2021-01-09 18:00 | 18:00 | 16.5492 | 60
2021-01-09 18:30 | 18:30 | 16.6286 | 60
2021-01-09 19:00 | 19:00 | 16.7771 | 60
2021-01-09 19:30 | 19:30 | 16.4602 | 60
2021-01-09 20:00 | 20:00 | 15.9952 | 60
2021-01-09 20:30 | 20:30 | 15.0777 | 60
2021-01-09 21:00 | 21:00 | 14.3745 | 60
2021-01-09 21:30 | 21:30 | 13.6661 | 60
2021-01-09 22:00 | 22:00 | 12.9783 | 60
2021-01-09 22:30 | 22:30 | 12.6627 | 60
2021-01-09 23:00 | 23:00 | 12.0268 | 60
2021-01-09 23:30 | 23:30 | 11.1049 | 60
2021-01-10 | 0:00 | 10.5149 | 60
2021-01-10 00:30 | 0:30 | 10.022 | 60
2021-01-10 01:00 | 1:00 | 9.8167 | 60
2021-01-10 01:30 | 1:30 | 9.5754 | 60
2021-01-10 02:00 | 2:00 | 9.2104 | 60
2021-01-10 02:30 | 2:30 | 9.1045 | 60
2021-01-10 03:00 | 3:00 | 8.9261 | 60
2021-01-10 03:30 | 3:30 | 8.8039 | 60
2021-01-10 04:00 | 4:00 | 8.7866 | 60
2021-01-10 04:30 | 4:30 | 8.8662 | 60
2021-01-10 05:00 | 5:00 | 8.6612 | 60
2021-01-10 05:30 | 5:30 | 8.1704 | 60
2021-01-10 06:00 | 6:00 | 7.3233 | 60
2021-01-10 06:30 | 6:30 | 6.5962 | 60
2021-01-10 07:00 | 7:00 | 5.8718 | 60
2021-01-10 07:30 | 7:30 | 5.414 | 60
2021-01-10 08:00 | 8:00 | 8.8089 | 60
2021-01-10 08:30 | 8:30 | 6.1802 | 60
2021-01-10 09:00 | 9:00 | 4.8826 | 60
2021-01-10 09:30 | 9:30 | 5.4839 | 60
2021-01-10 10:00 | 10:00 | 6.7278 | 60
2021-01-10 10:30 | 10:30 | 4.6486 | 60
2021-01-10 11:00 | 11:00 | 4.5661 | 60
2021-01-10 11:30 | 11:30 | 4.0302 | 60
2021-01-10 12:00 | 12:00 | 3.3532 | 60
2021-01-10 12:30 | 12:30 | 4.3252 | 60
2021-01-10 13:00 | 13:00 | 7.3321 | 60
2021-01-10 13:30 | 13:30 | 6.8843 | 60
2021-01-10 14:00 | 14:00 | 7.767 | 60
2021-01-10 14:30 | 14:30 | 7.2458 | 60
2021-01-10 15:00 | 15:00 | 7.7507 | 60
2021-01-10 15:30 | 15:30 | 9.1102 | 60
2021-01-10 16:00 | 16:00 | 11.3411 | 60
2021-01-10 16:30 | 16:30 | 13.4159 | 60
2021-01-10 17:00 | 17:00 | 15.6484 | 60
2021-01-10 17:30 | 17:30 | 17.4469 | 60
2021-01-10 18:00 | 18:00 | 18.2281 | 60
2021-01-10 18:30 | 18:30 | 18.7747 | 60
2021-01-10 19:00 | 19:00 | 18.909 | 60
2021-01-10 19:30 | 19:30 | 18.6141 | 60
2021-01-10 20:00 | 20:00 | 17.6478 | 60
2021-01-10 20:30 | 20:30 | 16.5841 | 60
2021-01-10 21:00 | 21:00 | 15.4023 | 60
2021-01-10 21:30 | 21:30 | 14.4331 | 60
2021-01-10 22:00 | 22:00 | 13.5298 | 60
2021-01-10 22:30 | 22:30 | 12.957 | 60
2021-01-10 23:00 | 23:00 | 11.8864 | 60
2021-01-10 23:30 | 23:30 | 10.9633 | 60
2021-01-11 | 0:00 | 10.3716 | 60
2021-01-11 00:30 | 0:30 | 9.9062 | 60
2021-01-11 01:00 | 1:00 | 9.7551 | 60
2021-01-11 01:30 | 1:30 | 9.5473 | 60
2021-01-11 02:00 | 2:00 | 9.3474 | 60
2021-01-11 02:30 | 2:30 | 9.0616 | 60
2021-01-11 03:00 | 3:00 | 9.0101 | 60
2021-01-11 03:30 | 3:30 | 8.8791 | 60
2021-01-11 04:00 | 4:00 | 8.9923 | 60
2021-01-11 04:30 | 4:30 | 9.1569 | 60
2021-01-11 05:00 | 5:00 | 9.1293 | 60
2021-01-11 05:30 | 5:30 | 9.325 | 60
2021-01-11 06:00 | 6:00 | 9.311 | 60
2021-01-11 06:30 | 6:30 | 8.6348 | 60
2021-01-11 07:00 | 7:00 | 8.317 | 60
2021-01-11 07:30 | 7:30 | 6.4025 | 60
2021-01-11 08:00 | 8:00 | 7.461 | 60
2021-01-11 08:30 | 8:30 | 6.686 | 60
2021-01-11 09:00 | 9:00 | 6.0384 | 60
2021-01-11 09:30 | 9:30 | 3.5577 | 60
2021-01-11 10:00 | 10:00 | 2.8089 | 60
2021-01-11 10:30 | 10:30 | 3.5355 | 60
2021-01-11 11:00 | 11:00 | 5.1321 | 60
2021-01-11 11:30 | 11:30 | 3.6089 | 60
2021-01-11 12:00 | 12:00 | 3.9211 | 60
2021-01-11 12:30 | 12:30 | 5.0758 | 60
2021-01-11 13:00 | 13:00 | 7.8117 | 60
2021-01-11 13:30 | 13:30 | 8.6511 | 60
2021-01-11 14:00 | 14:00 | 8.1697 | 60
2021-01-11 14:30 | 14:30 | 10.2486 | 60
2021-01-11 15:00 | 15:00 | 11.8422 | 60
2021-01-11 15:30 | 15:30 | 12.6019 | 60
2021-01-11 16:00 | 16:00 | 12.2477 | 60
2021-01-11 16:30 | 16:30 | 13.0118 | 60
2021-01-11 17:00 | 17:00 | 15.8709 | 60
2021-01-11 17:30 | 17:30 | 17.255 | 60
2021-01-11 18:00 | 18:00 | 17.9765 | 60
2021-01-11 18:30 | 18:30 | 19.001 | 60
2021-01-11 19:00 | 19:00 | 18.8771 | 60
2021-01-11 19:30 | 19:30 | 18.3969 | 60
2021-01-11 20:00 | 20:00 | 17.5546 | 60
2021-01-11 20:30 | 20:30 | 16.3431 | 60
2021-01-11 21:00 | 21:00 | 15.282 | 60
2021-01-11 21:30 | 21:30 | 14.3871 | 60
2021-01-11 22:00 | 22:00 | 13.3584 | 60
2021-01-11 22:30 | 22:30 | 12.6191 | 60
2021-01-11 23:00 | 23:00 | 11.5946 | 60
2021-01-11 23:30 | 23:30 | 10.8085 | 60
2021-01-12 | 0:00 | 10.0182 | 60
2021-01-12 00:30 | 0:30 | 9.6115 | 60
2021-01-12 01:00 | 1:00 | 9.4361 | 60
2021-01-12 01:30 | 1:30 | 9.1933 | 60
2021-01-12 02:00 | 2:00 | 8.9592 | 60
2021-01-12 02:30 | 2:30 | 8.8548 | 60
2021-01-12 03:00 | 3:00 | 8.7042 | 60
2021-01-12 03:30 | 3:30 | 8.6592 | 60
2021-01-12 04:00 | 4:00 | 8.7109 | 60
2021-01-12 04:30 | 4:30 | 8.8492 | 60
2021-01-12 05:00 | 5:00 | 9.0744 | 60
2021-01-12 05:30 | 5:30 | 8.5034 | 60
2021-01-12 06:00 | 6:00 | 7.8133 | 60
2021-01-12 06:30 | 6:30 | 8.5923 | 60
2021-01-12 07:00 | 7:00 | 7.5523 | 60
2021-01-12 07:30 | 7:30 | 7.5575 | 60
2021-01-12 08:00 | 8:00 | 5.584 | 60
2021-01-12 08:30 | 8:30 | 4.5356 | 60
2021-01-12 09:00 | 9:00 | 7.848 | 60
2021-01-12 09:30 | 9:30 | 6.3988 | 60
2021-01-12 10:00 | 10:00 | 6.6071 | 60
2021-01-12 10:30 | 10:30 | 6.2671 | 60
2021-01-12 11:00 | 11:00 | 5.0279 | 60
2021-01-12 11:30 | 11:30 | 5.367 | 60
2021-01-12 12:00 | 12:00 | 6.2462 | 60
2021-01-12 12:30 | 12:30 | 4.7243 | 60
2021-01-12 13:00 | 13:00 | 4.5391 | 60
2021-01-12 13:30 | 13:30 | 5.3936 | 60
2021-01-12 14:00 | 14:00 | 6.1687 | 60
2021-01-12 14:30 | 14:30 | 6.403 | 60
2021-01-12 15:00 | 15:00 | 8.1653 | 60
2021-01-12 15:30 | 15:30 | 9.8238 | 60
2021-01-12 16:00 | 16:00 | 12.0425 | 60
2021-01-12 16:30 | 16:30 | 14.3358 | 60
2021-01-12 17:00 | 17:00 | 16.7548 | 60
2021-01-12 17:30 | 17:30 | 18.457 | 60
2021-01-12 18:00 | 18:00 | 19.65 | 60
2021-01-12 18:30 | 18:30 | 20.3315 | 60
2021-01-12 19:00 | 19:00 | 20.5139 | 60
2021-01-12 19:30 | 19:30 | 20.0336 | 60
2021-01-12 20:00 | 20:00 | 19.2471 | 60
2021-01-12 20:30 | 20:30 | 17.917 | 60
2021-01-12 21:00 | 21:00 | 16.6018 | 60
2021-01-12 21:30 | 21:30 | 15.3693 | 60
2021-01-12 22:00 | 22:00 | 14.1276 | 60
2021-01-12 22:30 | 22:30 | 13.3992 | 60
2021-01-12 23:00 | 23:00 | 12.3503 | 60
2021-01-12 23:30 | 23:30 | 11.3779 | 60
2021-01-13 | 0:00 | 10.7649 | 60
2021-01-13 00:30 | 0:30 | 10.1941 | 60
2021-01-13 01:00 | 1:00 | 9.8612 | 60
2021-01-13 01:30 | 1:30 | 9.6641 | 60
2021-01-13 02:00 | 2:00 | 9.3398 | 60
2021-01-13 02:30 | 2:30 | 9.1862 | 60
2021-01-13 03:00 | 3:00 | 9.1056 | 60
2021-01-13 03:30 | 3:30 | 8.9949 | 60
2021-01-13 04:00 | 4:00 | 9.0066 | 60
2021-01-13 04:30 | 4:30 | 9.1637 | 60
2021-01-13 05:00 | 5:00 | 9.4282 | 60
2021-01-13 05:30 | 5:30 | 8.6753 | 60
2021-01-13 06:00 | 6:00 | 8.1789 | 60
2021-01-13 06:30 | 6:30 | 7.6831 | 60
2021-01-13 07:00 | 7:00 | 7.0626 | 60
2021-01-13 07:30 | 7:30 | 6.8536 | 60
2021-01-13 08:00 | 8:00 | 6.6004 | 60
2021-01-13 08:30 | 8:30 | 5.8568 | 60
2021-01-13 09:00 | 9:00 | 4.1257 | 60
2021-01-13 09:30 | 9:30 | 3.6076 | 60
2021-01-13 10:00 | 10:00 | 3.3531 | 60
2021-01-13 10:30 | 10:30 | 3.6447 | 60
2021-01-13 11:00 | 11:00 | 3.7054 | 60
2021-01-13 11:30 | 11:30 | 3.9423 | 60
2021-01-13 12:00 | 12:00 | 5.0198 | 60
2021-01-13 12:30 | 12:30 | 5.3726 | 60
2021-01-13 13:00 | 13:00 | 5.9444 | 60
2021-01-13 13:30 | 13:30 | 8.442 | 60
2021-01-13 14:00 | 14:00 | 7.494 | 60
2021-01-13 14:30 | 14:30 | 9.4843 | 60
2021-01-13 15:00 | 15:00 | 10.6703 | 60
2021-01-13 15:30 | 15:30 | 12.0219 | 60
2021-01-13 16:00 | 16:00 | 14.8184 | 60
2021-01-13 16:30 | 16:30 | 15.8702 | 60
2021-01-13 17:00 | 17:00 | 17.822 | 60
2021-01-13 17:30 | 17:30 | 20.2375 | 60
2021-01-13 18:00 | 18:00 | 20.3887 | 60
2021-01-13 18:30 | 18:30 | 21.0038 | 60
2021-01-13 19:00 | 19:00 | 20.9023 | 60
2021-01-13 19:30 | 19:30 | 20.2694 | 60
2021-01-13 20:00 | 20:00 | 19.6752 | 60
2021-01-13 20:30 | 20:30 | 18.4568 | 60
2021-01-13 21:00 | 21:00 | 17.3656 | 60
2021-01-13 21:30 | 21:30 | 16.0013 | 60
2021-01-13 22:00 | 22:00 | 14.5472 | 60
2021-01-13 22:30 | 22:30 | 13.6932 | 60
2021-01-13 23:00 | 23:00 | 12.6401 | 60
2021-01-13 23:30 | 23:30 | 11.6984 | 60
2021-01-14 | 0:00 | 10.9305 | 60
2021-01-14 00:30 | 0:30 | 10.4994 | 60
2021-01-14 01:00 | 1:00 | 10.277 | 60
2021-01-14 01:30 | 1:30 | 9.9072 | 60
2021-01-14 02:00 | 2:00 | 9.6201 | 60
2021-01-14 02:30 | 2:30 | 9.6434 | 60
2021-01-14 03:00 | 3:00 | 9.508 | 60
2021-01-14 03:30 | 3:30 | 9.4833 | 60
2021-01-14 04:00 | 4:00 | 9.4321 | 60
2021-01-14 04:30 | 4:30 | 9.5742 | 60
2021-01-14 05:00 | 5:00 | 9.6999 | 60
2021-01-14 05:30 | 5:30 | 9.2336 | 60
2021-01-14 06:00 | 6:00 | 8.8504 | 60
2021-01-14 06:30 | 6:30 | 8.5623 | 60
2021-01-14 07:00 | 7:00 | 7.9521 | 60
2021-01-14 07:30 | 7:30 | 7.3057 | 60
2021-01-14 08:00 | 8:00 | 7.3628 | 60
2021-01-14 08:30 | 8:30 | 6.2607 | 60
2021-01-14 09:00 | 9:00 | 5.1801 | 60
2021-01-14 09:30 | 9:30 | 4.6527 | 60
2021-01-14 10:00 | 10:00 | 4.3289 | 60
2021-01-14 10:30 | 10:30 | 4.3565 | 60
2021-01-14 11:00 | 11:00 | 4.8522 | 60
2021-01-14 11:30 | 11:30 | 5.3123 | 60
2021-01-14 12:00 | 12:00 | 5.9329 | 60
2021-01-14 12:30 | 12:30 | 6.5039 | 60
2021-01-14 13:00 | 13:00 | 7.3598 | 60
2021-01-14 13:30 | 13:30 | 8.3929 | 60
2021-01-14 14:00 | 14:00 | 9.9036 | 60
2021-01-14 14:30 | 14:30 | 11.6331 | 60
2021-01-14 15:00 | 15:00 | 13.4835 | 60
2021-01-14 15:30 | 15:30 | 15.3803 | 60
2021-01-14 16:00 | 16:00 | 16.3749 | 60
2021-01-14 16:30 | 16:30 | 18.4126 | 60
2021-01-14 17:00 | 17:00 | 20.318 | 60
2021-01-14 17:30 | 17:30 | 21.6281 | 60
2021-01-14 18:00 | 18:00 | 22.4282 | 60
2021-01-14 18:30 | 18:30 | 23.0254 | 60
2021-01-14 19:00 | 19:00 | 22.6797 | 60
2021-01-14 19:30 | 19:30 | 22.0451 | 60
2021-01-14 20:00 | 20:00 | 21.0394 | 60
2021-01-14 20:30 | 20:30 | 19.524 | 60
2021-01-14 21:00 | 21:00 | 18.1897 | 60
2021-01-14 21:30 | 21:30 | 16.7461 | 60
2021-01-14 22:00 | 22:00 | 15.2871 | 60
2021-01-14 22:30 | 22:30 | 14.4104 | 60
2021-01-14 23:00 | 23:00 | 13.2226 | 60
2021-01-14 23:30 | 23:30 | 12.0199 | 60
2021-01-15 | 0:00 | 11.3503 | 60
2021-01-15 00:30 | 0:30 | 10.7758 | 60
2021-01-15 01:00 | 1:00 | 10.4138 | 60
2021-01-15 01:30 | 1:30 | 9.9979 | 60
2021-01-15 02:00 | 2:00 | 9.7215 | 60
2021-01-15 02:30 | 2:30 | 9.6333 | 60
2021-01-15 03:00 | 3:00 | 9.4442 | 60
2021-01-15 03:30 | 3:30 | 9.3437 | 60
2021-01-15 04:00 | 4:00 | 9.3976 | 60
2021-01-15 04:30 | 4:30 | 9.4972 | 60
2021-01-15 05:00 | 5:00 | 9.6058 | 60
2021-01-15 05:30 | 5:30 | 9.1205 | 60
2021-01-15 06:00 | 6:00 | 8.6813 | 60
2021-01-15 06:30 | 6:30 | 8.1473 | 60
2021-01-15 07:00 | 7:00 | 7.7907 | 60
2021-01-15 07:30 | 7:30 | 7.1744 | 60
2021-01-15 08:00 | 8:00 | 6.7701 | 60
2021-01-15 08:30 | 8:30 | 6.3339 | 60
2021-01-15 09:00 | 9:00 | 6.1615 | 60
2021-01-15 09:30 | 9:30 | 6.0802 | 60
2021-01-15 10:00 | 10:00 | 6.7247 | 60
2021-01-15 10:30 | 10:30 | 8.1311 | 60
2021-01-15 11:00 | 11:00 | 7.9679 | 60
2021-01-15 11:30 | 11:30 | 8.0429 | 60
2021-01-15 12:00 | 12:00 | 8.9878 | 60
2021-01-15 12:30 | 12:30 | 9.7649 | 60
2021-01-15 13:00 | 13:00 | 10.7022 | 60
2021-01-15 13:30 | 13:30 | 11.6043 | 60
2021-01-15 14:00 | 14:00 | 12.9934 | 60
2021-01-15 14:30 | 14:30 | 14.4993 | 60
2021-01-15 15:00 | 15:00 | 16.3206 | 60
2021-01-15 15:30 | 15:30 | 18.1611 | 60
2021-01-15 16:00 | 16:00 | 22.8721 | 60
2021-01-15 16:30 | 16:30 | 20.9414 | 60
2021-01-15 17:00 | 17:00 | 23.8258 | 60
2021-01-15 17:30 | 17:30 | 24.2405 | 60
2021-01-15 18:00 | 18:00 | 24.2105 | 60
2021-01-15 18:30 | 18:30 | 24.2968 | 60
2021-01-15 19:00 | 19:00 | 23.9021 | 60
2021-01-15 19:30 | 19:30 | 23.3875 | 60
2021-01-15 20:00 | 20:00 | 22.6178 | 60
2021-01-15 20:30 | 20:30 | 21.2731 | 60
2021-01-15 21:00 | 21:00 | 20.0124 | 60
2021-01-15 21:30 | 21:30 | 18.7018 | 60
2021-01-15 22:00 | 22:00 | 17.5691 | 60
2021-01-15 22:30 | 22:30 | 16.7566 | 60
2021-01-15 23:00 | 23:00 | 15.4745 | 60
2021-01-15 23:30 | 23:30 | 14.3354 | 60
2021-01-16 | 0:00 | 13.5246 | 60
2021-01-16 00:30 | 0:30 | 12.8665 | 60
2021-01-16 01:00 | 1:00 | 12.4196 | 60
2021-01-16 01:30 | 1:30 | 11.9708 | 60
2021-01-16 02:00 | 2:00 | 11.6568 | 60
2021-01-16 02:30 | 2:30 | 11.4528 | 60
2021-01-16 03:00 | 3:00 | 11.2085 | 60
2021-01-16 03:30 | 3:30 | 10.9744 | 60
2021-01-16 04:00 | 4:00 | 10.8794 | 60
2021-01-16 04:30 | 4:30 | 10.8012 | 60
2021-01-16 05:00 | 5:00 | 10.6105 | 60
2021-01-16 05:30 | 5:30 | 10.1438 | 60
2021-01-16 06:00 | 6:00 | 10.3739 | 60
2021-01-16 06:30 | 6:30 | 8.8879 | 60
2021-01-16 07:00 | 7:00 | 8.6995 | 60
2021-01-16 07:30 | 7:30 | 8.7582 | 60
2021-01-16 08:00 | 8:00 | 9.2125 | 60
2021-01-16 08:30 | 8:30 | 9.6262 | 60
2021-01-16 09:00 | 9:00 | 9.7954 | 60
2021-01-16 09:30 | 9:30 | 11.7168 | 60
2021-01-16 10:00 | 10:00 | 10.3615 | 60
2021-01-16 10:30 | 10:30 | 12.0336 | 60
2021-01-16 11:00 | 11:00 | 15.1126 | 60
2021-01-16 11:30 | 11:30 | 15.8 | 60
2021-01-16 12:00 | 12:00 | 17.924 | 60
2021-01-16 12:30 | 12:30 | 22.1651 | 60
2021-01-16 13:00 | 13:00 | 25.6028 | 60
2021-01-16 13:30 | 13:30 | 17.4725 | 60
2021-01-16 14:00 | 14:00 | 16.5978 | 60
2021-01-16 14:30 | 14:30 | 23.5614 | 60
2021-01-16 15:00 | 15:00 | 21.7641 | 60
2021-01-16 15:30 | 15:30 | 22.8948 | 60
2021-01-16 16:00 | 16:00 | 17.1608 | 60
2021-01-16 16:30 | 16:30 | 16.5986 | 60
2021-01-16 17:00 | 17:00 | 16.0836 | 60
2021-01-16 17:30 | 17:30 | 19.1977 | 60
2021-01-16 18:00 | 18:00 | 21.2995 | 60
2021-01-16 18:30 | 18:30 | 21.3804 | 60
2021-01-16 19:00 | 19:00 | 20.9305 | 60
2021-01-16 19:30 | 19:30 | 20.0227 | 60
2021-01-16 20:00 | 20:00 | 19.0626 | 60
2021-01-16 20:30 | 20:30 | 18.0613 | 60
2021-01-16 21:00 | 21:00 | 17.1154 | 60
2021-01-16 21:30 | 21:30 | 16.1467 | 60
2021-01-16 22:00 | 22:00 | 15.3469 | 60
2021-01-16 22:30 | 22:30 | 14.5485 | 60
2021-01-16 23:00 | 23:00 | 13.5079 | 60
2021-01-16 23:30 | 23:30 | 12.5044 | 60
2021-01-17 | 0:00 | 11.689 | 60
2021-01-17 00:30 | 0:30 | 11.0344 | 60
2021-01-17 01:00 | 1:00 | 10.6714 | 60
2021-01-17 01:30 | 1:30 | 10.4844 | 60
2021-01-17 02:00 | 2:00 | 10.2905 | 60
2021-01-17 02:30 | 2:30 | 10.0728 | 60
2021-01-17 03:00 | 3:00 | 9.8035 | 60
2021-01-17 03:30 | 3:30 | 9.6525 | 60
2021-01-17 04:00 | 4:00 | 9.5712 | 60
2021-01-17 04:30 | 4:30 | 9.6885 | 60
2021-01-17 05:00 | 5:00 | 9.493 | 60
2021-01-17 05:30 | 5:30 | 9.3363 | 60
2021-01-17 06:00 | 6:00 | 8.683 | 60
2021-01-17 06:30 | 6:30 | 8.8022 | 60
2021-01-17 07:00 | 7:00 | 10.1043 | 60
2021-01-17 07:30 | 7:30 | 11.162 | 60
2021-01-17 08:00 | 8:00 | 11.1799 | 60
2021-01-17 08:30 | 8:30 | 10.7226 | 60
2021-01-17 09:00 | 9:00 | 9.7186 | 60
2021-01-17 09:30 | 9:30 | 8.3824 | 60
2021-01-17 10:00 | 10:00 | 7.8835 | 60
2021-01-17 10:30 | 10:30 | 8.2759 | 60
2021-01-17 11:00 | 11:00 | 9.5926 | 60
2021-01-17 11:30 | 11:30 | 7.5584 | 60
2021-01-17 12:00 | 12:00 | 6.7479 | 60
2021-01-17 12:30 | 12:30 | 7.6064 | 60
2021-01-17 13:00 | 13:00 | 9.7758 | 60
2021-01-17 13:30 | 13:30 | 9.05 | 60
2021-01-17 14:00 | 14:00 | 11.2956 | 60
2021-01-17 14:30 | 14:30 | 11.2808 | 60
2021-01-17 15:00 | 15:00 | 14.8057 | 60
2021-01-17 15:30 | 15:30 | 15.3558 | 60
2021-01-17 16:00 | 16:00 | 16.1678 | 60
2021-01-17 16:30 | 16:30 | 18.7213 | 60
2021-01-17 17:00 | 17:00 | 20.8397 | 60
2021-01-17 17:30 | 17:30 | 22.2914 | 60
2021-01-17 18:00 | 18:00 | 23.051 | 60
2021-01-17 18:30 | 18:30 | 23.2091 | 60
2021-01-17 19:00 | 19:00 | 22.958 | 60
2021-01-17 19:30 | 19:30 | 22.1927 | 60
2021-01-17 20:00 | 20:00 | 20.9838 | 60
2021-01-17 20:30 | 20:30 | 19.7205 | 60
2021-01-17 21:00 | 21:00 | 18.2452 | 60
2021-01-17 21:30 | 21:30 | 16.9824 | 60
2021-01-17 22:00 | 22:00 | 15.9276 | 60
2021-01-17 22:30 | 22:30 | 14.9511 | 60
2021-01-17 23:00 | 23:00 | 13.9631 | 60
2021-01-17 23:30 | 23:30 | 12.8593 | 60
2021-01-18 | 0:00 | 12.0649 | 60
2021-01-18 00:30 | 0:30 | 11.5117 | 60
2021-01-18 01:00 | 1:00 | 11.3537 | 60
2021-01-18 01:30 | 1:30 | 11.0217 | 60
2021-01-18 02:00 | 2:00 | 10.7428 | 60
2021-01-18 02:30 | 2:30 | 10.5023 | 60
2021-01-18 03:00 | 3:00 | 10.388 | 60
2021-01-18 03:30 | 3:30 | 10.1845 | 60
2021-01-18 04:00 | 4:00 | 10.4381 | 60
2021-01-18 04:30 | 4:30 | 10.6594 | 60
2021-01-18 05:00 | 5:00 | 10.557 | 60
2021-01-18 05:30 | 5:30 | 10.8395 | 60
2021-01-18 06:00 | 6:00 | 11.3684 | 60
2021-01-18 06:30 | 6:30 | 11.584 | 60
2021-01-18 07:00 | 7:00 | 11.3029 | 60
2021-01-18 07:30 | 7:30 | 10.2802 | 60
2021-01-18 08:00 | 8:00 | 9.4124 | 60
2021-01-18 08:30 | 8:30 | 13.1735 | 60
2021-01-18 09:00 | 9:00 | 12.1282 | 60
2021-01-18 09:30 | 9:30 | 11.4079 | 60
2021-01-18 10:00 | 10:00 | 9.3886 | 60
2021-01-18 10:30 | 10:30 | 6.519 | 60
2021-01-18 11:00 | 11:00 | 6.1816 | 60
2021-01-18 11:30 | 11:30 | 7.2006 | 60
2021-01-18 12:00 | 12:00 | 10.668 | 60
2021-01-18 12:30 | 12:30 | 13.9623 | 60
2021-01-18 13:00 | 13:00 | 18.5664 | 60
2021-01-18 13:30 | 13:30 | 17.8318 | 60
2021-01-18 14:00 | 14:00 | 15.8935 | 60
2021-01-18 14:30 | 14:30 | 15.1736 | 60
2021-01-18 15:00 | 15:00 | 15.9231 | 60
2021-01-18 15:30 | 15:30 | 17.6772 | 60
2021-01-18 16:00 | 16:00 | 17.8484 | 60
2021-01-18 16:30 | 16:30 | 18.5198 | 60
2021-01-18 17:00 | 17:00 | 19.4956 | 60
2021-01-18 17:30 | 17:30 | 20.76 | 60
2021-01-18 18:00 | 18:00 | 21.0687 | 60
2021-01-18 18:30 | 18:30 | 21.3348 | 60
2021-01-18 19:00 | 19:00 | 20.5876 | 60
2021-01-18 19:30 | 19:30 | 19.4332 | 60
2021-01-18 20:00 | 20:00 | 18.4253 | 60
2021-01-18 20:30 | 20:30 | 17.1138 | 60
2021-01-18 21:00 | 21:00 | 15.9614 | 60
2021-01-18 21:30 | 21:30 | 14.8245 | 60
2021-01-18 22:00 | 22:00 | 13.8575 | 60
2021-01-18 22:30 | 22:30 | 13.217 | 60
2021-01-18 23:00 | 23:00 | 12.2782 | 60
2021-01-18 23:30 | 23:30 | 11.4683 | 60
2021-01-19 | 0:00 | 10.7723 | 60
2021-01-19 00:30 | 0:30 | 10.3469 | 60
2021-01-19 01:00 | 1:00 | 10.1672 | 60
2021-01-19 01:30 | 1:30 | 9.9309 | 60
2021-01-19 02:00 | 2:00 | 9.4933 | 60
2021-01-19 02:30 | 2:30 | 9.3575 | 60
2021-01-19 03:00 | 3:00 | 9.3625 | 60
2021-01-19 03:30 | 3:30 | 9.333 | 60
2021-01-19 04:00 | 4:00 | 9.4256 | 60
2021-01-19 04:30 | 4:30 | 9.6016 | 60
2021-01-19 05:00 | 5:00 | 9.5889 | 60
2021-01-19 05:30 | 5:30 | 9.5277 | 60
2021-01-19 06:00 | 6:00 | 9.9017 | 60
2021-01-19 06:30 | 6:30 | 9.7006 | 60
2021-01-19 07:00 | 7:00 | 8.4143 | 60
2021-01-19 07:30 | 7:30 | 8.2488 | 60
2021-01-19 08:00 | 8:00 | 9.8006 | 60
2021-01-19 08:30 | 8:30 | 7.8926 | 60
2021-01-19 09:00 | 9:00 | 8.7004 | 60
2021-01-19 09:30 | 9:30 | 7.4916 | 60
2021-01-19 10:00 | 10:00 | 6.3615 | 60
2021-01-19 10:30 | 10:30 | 4.5759 | 60
2021-01-19 11:00 | 11:00 | 4.947 | 60
2021-01-19 11:30 | 11:30 | 6.0741 | 60
2021-01-19 12:00 | 12:00 | 6.4821 | 60
2021-01-19 12:30 | 12:30 | 6.5383 | 60
2021-01-19 13:00 | 13:00 | 7.7973 | 60
2021-01-19 13:30 | 13:30 | 9.2978 | 60
2021-01-19 14:00 | 14:00 | 11.0692 | 60
2021-01-19 14:30 | 14:30 | 12.2913 | 60
2021-01-19 15:00 | 15:00 | 13.8111 | 60
2021-01-19 15:30 | 15:30 | 15.722 | 60
2021-01-19 16:00 | 16:00 | 17.6591 | 60
2021-01-19 16:30 | 16:30 | 20.6298 | 60
2021-01-19 17:00 | 17:00 | 21.8116 | 60
2021-01-19 17:30 | 17:30 | 22.8523 | 60
2021-01-19 18:00 | 18:00 | 23.7615 | 60
2021-01-19 18:30 | 18:30 | 23.871 | 60
2021-01-19 19:00 | 19:00 | 23.7929 | 60
2021-01-19 19:30 | 19:30 | 22.9965 | 60
2021-01-19 20:00 | 20:00 | 21.7615 | 60
2021-01-19 20:30 | 20:30 | 20.3393 | 60
2021-01-19 21:00 | 21:00 | 18.8516 | 60
2021-01-19 21:30 | 21:30 | 17.3326 | 60
2021-01-19 22:00 | 22:00 | 16.0367 | 60
2021-01-19 22:30 | 22:30 | 14.9154 | 60
2021-01-19 23:00 | 23:00 | 13.688 | 60
2021-01-19 23:30 | 23:30 | 12.7641 | 60
2021-01-20 | 0:00 | 11.8472 | 60
2021-01-20 00:30 | 0:30 | 11.1166 | 60
2021-01-20 01:00 | 1:00 | 10.9037 | 60
2021-01-20 01:30 | 1:30 | 10.6817 | 60
2021-01-20 02:00 | 2:00 | 10.4642 | 60
2021-01-20 02:30 | 2:30 | 10.3543 | 60
2021-01-20 03:00 | 3:00 | 10.1524 | 60
2021-01-20 03:30 | 3:30 | 10.0595 | 60
2021-01-20 04:00 | 4:00 | 10.0807 | 60
2021-01-20 04:30 | 4:30 | 10.1844 | 60
2021-01-20 05:00 | 5:00 | 10.5109 | 60
2021-01-20 05:30 | 5:30 | 10.3091 | 60
2021-01-20 06:00 | 6:00 | 9.522 | 60
2021-01-20 06:30 | 6:30 | 9.6817 | 60
2021-01-20 07:00 | 7:00 | 10.5056 | 60
2021-01-20 07:30 | 7:30 | 10.9722 | 60
2021-01-20 08:00 | 8:00 | 12.2515 | 60
2021-01-20 08:30 | 8:30 | 10.7617 | 60
2021-01-20 09:00 | 9:00 | 10.259 | 60
2021-01-20 09:30 | 9:30 | 5.7692 | 60
2021-01-20 10:00 | 10:00 | 10.2375 | 60
2021-01-20 10:30 | 10:30 | 8.9154 | 60
2021-01-20 11:00 | 11:00 | 6.5017 | 60
2021-01-20 11:30 | 11:30 | 8.0145 | 60
2021-01-20 12:00 | 12:00 | 5.6729 | 60
2021-01-20 12:30 | 12:30 | 6.812 | 60
2021-01-20 13:00 | 13:00 | 7.416 | 60
2021-01-20 13:30 | 13:30 | 8.2632 | 60
2021-01-20 14:00 | 14:00 | 5.7934 | 60
2021-01-20 14:30 | 14:30 | 6.2227 | 60
2021-01-20 15:00 | 15:00 | 6.839 | 60
2021-01-20 15:30 | 15:30 | 8.9871 | 60
2021-01-20 16:00 | 16:00 | 11.2135 | 60
2021-01-20 16:30 | 16:30 | 14.775 | 60
2021-01-20 17:00 | 17:00 | 16.2664 | 60
2021-01-20 17:30 | 17:30 | 17.806 | 60
2021-01-20 18:00 | 18:00 | 18.6049 | 60
2021-01-20 18:30 | 18:30 | 18.9846 | 60
2021-01-20 19:00 | 19:00 | 18.9762 | 60
2021-01-20 19:30 | 19:30 | 18.533 | 60
2021-01-20 20:00 | 20:00 | 17.722 | 60
2021-01-20 20:30 | 20:30 | 16.5542 | 60
2021-01-20 21:00 | 21:00 | 15.6328 | 60
2021-01-20 21:30 | 21:30 | 14.6332 | 60
2021-01-20 22:00 | 22:00 | 13.6722 | 60
2021-01-20 22:30 | 22:30 | 13.0311 | 60
2021-01-20 23:00 | 23:00 | 12.0727 | 60
2021-01-20 23:30 | 23:30 | 11.0606 | 60
2021-01-21 | 0:00 | 10.5906 | 60
2021-01-21 00:30 | 0:30 | 10.0501 | 60
2021-01-21 01:00 | 1:00 | 9.6423 | 60
2021-01-21 01:30 | 1:30 | 9.4114 | 60
2021-01-21 02:00 | 2:00 | 9.2516 | 60
2021-01-21 02:30 | 2:30 | 9.2337 | 60
2021-01-21 03:00 | 3:00 | 9.1827 | 60
2021-01-21 03:30 | 3:30 | 9.0861 | 60
2021-01-21 04:00 | 4:00 | 9.2245 | 60
2021-01-21 04:30 | 4:30 | 9.3798 | 60
2021-01-21 05:00 | 5:00 | 9.7499 | 60
2021-01-21 05:30 | 5:30 | 9.6119 | 60
2021-01-21 06:00 | 6:00 | 9.1973 | 60
2021-01-21 06:30 | 6:30 | 8.6545 | 60
2021-01-21 07:00 | 7:00 | 8.0281 | 60
2021-01-21 07:30 | 7:30 | 6.5111 | 60
2021-01-21 08:00 | 8:00 | 6.1705 | 60
2021-01-21 08:30 | 8:30 | 6.0245 | 60
2021-01-21 09:00 | 9:00 | 6.1916 | 60
2021-01-21 09:30 | 9:30 | 6.2744 | 60
2021-01-21 10:00 | 10:00 | 6.7315 | 60
2021-01-21 10:30 | 10:30 | 5.3085 | 60
2021-01-21 11:00 | 11:00 | 6.1961 | 60
2021-01-21 11:30 | 11:30 | 6.9114 | 60
2021-01-21 12:00 | 12:00 | 5.8962 | 60
2021-01-21 12:30 | 12:30 | 7.1633 | 60
2021-01-21 13:00 | 13:00 | 8.4125 | 60
2021-01-21 13:30 | 13:30 | 10.0188 | 60
2021-01-21 14:00 | 14:00 | 8.5751 | 60
2021-01-21 14:30 | 14:30 | 9.5051 | 60
2021-01-21 15:00 | 15:00 | 11.7536 | 60
2021-01-21 15:30 | 15:30 | 11.8821 | 60
2021-01-21 16:00 | 16:00 | 11.4176 | 60
2021-01-21 16:30 | 16:30 | 14.1751 | 60
2021-01-21 17:00 | 17:00 | 15.4587 | 60
2021-01-21 17:30 | 17:30 | 15.4105 | 60
2021-01-21 18:00 | 18:00 | 17.0342 | 60
2021-01-21 18:30 | 18:30 | 17.8942 | 60
2021-01-21 19:00 | 19:00 | 18.4504 | 60
2021-01-21 19:30 | 19:30 | 18.2167 | 60
2021-01-21 20:00 | 20:00 | 17.381 | 60
2021-01-21 20:30 | 20:30 | 16.6529 | 60
2021-01-21 21:00 | 21:00 | 15.6778 | 60
2021-01-21 21:30 | 21:30 | 14.6415 | 60
2021-01-21 22:00 | 22:00 | 13.6144 | 60
2021-01-21 22:30 | 22:30 | 12.9778 | 60
2021-01-21 23:00 | 23:00 | 11.8069 | 60
2021-01-21 23:30 | 23:30 | 10.9212 | 60
2021-01-22 | 0:00 | 10.2581 | 60
2021-01-22 00:30 | 0:30 | 9.8685 | 60
2021-01-22 01:00 | 1:00 | 9.4804 | 60
2021-01-22 01:30 | 1:30 | 9.2449 | 60
2021-01-22 02:00 | 2:00 | 9.1569 | 60
2021-01-22 02:30 | 2:30 | 9.0378 | 60
2021-01-22 03:00 | 3:00 | 9.1456 | 60
2021-01-22 03:30 | 3:30 | 9.0482 | 60
2021-01-22 04:00 | 4:00 | 9.1753 | 60
2021-01-22 04:30 | 4:30 | 9.3293 | 60
2021-01-22 05:00 | 5:00 | 9.46 | 60
2021-01-22 05:30 | 5:30 | 8.9335 | 60
2021-01-22 06:00 | 6:00 | 9.2435 | 60
2021-01-22 06:30 | 6:30 | 8.0389 | 60
2021-01-22 07:00 | 7:00 | 7.6512 | 60
2021-01-22 07:30 | 7:30 | 5.9441 | 60
2021-01-22 08:00 | 8:00 | 7.5966 | 60
2021-01-22 08:30 | 8:30 | 6.4711 | 60
2021-01-22 09:00 | 9:00 | 4.7024 | 60
2021-01-22 09:30 | 9:30 | 5.9415 | 60
2021-01-22 10:00 | 10:00 | 4.2328 | 60
2021-01-22 10:30 | 10:30 | 4.5035 | 60
2021-01-22 11:00 | 11:00 | 4.6543 | 60
2021-01-22 11:30 | 11:30 | 4.9914 | 60
2021-01-22 12:00 | 12:00 | 4.8099 | 60
2021-01-22 12:30 | 12:30 | 6.3214 | 60
2021-01-22 13:00 | 13:00 | 7.1248 | 60
2021-01-22 13:30 | 13:30 | 9.05 | 60
2021-01-22 14:00 | 14:00 | 9.4473 | 60
2021-01-22 14:30 | 14:30 | 12.7749 | 60
2021-01-22 15:00 | 15:00 | 13.5565 | 60
2021-01-22 15:30 | 15:30 | 12.8051 | 60
2021-01-22 16:00 | 16:00 | 12.2139 | 60
2021-01-22 16:30 | 16:30 | 13.0955 | 60
2021-01-22 17:00 | 17:00 | 14.876 | 60
2021-01-22 17:30 | 17:30 | 15.7022 | 60
2021-01-22 18:00 | 18:00 | 17.9532 | 60
2021-01-22 18:30 | 18:30 | 18.8362 | 60
2021-01-22 19:00 | 19:00 | 19.0164 | 60
2021-01-22 19:30 | 19:30 | 18.4569 | 60
2021-01-22 20:00 | 20:00 | 17.8804 | 60
2021-01-22 20:30 | 20:30 | 17.1403 | 60
2021-01-22 21:00 | 21:00 | 16.0034 | 60
2021-01-22 21:30 | 21:30 | 14.8838 | 60
2021-01-22 22:00 | 22:00 | 13.9789 | 60
2021-01-22 22:30 | 22:30 | 13.2335 | 60
2021-01-22 23:00 | 23:00 | 12.2395 | 60
2021-01-22 23:30 | 23:30 | 11.3411 | 60
2021-01-23 | 0:00 | 10.6751 | 60
2021-01-23 00:30 | 0:30 | 10.1934 | 60
2021-01-23 01:00 | 1:00 | 9.9817 | 60
2021-01-23 01:30 | 1:30 | 9.7316 | 60
2021-01-23 02:00 | 2:00 | 9.4455 | 60
2021-01-23 02:30 | 2:30 | 9.2502 | 60
2021-01-23 03:00 | 3:00 | 9.1445 | 60
2021-01-23 03:30 | 3:30 | 9.0111 | 60
2021-01-23 04:00 | 4:00 | 9.0142 | 60
2021-01-23 04:30 | 4:30 | 9.062 | 60
2021-01-23 05:00 | 5:00 | 8.937 | 60
2021-01-23 05:30 | 5:30 | 9.0365 | 60
2021-01-23 06:00 | 6:00 | 7.8929 | 60
2021-01-23 06:30 | 6:30 | 7.2168 | 60
2021-01-23 07:00 | 7:00 | 7.0892 | 60
2021-01-23 07:30 | 7:30 | 7.0322 | 60
2021-01-23 08:00 | 8:00 | 6.8568 | 60
2021-01-23 08:30 | 8:30 | 7.713 | 60
2021-01-23 09:00 | 9:00 | 4.8128 | 60
2021-01-23 09:30 | 9:30 | 5.0842 | 60
2021-01-23 10:00 | 10:00 | 4.4705 | 60
2021-01-23 10:30 | 10:30 | 4.378 | 60
2021-01-23 11:00 | 11:00 | 4.8748 | 60
2021-01-23 11:30 | 11:30 | 5.3916 | 60
2021-01-23 12:00 | 12:00 | 5.6164 | 60
2021-01-23 12:30 | 12:30 | 5.7079 | 60
2021-01-23 13:00 | 13:00 | 6.3365 | 60
2021-01-23 13:30 | 13:30 | 6.6904 | 60
2021-01-23 14:00 | 14:00 | 7.6987 | 60
2021-01-23 14:30 | 14:30 | 9.2406 | 60
2021-01-23 15:00 | 15:00 | 10.6536 | 60
2021-01-23 15:30 | 15:30 | 12.3995 | 60
2021-01-23 16:00 | 16:00 | 14.3544 | 60
2021-01-23 16:30 | 16:30 | 16.5583 | 60
2021-01-23 17:00 | 17:00 | 18.4609 | 60
2021-01-23 17:30 | 17:30 | 19.7259 | 60
2021-01-23 18:00 | 18:00 | 20.0865 | 60
2021-01-23 18:30 | 18:30 | 20.2187 | 60
2021-01-23 19:00 | 19:00 | 20.2727 | 60
2021-01-23 19:30 | 19:30 | 19.8295 | 60
2021-01-23 20:00 | 20:00 | 18.7746 | 60
2021-01-23 20:30 | 20:30 | 17.4607 | 60
2021-01-23 21:00 | 21:00 | 16.4539 | 60
2021-01-23 21:30 | 21:30 | 15.4981 | 60
2021-01-23 22:00 | 22:00 | 14.8364 | 60
2021-01-23 22:30 | 22:30 | 13.959 | 60
2021-01-23 23:00 | 23:00 | 12.9183 | 60
2021-01-23 23:30 | 23:30 | 11.7978 | 60
2021-01-24 | 0:00 | 11.078 | 60
2021-01-24 00:30 | 0:30 | 10.5143 | 60
2021-01-24 01:00 | 1:00 | 10.1897 | 60
2021-01-24 01:30 | 1:30 | 9.8299 | 60
2021-01-24 02:00 | 2:00 | 9.5811 | 60
2021-01-24 02:30 | 2:30 | 9.4333 | 60
2021-01-24 03:00 | 3:00 | 9.2342 | 60
2021-01-24 03:30 | 3:30 | 9.1771 | 60
2021-01-24 04:00 | 4:00 | 9.0991 | 60
2021-01-24 04:30 | 4:30 | 9.1637 | 60
2021-01-24 05:00 | 5:00 | 9.0094 | 60
2021-01-24 05:30 | 5:30 | 8.874 | 60
2021-01-24 06:00 | 6:00 | 8.6021 | 60
2021-01-24 06:30 | 6:30 | 7.4752 | 60
2021-01-24 07:00 | 7:00 | 6.3018 | 60
2021-01-24 07:30 | 7:30 | 5.7082 | 60
2021-01-24 08:00 | 8:00 | 5.4215 | 60
2021-01-24 08:30 | 8:30 | 5.5592 | 60
2021-01-24 09:00 | 9:00 | 6.0051 | 60
2021-01-24 09:30 | 9:30 | 7.5368 | 60
2021-01-24 10:00 | 10:00 | 6.8259 | 60
2021-01-24 10:30 | 10:30 | 5.4036 | 60
2021-01-24 11:00 | 11:00 | 5.6434 | 60
2021-01-24 11:30 | 11:30 | 6.671 | 60
2021-01-24 12:00 | 12:00 | 7.4614 | 60
2021-01-24 12:30 | 12:30 | 7.8961 | 60
2021-01-24 13:00 | 13:00 | 8.6647 | 60
2021-01-24 13:30 | 13:30 | 10.2742 | 60
2021-01-24 14:00 | 14:00 | 11.4612 | 60
2021-01-24 14:30 | 14:30 | 12.4597 | 60
2021-01-24 15:00 | 15:00 | 13.6993 | 60
2021-01-24 15:30 | 15:30 | 15.7386 | 60
2021-01-24 16:00 | 16:00 | 16.6788 | 60
2021-01-24 16:30 | 16:30 | 18.6246 | 60
2021-01-24 17:00 | 17:00 | 19.7982 | 60
2021-01-24 17:30 | 17:30 | 21.7573 | 60
2021-01-24 18:00 | 18:00 | 22.2121 | 60
2021-01-24 18:30 | 18:30 | 22.0292 | 60
2021-01-24 19:00 | 19:00 | 21.9149 | 60
2021-01-24 19:30 | 19:30 | 21.3028 | 60
2021-01-24 20:00 | 20:00 | 20.4247 | 60
2021-01-24 20:30 | 20:30 | 19.1105 | 60
2021-01-24 21:00 | 21:00 | 17.9192 | 60
2021-01-24 21:30 | 21:30 | 16.5314 | 60
2021-01-24 22:00 | 22:00 | 15.5379 | 60
2021-01-24 22:30 | 22:30 | 14.6114 | 60
2021-01-24 23:00 | 23:00 | 13.4513 | 60
2021-01-24 23:30 | 23:30 | 12.5258 | 60
2021-01-25 | 0:00 | 11.6691 | 60
2021-01-25 00:30 | 0:30 | 11.1008 | 60
2021-01-25 01:00 | 1:00 | 10.9038 | 60
2021-01-25 01:30 | 1:30 | 10.5555 | 60
2021-01-25 02:00 | 2:00 | 10.3426 | 60
2021-01-25 02:30 | 2:30 | 9.9645 | 60
2021-01-25 03:00 | 3:00 | 9.8975 | 60
2021-01-25 03:30 | 3:30 | 9.6381 | 60
2021-01-25 04:00 | 4:00 | 9.6593 | 60
2021-01-25 04:30 | 4:30 | 9.7539 | 60
2021-01-25 05:00 | 5:00 | 9.8819 | 60
2021-01-25 05:30 | 5:30 | 9.8742 | 60
2021-01-25 06:00 | 6:00 | 9.9543 | 60
2021-01-25 06:30 | 6:30 | 9.8459 | 60
2021-01-25 07:00 | 7:00 | 8.9256 | 60
2021-01-25 07:30 | 7:30 | 6.7234 | 60
2021-01-25 08:00 | 8:00 | 8.4048 | 60
2021-01-25 08:30 | 8:30 | 9.0682 | 60
2021-01-25 09:00 | 9:00 | 9.8234 | 60
2021-01-25 09:30 | 9:30 | 9.6643 | 60
2021-01-25 10:00 | 10:00 | 9.7559 | 60
2021-01-25 10:30 | 10:30 | 8.2584 | 60
2021-01-25 11:00 | 11:00 | 8.6571 | 60
2021-01-25 11:30 | 11:30 | 9.05 | 60
2021-01-25 12:00 | 12:00 | 11.68 | 60
2021-01-25 12:30 | 12:30 | 11.4048 | 60
2021-01-25 13:00 | 13:00 | 12.1313 | 60
2021-01-25 13:30 | 13:30 | 13.164 | 60
2021-01-25 14:00 | 14:00 | 11.9702 | 60
2021-01-25 14:30 | 14:30 | 9.6863 | 60
2021-01-25 15:00 | 15:00 | 12.1455 | 60
2021-01-25 15:30 | 15:30 | 14.1674 | 60
2021-01-25 16:00 | 16:00 | 15.0732 | 60
2021-01-25 16:30 | 16:30 | 16.3213 | 60
2021-01-25 17:00 | 17:00 | 17.7602 | 60
2021-01-25 17:30 | 17:30 | 18.8584 | 60
2021-01-25 18:00 | 18:00 | 19.9014 | 60
2021-01-25 18:30 | 18:30 | 20.378 | 60
2021-01-25 19:00 | 19:00 | 20.2485 | 60
2021-01-25 19:30 | 19:30 | 19.5755 | 60
2021-01-25 20:00 | 20:00 | 18.83 | 60
2021-01-25 20:30 | 20:30 | 17.7044 | 60
2021-01-25 21:00 | 21:00 | 16.4071 | 60
2021-01-25 21:30 | 21:30 | 15.3701 | 60
2021-01-25 22:00 | 22:00 | 14.4963 | 60
2021-01-25 22:30 | 22:30 | 13.5508 | 60
2021-01-25 23:00 | 23:00 | 12.4795 | 60
2021-01-25 23:30 | 23:30 | 11.5219 | 60
2021-01-26 | 0:00 | 10.8279 | 60
2021-01-26 00:30 | 0:30 | 10.3901 | 60
2021-01-26 01:00 | 1:00 | 10.1068 | 60
2021-01-26 01:30 | 1:30 | 9.8201 | 60
2021-01-26 02:00 | 2:00 | 9.5512 | 60
2021-01-26 02:30 | 2:30 | 9.322 | 60
2021-01-26 03:00 | 3:00 | 9.2487 | 60
2021-01-26 03:30 | 3:30 | 9.092 | 60
2021-01-26 04:00 | 4:00 | 9.0763 | 60
2021-01-26 04:30 | 4:30 | 9.0524 | 60
2021-01-26 05:00 | 5:00 | 8.8888 | 60
2021-01-26 05:30 | 5:30 | 8.8577 | 60
2021-01-26 06:00 | 6:00 | 7.9501 | 60
2021-01-26 06:30 | 6:30 | 7.1761 | 60
2021-01-26 07:00 | 7:00 | 6.7703 | 60
2021-01-26 07:30 | 7:30 | 6.3642 | 60
2021-01-26 08:00 | 8:00 | 6.0762 | 60
2021-01-26 08:30 | 8:30 | 5.6082 | 60
2021-01-26 09:00 | 9:00 | 5.4699 | 60
2021-01-26 09:30 | 9:30 | 6.0389 | 60
2021-01-26 10:00 | 10:00 | 6.3403 | 60
2021-01-26 10:30 | 10:30 | 7.7639 | 60
2021-01-26 11:00 | 11:00 | 6.9499 | 60
2021-01-26 11:30 | 11:30 | 6.6821 | 60
2021-01-26 12:00 | 12:00 | 7.0399 | 60
2021-01-26 12:30 | 12:30 | 7.5396 | 60
2021-01-26 13:00 | 13:00 | 8.2694 | 60
2021-01-26 13:30 | 13:30 | 9.2672 | 60
2021-01-26 14:00 | 14:00 | 10.6904 | 60
2021-01-26 14:30 | 14:30 | 12.3018 | 60
2021-01-26 15:00 | 15:00 | 13.948 | 60
2021-01-26 15:30 | 15:30 | 16.1689 | 60
2021-01-26 16:00 | 16:00 | 18.5376 | 60
2021-01-26 16:30 | 16:30 | 20.8689 | 60
2021-01-26 17:00 | 17:00 | 22.6825 | 60
2021-01-26 17:30 | 17:30 | 24.2088 | 60
2021-01-26 18:00 | 18:00 | 24.9291 | 60
2021-01-26 18:30 | 18:30 | 24.8125 | 60
2021-01-26 19:00 | 19:00 | 24.256 | 60
2021-01-26 19:30 | 19:30 | 23.4516 | 60
2021-01-26 20:00 | 20:00 | 22.3172 | 60
2021-01-26 20:30 | 20:30 | 20.6786 | 60
2021-01-26 21:00 | 21:00 | 18.8944 | 60
2021-01-26 21:30 | 21:30 | 17.2693 | 60
2021-01-26 22:00 | 22:00 | 15.9276 | 60
2021-01-26 22:30 | 22:30 | 14.9025 | 60
2021-01-26 23:00 | 23:00 | 13.7794 | 60
2021-01-26 23:30 | 23:30 | 12.7788 | 60
2021-01-27 | 0:00 | 12.0187 | 60
2021-01-27 00:30 | 0:30 | 11.6157 | 60
2021-01-27 01:00 | 1:00 | 11.2137 | 60
2021-01-27 01:30 | 1:30 | 10.7575 | 60
2021-01-27 02:00 | 2:00 | 10.6212 | 60
2021-01-27 02:30 | 2:30 | 10.3473 | 60
2021-01-27 03:00 | 3:00 | 10.2708 | 60
2021-01-27 03:30 | 3:30 | 10.2378 | 60
2021-01-27 04:00 | 4:00 | 10.1941 | 60
2021-01-27 04:30 | 4:30 | 10.345 | 60
2021-01-27 05:00 | 5:00 | 10.5297 | 60
2021-01-27 05:30 | 5:30 | 10.4883 | 60
2021-01-27 06:00 | 6:00 | 10.4411 | 60
2021-01-27 06:30 | 6:30 | 10.5399 | 60
2021-01-27 07:00 | 7:00 | 10.6331 | 60
2021-01-27 07:30 | 7:30 | 10.161 | 60
2021-01-27 08:00 | 8:00 | 9.2345 | 60
2021-01-27 08:30 | 8:30 | 8.887 | 60
2021-01-27 09:00 | 9:00 | 9.6214 | 60
2021-01-27 09:30 | 9:30 | 11.9273 | 60
2021-01-27 10:00 | 10:00 | 11.4635 | 60
2021-01-27 10:30 | 10:30 | 10.7307 | 60
2021-01-27 11:00 | 11:00 | 11.1917 | 60
2021-01-27 11:30 | 11:30 | 11.9989 | 60
2021-01-27 12:00 | 12:00 | 12.45 | 60
2021-01-27 12:30 | 12:30 | 12.2424 | 60
2021-01-27 13:00 | 13:00 | 13.5306 | 60
2021-01-27 13:30 | 13:30 | 15.7274 | 60
2021-01-27 14:00 | 14:00 | 15.5012 | 60
2021-01-27 14:30 | 14:30 | 15.9969 | 60
2021-01-27 15:00 | 15:00 | 17.9868 | 60
2021-01-27 15:30 | 15:30 | 20.7034 | 60
2021-01-27 16:00 | 16:00 | 22.9799 | 60
2021-01-27 16:30 | 16:30 | 25.2655 | 60
2021-01-27 17:00 | 17:00 | 27.1785 | 60
2021-01-27 17:30 | 17:30 | 28.4089 | 60
2021-01-27 18:00 | 18:00 | 29.088 | 60
2021-01-27 18:30 | 18:30 | 28.7187 | 60
2021-01-27 19:00 | 19:00 | 27.9218 | 60
2021-01-27 19:30 | 19:30 | 26.5951 | 60
2021-01-27 20:00 | 20:00 | 24.7978 | 60
2021-01-27 20:30 | 20:30 | 22.8062 | 60
2021-01-27 21:00 | 21:00 | 20.7514 | 60
2021-01-27 21:30 | 21:30 | 18.8222 | 60
2021-01-27 22:00 | 22:00 | 16.9789 | 60
2021-01-27 22:30 | 22:30 | 15.7685 | 60
2021-01-27 23:00 | 23:00 | 14.5463 | 60
2021-01-27 23:30 | 23:30 | 13.4659 | 60
2021-01-28 | 0:00 | 12.591 | 60
2021-01-28 00:30 | 0:30 | 12.0224 | 60
2021-01-28 01:00 | 1:00 | 11.6751 | 60
2021-01-28 01:30 | 1:30 | 11.2724 | 60
2021-01-28 02:00 | 2:00 | 10.9915 | 60
2021-01-28 02:30 | 2:30 | 10.8064 | 60
2021-01-28 03:00 | 3:00 | 10.6646 | 60
2021-01-28 03:30 | 3:30 | 10.5595 | 60
2021-01-28 04:00 | 4:00 | 10.712 | 60
2021-01-28 04:30 | 4:30 | 11.0851 | 60
2021-01-28 05:00 | 5:00 | 11.2025 | 60
2021-01-28 05:30 | 5:30 | 10.8171 | 60
2021-01-28 06:00 | 6:00 | 11.1869 | 60
2021-01-28 06:30 | 6:30 | 11.8335 | 60
2021-01-28 07:00 | 7:00 | 11.7652 | 60
2021-01-28 07:30 | 7:30 | 9.8365 | 60
2021-01-28 08:00 | 8:00 | 8.964 | 60
2021-01-28 08:30 | 8:30 | 10.0829 | 60
2021-01-28 09:00 | 9:00 | 8.8282 | 60
2021-01-28 09:30 | 9:30 | 9.3309 | 60
2021-01-28 10:00 | 10:00 | 9.9275 | 60
2021-01-28 10:30 | 10:30 | 7.2459 | 60
2021-01-28 11:00 | 11:00 | 7.1737 | 60
2021-01-28 11:30 | 11:30 | 7.6117 | 60
2021-01-28 12:00 | 12:00 | 7.4463 | 60
2021-01-28 12:30 | 12:30 | 8.4685 | 60
2021-01-28 13:00 | 13:00 | 9.8311 | 60
2021-01-28 13:30 | 13:30 | 10.0832 | 60
2021-01-28 14:00 | 14:00 | 11.4234 | 60
2021-01-28 14:30 | 14:30 | 12.6241 | 60
2021-01-28 15:00 | 15:00 | 14.3953 | 60
2021-01-28 15:30 | 15:30 | 16.931 | 60
2021-01-28 16:00 | 16:00 | 19.4412 | 60
2021-01-28 16:30 | 16:30 | 20.0324 | 60
2021-01-28 17:00 | 17:00 | 20.5843 | 60
2021-01-28 17:30 | 17:30 | 21.2353 | 60
2021-01-28 18:00 | 18:00 | 22.132 | 60
2021-01-28 18:30 | 18:30 | 22.5238 | 60
2021-01-28 19:00 | 19:00 | 22.3177 | 60
2021-01-28 19:30 | 19:30 | 21.8141 | 60
2021-01-28 20:00 | 20:00 | 20.9782 | 60
2021-01-28 20:30 | 20:30 | 19.8605 | 60
2021-01-28 21:00 | 21:00 | 18.4575 | 60
2021-01-28 21:30 | 21:30 | 16.9689 | 60
2021-01-28 22:00 | 22:00 | 15.8129 | 60
2021-01-28 22:30 | 22:30 | 14.7621 | 60
2021-01-28 23:00 | 23:00 | 13.6035 | 60
2021-01-28 23:30 | 23:30 | 12.6391 | 60
2021-01-29 | 0:00 | 11.9295 | 60
2021-01-29 00:30 | 0:30 | 11.3724 | 60
2021-01-29 01:00 | 1:00 | 10.9547 | 60
2021-01-29 01:30 | 1:30 | 10.7109 | 60
2021-01-29 02:00 | 2:00 | 10.4305 | 60
2021-01-29 02:30 | 2:30 | 10.4043 | 60
2021-01-29 03:00 | 3:00 | 10.1949 | 60
2021-01-29 03:30 | 3:30 | 10.2874 | 60
2021-01-29 04:00 | 4:00 | 10.3 | 60
2021-01-29 04:30 | 4:30 | 10.5884 | 60
2021-01-29 05:00 | 5:00 | 10.8765 | 60
2021-01-29 05:30 | 5:30 | 10.5674 | 60
2021-01-29 06:00 | 6:00 | 10.9422 | 60
2021-01-29 06:30 | 6:30 | 10.0881 | 60
2021-01-29 07:00 | 7:00 | 9.889 | 60
2021-01-29 07:30 | 7:30 | 10.3396 | 60
2021-01-29 08:00 | 8:00 | 9.4236 | 60
2021-01-29 08:30 | 8:30 | 8.9713 | 60
2021-01-29 09:00 | 9:00 | 8.3722 | 60
2021-01-29 09:30 | 9:30 | 8.9547 | 60
2021-01-29 10:00 | 10:00 | 8.8497 | 60
2021-01-29 10:30 | 10:30 | 8.7687 | 60
2021-01-29 11:00 | 11:00 | 8.5957 | 60
2021-01-29 11:30 | 11:30 | 8.9902 | 60
2021-01-29 12:00 | 12:00 | 9.092 | 60
2021-01-29 12:30 | 12:30 | 9.0227 | 60
2021-01-29 13:00 | 13:00 | 9.7797 | 60
2021-01-29 13:30 | 13:30 | 10.1276 | 60
2021-01-29 14:00 | 14:00 | 11.2967 | 60
2021-01-29 14:30 | 14:30 | 12.1359 | 60
2021-01-29 15:00 | 15:00 | 14.8054 | 60
2021-01-29 15:30 | 15:30 | 16.355 | 60
2021-01-29 16:00 | 16:00 | 16.5976 | 60
2021-01-29 16:30 | 16:30 | 18.6504 | 60
2021-01-29 17:00 | 17:00 | 21.5557 | 60
2021-01-29 17:30 | 17:30 | 21.3901 | 60
2021-01-29 18:00 | 18:00 | 21.1924 | 60
2021-01-29 18:30 | 18:30 | 21.6005 | 60
2021-01-29 19:00 | 19:00 | 21.786 | 60
2021-01-29 19:30 | 19:30 | 21.0185 | 60
2021-01-29 20:00 | 20:00 | 20.4425 | 60
2021-01-29 20:30 | 20:30 | 19.2352 | 60
2021-01-29 21:00 | 21:00 | 18.1721 | 60
2021-01-29 21:30 | 21:30 | 16.8676 | 60
2021-01-29 22:00 | 22:00 | 15.9782 | 60
2021-01-29 22:30 | 22:30 | 15.1081 | 60
2021-01-29 23:00 | 23:00 | 13.9149 | 60
2021-01-29 23:30 | 23:30 | 13.112 | 60
2021-01-30 | 0:00 | 12.3125 | 60
2021-01-30 00:30 | 0:30 | 11.824 | 60
2021-01-30 01:00 | 1:00 | 11.4816 | 60
2021-01-30 01:30 | 1:30 | 11.1967 | 60
2021-01-30 02:00 | 2:00 | 10.8758 | 60
2021-01-30 02:30 | 2:30 | 10.6573 | 60
2021-01-30 03:00 | 3:00 | 10.4003 | 60
2021-01-30 03:30 | 3:30 | 10.2248 | 60
2021-01-30 04:00 | 4:00 | 10.0576 | 60
2021-01-30 04:30 | 4:30 | 10.0623 | 60
2021-01-30 05:00 | 5:00 | 10.0104 | 60
2021-01-30 05:30 | 5:30 | 9.6638 | 60
2021-01-30 06:00 | 6:00 | 9.496 | 60
2021-01-30 06:30 | 6:30 | 9.8405 | 60
2021-01-30 07:00 | 7:00 | 10.6037 | 60
2021-01-30 07:30 | 7:30 | 8.5876 | 60
2021-01-30 08:00 | 8:00 | 8.6775 | 60
2021-01-30 08:30 | 8:30 | 7.7051 | 60
2021-01-30 09:00 | 9:00 | 7.6811 | 60
2021-01-30 09:30 | 9:30 | 8.6268 | 60
2021-01-30 10:00 | 10:00 | 10.3292 | 60
2021-01-30 10:30 | 10:30 | 9.785 | 60
2021-01-30 11:00 | 11:00 | 11.0489 | 60
2021-01-30 11:30 | 11:30 | 11.5882 | 60
2021-01-30 12:00 | 12:00 | 11.471 | 60
2021-01-30 12:30 | 12:30 | 11.391 | 60
2021-01-30 13:00 | 13:00 | 12.3552 | 60
2021-01-30 13:30 | 13:30 | 13.4068 | 60
2021-01-30 14:00 | 14:00 | 14.3576 | 60
2021-01-30 14:30 | 14:30 | 16.3859 | 60
2021-01-30 15:00 | 15:00 | 14.0017 | 60
2021-01-30 15:30 | 15:30 | 17.4121 | 60
2021-01-30 16:00 | 16:00 | 19.098 | 60
2021-01-30 16:30 | 16:30 | 22.0039 | 60
2021-01-30 17:00 | 17:00 | 21.1843 | 60
2021-01-30 17:30 | 17:30 | 22.4636 | 60
2021-01-30 18:00 | 18:00 | 22.8341 | 60
2021-01-30 18:30 | 18:30 | 22.9205 | 60
2021-01-30 19:00 | 19:00 | 22.7351 | 60
2021-01-30 19:30 | 19:30 | 21.8511 | 60
2021-01-30 20:00 | 20:00 | 21.0046 | 60
2021-01-30 20:30 | 20:30 | 20.4712 | 60
2021-01-30 21:00 | 21:00 | 19.0218 | 60
2021-01-30 21:30 | 21:30 | 17.8156 | 60
2021-01-30 22:00 | 22:00 | 16.7443 | 60
2021-01-30 22:30 | 22:30 | 15.8391 | 60
2021-01-30 23:00 | 23:00 | 14.4155 | 60
2021-01-30 23:30 | 23:30 | 13.4615 | 60
2021-01-31 | 0:00 | 12.7895 | 60
2021-01-31 00:30 | 0:30 | 12.157 | 60
2021-01-31 01:00 | 1:00 | 11.7087 | 60
2021-01-31 01:30 | 1:30 | 11.348 | 60
2021-01-31 02:00 | 2:00 | 10.9541 | 60
2021-01-31 02:30 | 2:30 | 10.8223 | 60
2021-01-31 03:00 | 3:00 | 10.5705 | 60
2021-01-31 03:30 | 3:30 | 10.5564 | 60
2021-01-31 04:00 | 4:00 | 10.3723 | 60
2021-01-31 04:30 | 4:30 | 10.3591 | 60
2021-01-31 05:00 | 5:00 | 10.3087 | 60
2021-01-31 05:30 | 5:30 | 10.0275 | 60
2021-01-31 06:00 | 6:00 | 9.618 | 60
2021-01-31 06:30 | 6:30 | 9.016 | 60
2021-01-31 07:00 | 7:00 | 8.9325 | 60
2021-01-31 07:30 | 7:30 | 8.9317 | 60
2021-01-31 08:00 | 8:00 | 11.9898 | 60
2021-01-31 08:30 | 8:30 | 10.4203 | 60
2021-01-31 09:00 | 9:00 | 8.9436 | 60
2021-01-31 09:30 | 9:30 | 8.5314 | 60
2021-01-31 10:00 | 10:00 | 10.5678 | 60
2021-01-31 10:30 | 10:30 | 10.62 | 60
2021-01-31 11:00 | 11:00 | 10.241 | 60
2021-01-31 11:30 | 11:30 | 11.5068 | 60
2021-01-31 12:00 | 12:00 | 13.1934 | 60
2021-01-31 12:30 | 12:30 | 12.7348 | 60
2021-01-31 13:00 | 13:00 | 13.1589 | 60
2021-01-31 13:30 | 13:30 | 15.8414 | 60
2021-01-31 14:00 | 14:00 | 14.7937 | 60
2021-01-31 14:30 | 14:30 | 16.6874 | 60
2021-01-31 15:00 | 15:00 | 19.0056 | 60
2021-01-31 15:30 | 15:30 | 18.9844 | 60
2021-01-31 16:00 | 16:00 | 19.8095 | 60
2021-01-31 16:30 | 16:30 | 20.7511 | 60
2021-01-31 17:00 | 17:00 | 22.3822 | 60
2021-01-31 17:30 | 17:30 | 23.4543 | 60
2021-01-31 18:00 | 18:00 | 24.0371 | 60
2021-01-31 18:30 | 18:30 | 23.6109 | 60
2021-01-31 19:00 | 19:00 | 23.0197 | 60
2021-01-31 19:30 | 19:30 | 22.086 | 60
2021-01-31 20:00 | 20:00 | 20.9822 | 60
2021-01-31 20:30 | 20:30 | 19.4848 | 60
2021-01-31 21:00 | 21:00 | 18.2792 | 60
2021-01-31 21:30 | 21:30 | 16.8756 | 60
2021-01-31 22:00 | 22:00 | 15.6207 | 60
2021-01-31 22:30 | 22:30 | 14.5435 | 60
2021-01-31 23:00 | 23:00 | 13.4127 | 60
2021-01-31 23:30 | 23:30 | 12.4268 | 60
2021-02-01 | 0:00 | 11.7698 | 60
2021-02-01 00:30 | 0:30 | 11.4137 | 60
2021-02-01 01:00 | 1:00 | 10.9978 | 60
2021-02-01 01:30 | 1:30 | 10.8138 | 60
2021-02-01 02:00 | 2:00 | 10.5378 | 60
2021-02-01 02:30 | 2:30 | 10.2859 | 60
2021-02-01 03:00 | 3:00 | 10.0767 | 60
2021-02-01 03:30 | 3:30 | 10.0116 | 60
2021-02-01 04:00 | 4:00 | 10.0968 | 60
2021-02-01 04:30 | 4:30 | 10.2971 | 60
2021-02-01 05:00 | 5:00 | 10.5738 | 60
2021-02-01 05:30 | 5:30 | 10.3909 | 60
2021-02-01 06:00 | 6:00 | 10.7028 | 60
2021-02-01 06:30 | 6:30 | 11.1591 | 60
2021-02-01 07:00 | 7:00 | 12.2934 | 60
2021-02-01 07:30 | 7:30 | 10.5551 | 60
2021-02-01 08:00 | 8:00 | 8.2894 | 60
2021-02-01 08:30 | 8:30 | 7.3109 | 60
2021-02-01 09:00 | 9:00 | 7.9915 | 60
2021-02-01 09:30 | 9:30 | 7.0986 | 60
2021-02-01 10:00 | 10:00 | 4.9499 | 60
2021-02-01 10:30 | 10:30 | 6.6602 | 60
2021-02-01 11:00 | 11:00 | 6.7619 | 60
2021-02-01 11:30 | 11:30 | 5.8652 | 60
2021-02-01 12:00 | 12:00 | 6.6437 | 60
2021-02-01 12:30 | 12:30 | 7.2444 | 60
2021-02-01 13:00 | 13:00 | 8.7995 | 60
2021-02-01 13:30 | 13:30 | 10.1442 | 60
2021-02-01 14:00 | 14:00 | 10.7911 | 60
2021-02-01 14:30 | 14:30 | 9.8139 | 60
2021-02-01 15:00 | 15:00 | 9.7611 | 60
2021-02-01 15:30 | 15:30 | 12.4331 | 60
2021-02-01 16:00 | 16:00 | 14.7061 | 60
2021-02-01 16:30 | 16:30 | 16.3646 | 60
2021-02-01 17:00 | 17:00 | 18.4731 | 60
2021-02-01 17:30 | 17:30 | 20.4334 | 60
2021-02-01 18:00 | 18:00 | 21.6988 | 60
2021-02-01 18:30 | 18:30 | 22.1147 | 60
2021-02-01 19:00 | 19:00 | 21.8802 | 60
2021-02-01 19:30 | 19:30 | 21.1016 | 60
2021-02-01 20:00 | 20:00 | 20.113 | 60
2021-02-01 20:30 | 20:30 | 18.7848 | 60
2021-02-01 21:00 | 21:00 | 17.453 | 60
2021-02-01 21:30 | 21:30 | 16.2165 | 60
2021-02-01 22:00 | 22:00 | 14.943 | 60
2021-02-01 22:30 | 22:30 | 14.1332 | 60
2021-02-01 23:00 | 23:00 | 13.1016 | 60
2021-02-01 23:30 | 23:30 | 12.0226 | 60
2021-02-02 | 0:00 | 11.4576 | 60
2021-02-02 00:30 | 0:30 | 10.8875 | 60
2021-02-02 01:00 | 1:00 | 10.6247 | 60
2021-02-02 01:30 | 1:30 | 10.0921 | 60
2021-02-02 02:00 | 2:00 | 10.0183 | 60
2021-02-02 02:30 | 2:30 | 9.9436 | 60
2021-02-02 03:00 | 3:00 | 9.8468 | 60
2021-02-02 03:30 | 3:30 | 9.8017 | 60
2021-02-02 04:00 | 4:00 | 9.8114 | 60
2021-02-02 04:30 | 4:30 | 10.0751 | 60
2021-02-02 05:00 | 5:00 | 10.4706 | 60
2021-02-02 05:30 | 5:30 | 10.5777 | 60
2021-02-02 06:00 | 6:00 | 11.125 | 60
2021-02-02 06:30 | 6:30 | 11.2635 | 60
2021-02-02 07:00 | 7:00 | 10.8538 | 60
2021-02-02 07:30 | 7:30 | 9.6792 | 60
2021-02-02 08:00 | 8:00 | 7.8986 | 60
2021-02-02 08:30 | 8:30 | 8.9185 | 60
2021-02-02 09:00 | 9:00 | 10.949 | 60
2021-02-02 09:30 | 9:30 | 11.7396 | 60
2021-02-02 10:00 | 10:00 | 12.3475 | 60
2021-02-02 10:30 | 10:30 | 14.7485 | 60
2021-02-02 11:00 | 11:00 | 14.3839 | 60
2021-02-02 11:30 | 11:30 | 13.3679 | 60
2021-02-02 12:00 | 12:00 | 12.461 | 60
2021-02-02 12:30 | 12:30 | 13.1503 | 60
2021-02-02 13:00 | 13:00 | 12.982 | 60
2021-02-02 13:30 | 13:30 | 13.2577 | 60
2021-02-02 14:00 | 14:00 | 12.1499 | 60
2021-02-02 14:30 | 14:30 | 12.9275 | 60
2021-02-02 15:00 | 15:00 | 12.6752 | 60
2021-02-02 15:30 | 15:30 | 12.234 | 60
2021-02-02 16:00 | 16:00 | 13.3306 | 60
2021-02-02 16:30 | 16:30 | 14.6524 | 60
2021-02-02 17:00 | 17:00 | 15.3197 | 60
2021-02-02 17:30 | 17:30 | 16.9266 | 60
2021-02-02 18:00 | 18:00 | 18.1661 | 60
2021-02-02 18:30 | 18:30 | 19.1555 | 60
2021-02-02 19:00 | 19:00 | 19.2189 | 60
2021-02-02 19:30 | 19:30 | 18.441 | 60
2021-02-02 20:00 | 20:00 | 17.8845 | 60
2021-02-02 20:30 | 20:30 | 16.7809 | 60
2021-02-02 21:00 | 21:00 | 15.5674 | 60
2021-02-02 21:30 | 21:30 | 14.5609 | 60
2021-02-02 22:00 | 22:00 | 13.658 | 60
2021-02-02 22:30 | 22:30 | 14.8346 | 60
2021-02-02 23:00 | 23:00 | 14.0928 | 60
2021-02-02 23:30 | 23:30 | 12.6613 | 60
2021-02-03 | 0:00 | 11.8039 | 60
2021-02-03 00:30 | 0:30 | 11.2446 | 60
2021-02-03 01:00 | 1:00 | 10.7795 | 60
2021-02-03 01:30 | 1:30 | 10.6813 | 60
2021-02-03 02:00 | 2:00 | 10.5579 | 60
2021-02-03 02:30 | 2:30 | 10.3721 | 60
2021-02-03 03:00 | 3:00 | 10.3867 | 60
2021-02-03 03:30 | 3:30 | 10.2711 | 60
2021-02-03 04:00 | 4:00 | 10.3055 | 60
2021-02-03 04:30 | 4:30 | 10.2278 | 60
2021-02-03 05:00 | 5:00 | 9.94 | 60
2021-02-03 05:30 | 5:30 | 10.2343 | 60
2021-02-03 06:00 | 6:00 | 10.5723 | 60
2021-02-03 06:30 | 6:30 | 11.2422 | 60
2021-02-03 07:00 | 7:00 | 11.4207 | 60
2021-02-03 07:30 | 7:30 | 9.3389 | 60
2021-02-03 08:00 | 8:00 | 5.4485 | 60
2021-02-03 08:30 | 8:30 | 4.9296 | 60
2021-02-03 09:00 | 9:00 | 4.7435 | 60
2021-02-03 09:30 | 9:30 | 6.1382 | 60
2021-02-03 10:00 | 10:00 | 6.9342 | 60
2021-02-03 10:30 | 10:30 | 5.1086 | 60
2021-02-03 11:00 | 11:00 | 5.4012 | 60
2021-02-03 11:30 | 11:30 | 3.4966 | 60
2021-02-03 12:00 | 12:00 | 3.1415 | 60
2021-02-03 12:30 | 12:30 | 3.6722 | 60
2021-02-03 13:00 | 13:00 | 6.5943 | 60
2021-02-03 13:30 | 13:30 | 4.4888 | 60
2021-02-03 14:00 | 14:00 | 4.9238 | 60
2021-02-03 14:30 | 14:30 | 5.9589 | 60
2021-02-03 15:00 | 15:00 | 7.6093 | 60
2021-02-03 15:30 | 15:30 | 10.1648 | 60
2021-02-03 16:00 | 16:00 | 12.3365 | 60
2021-02-03 16:30 | 16:30 | 14.8448 | 60
2021-02-03 17:00 | 17:00 | 17.1136 | 60
2021-02-03 17:30 | 17:30 | 19.0872 | 60
2021-02-03 18:00 | 18:00 | 20.1609 | 60
2021-02-03 18:30 | 18:30 | 20.61 | 60
2021-02-03 19:00 | 19:00 | 20.3767 | 60
2021-02-03 19:30 | 19:30 | 20.0734 | 60
2021-02-03 20:00 | 20:00 | 19.2005 | 60
2021-02-03 20:30 | 20:30 | 17.899 | 60
2021-02-03 21:00 | 21:00 | 16.7944 | 60
2021-02-03 21:30 | 21:30 | 15.4174 | 60
2021-02-03 22:00 | 22:00 | 14.2071 | 60
2021-02-03 22:30 | 22:30 | 13.3514 | 60
2021-02-03 23:00 | 23:00 | 12.3921 | 60
2021-02-03 23:30 | 23:30 | 11.2814 | 60
2021-02-04 | 0:00 | 10.4372 | 60
2021-02-04 00:30 | 0:30 | 10.0216 | 60
2021-02-04 01:00 | 1:00 | 9.7313 | 60
2021-02-04 01:30 | 1:30 | 9.3442 | 60
2021-02-04 02:00 | 2:00 | 9.1868 | 60
2021-02-04 02:30 | 2:30 | 9.1326 | 60
2021-02-04 03:00 | 3:00 | 9.0378 | 60
2021-02-04 03:30 | 3:30 | 8.9846 | 60
2021-02-04 04:00 | 4:00 | 9.1526 | 60
2021-02-04 04:30 | 4:30 | 9.419 | 60
2021-02-04 05:00 | 5:00 | 9.842 | 60
2021-02-04 05:30 | 5:30 | 9.9426 | 60
2021-02-04 06:00 | 6:00 | 9.5513 | 60
2021-02-04 06:30 | 6:30 | 9.1156 | 60
2021-02-04 07:00 | 7:00 | 8.7191 | 60
2021-02-04 07:30 | 7:30 | 7.6965 | 60
2021-02-04 08:00 | 8:00 | 6.3018 | 60
2021-02-04 08:30 | 8:30 | 5.29 | 60
2021-02-04 09:00 | 9:00 | 4.6069 | 60
2021-02-04 09:30 | 9:30 | 4.0577 | 60
2021-02-04 10:00 | 10:00 | 4.186 | 60
2021-02-04 10:30 | 10:30 | 4.3311 | 60
2021-02-04 11:00 | 11:00 | 4.1594 | 60
2021-02-04 11:30 | 11:30 | 6.3897 | 60
2021-02-04 12:00 | 12:00 | 7.5617 | 60
2021-02-04 12:30 | 12:30 | 7.8564 | 60
2021-02-04 13:00 | 13:00 | 8.2323 | 60
2021-02-04 13:30 | 13:30 | 8.7868 | 60
2021-02-04 14:00 | 14:00 | 9.7111 | 60
2021-02-04 14:30 | 14:30 | 10.7638 | 60
2021-02-04 15:00 | 15:00 | 12.6025 | 60
2021-02-04 15:30 | 15:30 | 14.9691 | 60
2021-02-04 16:00 | 16:00 | 17.4412 | 60
2021-02-04 16:30 | 16:30 | 19.9078 | 60
2021-02-04 17:00 | 17:00 | 21.5993 | 60
2021-02-04 17:30 | 17:30 | 22.697 | 60
2021-02-04 18:00 | 18:00 | 23.5496 | 60
2021-02-04 18:30 | 18:30 | 23.6902 | 60
2021-02-04 19:00 | 19:00 | 23.5109 | 60
2021-02-04 19:30 | 19:30 | 22.8315 | 60
2021-02-04 20:00 | 20:00 | 22.1301 | 60
2021-02-04 20:30 | 20:30 | 20.5155 | 60
2021-02-04 21:00 | 21:00 | 19.0489 | 60
2021-02-04 21:30 | 21:30 | 17.6431 | 60
2021-02-04 22:00 | 22:00 | 16.6605 | 60
2021-02-04 22:30 | 22:30 | 15.8898 | 60
2021-02-04 23:00 | 23:00 | 14.7604 | 60
2021-02-04 23:30 | 23:30 | 13.8778 | 60
2021-02-05 | 0:00 | 13.2869 | 60
2021-02-05 00:30 | 0:30 | 12.9966 | 60
2021-02-05 01:00 | 1:00 | 12.6058 | 60
2021-02-05 01:30 | 1:30 | 12.3532 | 60
2021-02-05 02:00 | 2:00 | 12.2221 | 60
2021-02-05 02:30 | 2:30 | 12.0926 | 60
2021-02-05 03:00 | 3:00 | 12.1326 | 60
2021-02-05 03:30 | 3:30 | 12.0277 | 60
2021-02-05 04:00 | 4:00 | 12.0731 | 60
2021-02-05 04:30 | 4:30 | 12.3425 | 60
2021-02-05 05:00 | 5:00 | 12.5391 | 60
2021-02-05 05:30 | 5:30 | 12.5994 | 60
2021-02-05 06:00 | 6:00 | 12.3081 | 60
2021-02-05 06:30 | 6:30 | 12.0035 | 60
2021-02-05 07:00 | 7:00 | 11.2673 | 60
2021-02-05 07:30 | 7:30 | 8.5062 | 60
2021-02-05 08:00 | 8:00 | 7.9871 | 60
2021-02-05 08:30 | 8:30 | 6.1235 | 60
2021-02-05 09:00 | 9:00 | 6.5371 | 60
2021-02-05 09:30 | 9:30 | 6.4614 | 60
2021-02-05 10:00 | 10:00 | 6.983 | 60
2021-02-05 10:30 | 10:30 | 5.7721 | 60
2021-02-05 11:00 | 11:00 | 7.7494 | 60
2021-02-05 11:30 | 11:30 | 7.9495 | 60
2021-02-05 12:00 | 12:00 | 7.9834 | 60
2021-02-05 12:30 | 12:30 | 7.6 | 60
2021-02-05 13:00 | 13:00 | 7.8406 | 60
2021-02-05 13:30 | 13:30 | 8.5288 | 60
2021-02-05 14:00 | 14:00 | 9.2267 | 60
2021-02-05 14:30 | 14:30 | 11.0749 | 60
2021-02-05 15:00 | 15:00 | 14.5213 | 60
2021-02-05 15:30 | 15:30 | 16.3504 | 60
2021-02-05 16:00 | 16:00 | 17.3493 | 60
2021-02-05 16:30 | 16:30 | 19.1171 | 60
2021-02-05 17:00 | 17:00 | 19.4453 | 60
2021-02-05 17:30 | 17:30 | 20.2855 | 60
2021-02-05 18:00 | 18:00 | 20.5713 | 60
2021-02-05 18:30 | 18:30 | 20.9979 | 60
2021-02-05 19:00 | 19:00 | 20.6108 | 60
2021-02-05 19:30 | 19:30 | 20.087 | 60
2021-02-05 20:00 | 20:00 | 19.7369 | 60
2021-02-05 20:30 | 20:30 | 19.1502 | 60
2021-02-05 21:00 | 21:00 | 17.7539 | 60
2021-02-05 21:30 | 21:30 | 16.495 | 60
2021-02-05 22:00 | 22:00 | 15.547 | 60
2021-02-05 22:30 | 22:30 | 14.6815 | 60
2021-02-05 23:00 | 23:00 | 13.4887 | 60
2021-02-05 23:30 | 23:30 | 12.4322 | 60
2021-02-06 | 0:00 | 11.7333 | 60
2021-02-06 00:30 | 0:30 | 11.1826 | 60
2021-02-06 01:00 | 1:00 | 10.7321 | 60
2021-02-06 01:30 | 1:30 | 10.4307 | 60
2021-02-06 02:00 | 2:00 | 10.1618 | 60
2021-02-06 02:30 | 2:30 | 9.9396 | 60
2021-02-06 03:00 | 3:00 | 9.7837 | 60
2021-02-06 03:30 | 3:30 | 9.5853 | 60
2021-02-06 04:00 | 4:00 | 9.5181 | 60
2021-02-06 04:30 | 4:30 | 9.6937 | 60
2021-02-06 05:00 | 5:00 | 9.5753 | 60
2021-02-06 05:30 | 5:30 | 9.7072 | 60
2021-02-06 06:00 | 6:00 | 9.6857 | 60
2021-02-06 06:30 | 6:30 | 9.4793 | 60
2021-02-06 07:00 | 7:00 | 9.0599 | 60
2021-02-06 07:30 | 7:30 | 7.7984 | 60
2021-02-06 08:00 | 8:00 | 6.8188 | 60
2021-02-06 08:30 | 8:30 | 8.4474 | 60
2021-02-06 09:00 | 9:00 | 9.7113 | 60
2021-02-06 09:30 | 9:30 | 8.2321 | 60
2021-02-06 10:00 | 10:00 | 8.1186 | 60
2021-02-06 10:30 | 10:30 | 8.4084 | 60
2021-02-06 11:00 | 11:00 | 10.3267 | 60
2021-02-06 11:30 | 11:30 | 10.471 | 60
2021-02-06 12:00 | 12:00 | 10.5612 | 60
2021-02-06 12:30 | 12:30 | 12.5155 | 60
2021-02-06 13:00 | 13:00 | 12.0818 | 60
2021-02-06 13:30 | 13:30 | 13.1526 | 60
2021-02-06 14:00 | 14:00 | 14.4399 | 60
2021-02-06 14:30 | 14:30 | 14.7781 | 60
2021-02-06 15:00 | 15:00 | 16.7556 | 60
2021-02-06 15:30 | 15:30 | 17.2588 | 60
2021-02-06 16:00 | 16:00 | 19.4491 | 60
2021-02-06 16:30 | 16:30 | 20.6492 | 60
2021-02-06 17:00 | 17:00 | 22.3343 | 60
2021-02-06 17:30 | 17:30 | 22.9701 | 60
2021-02-06 18:00 | 18:00 | 23.3246 | 60
2021-02-06 18:30 | 18:30 | 23.2855 | 60
2021-02-06 19:00 | 19:00 | 22.6624 | 60
2021-02-06 19:30 | 19:30 | 21.7734 | 60
2021-02-06 20:00 | 20:00 | 20.8155 | 60
2021-02-06 20:30 | 20:30 | 19.9721 | 60
2021-02-06 21:00 | 21:00 | 18.7599 | 60
2021-02-06 21:30 | 21:30 | 17.4723 | 60
2021-02-06 22:00 | 22:00 | 16.5878 | 60
2021-02-06 22:30 | 22:30 | 15.8014 | 60
2021-02-06 23:00 | 23:00 | 14.5205 | 60
2021-02-06 23:30 | 23:30 | 13.5144 | 60
2021-02-07 | 0:00 | 12.62 | 60
2021-02-07 00:30 | 0:30 | 12.0191 | 60
2021-02-07 01:00 | 1:00 | 11.4833 | 60
2021-02-07 01:30 | 1:30 | 11.0654 | 60
2021-02-07 02:00 | 2:00 | 10.7889 | 60
2021-02-07 02:30 | 2:30 | 10.5396 | 60
2021-02-07 03:00 | 3:00 | 10.1977 | 60
2021-02-07 03:30 | 3:30 | 10.1131 | 60
2021-02-07 04:00 | 4:00 | 9.9118 | 60
2021-02-07 04:30 | 4:30 | 9.9741 | 60
2021-02-07 05:00 | 5:00 | 10.0019 | 60
2021-02-07 05:30 | 5:30 | 9.5331 | 60
2021-02-07 06:00 | 6:00 | 8.9337 | 60
2021-02-07 06:30 | 6:30 | 9.3804 | 60
2021-02-07 07:00 | 7:00 | 7.5059 | 60
2021-02-07 07:30 | 7:30 | 9.7527 | 60
2021-02-07 08:00 | 8:00 | 10.0449 | 60
2021-02-07 08:30 | 8:30 | 8.1909 | 60
2021-02-07 09:00 | 9:00 | 8.9247 | 60
2021-02-07 09:30 | 9:30 | 8.7325 | 60
2021-02-07 10:00 | 10:00 | 10.382 | 60
2021-02-07 10:30 | 10:30 | 11.9017 | 60
2021-02-07 11:00 | 11:00 | 12.0679 | 60
2021-02-07 11:30 | 11:30 | 13.0537 | 60
2021-02-07 12:00 | 12:00 | 15.8056 | 60
2021-02-07 12:30 | 12:30 | 18.1821 | 60
2021-02-07 13:00 | 13:00 | 20.0039 | 60
2021-02-07 13:30 | 13:30 | 21.8101 | 60
2021-02-07 14:00 | 14:00 | 22.0458 | 60
2021-02-07 14:30 | 14:30 | 23.8973 | 60
2021-02-07 15:00 | 15:00 | 25.5116 | 60
2021-02-07 15:30 | 15:30 | 27.3148 | 60
2021-02-07 16:00 | 16:00 | 27.7858 | 60
2021-02-07 16:30 | 16:30 | 30.9562 | 60
2021-02-07 17:00 | 17:00 | 29.469 | 60
2021-02-07 17:30 | 17:30 | 31.2382 | 60
2021-02-07 18:00 | 18:00 | 31.0122 | 60
2021-02-07 18:30 | 18:30 | 30.4004 | 60
2021-02-07 19:00 | 19:00 | 29.4558 | 60
2021-02-07 19:30 | 19:30 | 27.8954 | 60
2021-02-07 20:00 | 20:00 | 26.5074 | 60
2021-02-07 20:30 | 20:30 | 24.4308 | 60
2021-02-07 21:00 | 21:00 | 22.1984 | 60
2021-02-07 21:30 | 21:30 | 20.1956 | 60
2021-02-07 22:00 | 22:00 | 18.4443 | 60
2021-02-07 22:30 | 22:30 | 17.0449 | 60
2021-02-07 23:00 | 23:00 | 16.0473 | 60
2021-02-07 23:30 | 23:30 | 15.3249 | 60
2021-02-08 | 0:00 | 14.3243 | 60
2021-02-08 00:30 | 0:30 | 13.5113 | 60
2021-02-08 01:00 | 1:00 | 13.0152 | 60
2021-02-08 01:30 | 1:30 | 12.7139 | 60
2021-02-08 02:00 | 2:00 | 12.0373 | 60
2021-02-08 02:30 | 2:30 | 11.7305 | 60
2021-02-08 03:00 | 3:00 | 11.4233 | 60
2021-02-08 03:30 | 3:30 | 11.07 | 60
2021-02-08 04:00 | 4:00 | 11.2365 | 60
2021-02-08 04:30 | 4:30 | 11.3471 | 60
2021-02-08 05:00 | 5:00 | 11.905 | 60
2021-02-08 05:30 | 5:30 | 12.0409 | 60
2021-02-08 06:00 | 6:00 | 12.5486 | 60
2021-02-08 06:30 | 6:30 | 12.7085 | 60
2021-02-08 07:00 | 7:00 | 11.4464 | 60
2021-02-08 07:30 | 7:30 | 10.415 | 60
2021-02-08 08:00 | 8:00 | 8.2203 | 60
2021-02-08 08:30 | 8:30 | 7.3246 | 60
2021-02-08 09:00 | 9:00 | 7.0298 | 60
2021-02-08 09:30 | 9:30 | 9.1738 | 60
2021-02-08 10:00 | 10:00 | 9.214 | 60
2021-02-08 10:30 | 10:30 | 7.2549 | 60
2021-02-08 11:00 | 11:00 | 8.9922 | 60
2021-02-08 11:30 | 11:30 | 8.3304 | 60
2021-02-08 12:00 | 12:00 | 9.232 | 60
2021-02-08 12:30 | 12:30 | 10.1815 | 60
2021-02-08 13:00 | 13:00 | 10.4564 | 60
2021-02-08 13:30 | 13:30 | 11.901 | 60
2021-02-08 14:00 | 14:00 | 11.9776 | 60
2021-02-08 14:30 | 14:30 | 12.9868 | 60
2021-02-08 15:00 | 15:00 | 11.6041 | 60
2021-02-08 15:30 | 15:30 | 13.4186 | 60
2021-02-08 16:00 | 16:00 | 16.7688 | 60
2021-02-08 16:30 | 16:30 | 18.1064 | 60
2021-02-08 17:00 | 17:00 | 19.9482 | 60
2021-02-08 17:30 | 17:30 | 21.7239 | 60
2021-02-08 18:00 | 18:00 | 22.3361 | 60
2021-02-08 18:30 | 18:30 | 22.2819 | 60
2021-02-08 19:00 | 19:00 | 22.0315 | 60
2021-02-08 19:30 | 19:30 | 21.1463 | 60
2021-02-08 20:00 | 20:00 | 20.249 | 60
2021-02-08 20:30 | 20:30 | 19.0065 | 60
2021-02-08 21:00 | 21:00 | 17.5854 | 60
2021-02-08 21:30 | 21:30 | 16.1163 | 60
2021-02-08 22:00 | 22:00 | 14.8863 | 60
2021-02-08 22:30 | 22:30 | 13.8936 | 60
2021-02-08 23:00 | 23:00 | 12.8081 | 60
2021-02-08 23:30 | 23:30 | 11.8024 | 60
2021-02-09 | 0:00 | 11.16 | 60
2021-02-09 00:30 | 0:30 | 10.7123 | 60
2021-02-09 01:00 | 1:00 | 10.3661 | 60
2021-02-09 01:30 | 1:30 | 10.2381 | 60
2021-02-09 02:00 | 2:00 | 9.9108 | 60
2021-02-09 02:30 | 2:30 | 9.8338 | 60
2021-02-09 03:00 | 3:00 | 9.7112 | 60
2021-02-09 03:30 | 3:30 | 9.7189 | 60
2021-02-09 04:00 | 4:00 | 9.8936 | 60
2021-02-09 04:30 | 4:30 | 10.074 | 60
2021-02-09 05:00 | 5:00 | 10.3773 | 60
2021-02-09 05:30 | 5:30 | 10.3463 | 60
2021-02-09 06:00 | 6:00 | 10.2491 | 60
2021-02-09 06:30 | 6:30 | 9.5628 | 60
2021-02-09 07:00 | 7:00 | 9.0503 | 60
2021-02-09 07:30 | 7:30 | 8.1787 | 60
2021-02-09 08:00 | 8:00 | 6.5806 | 60
2021-02-09 08:30 | 8:30 | 6.0438 | 60
2021-02-09 09:00 | 9:00 | 4.6401 | 60
2021-02-09 09:30 | 9:30 | 6.2391 | 60
2021-02-09 10:00 | 10:00 | 5.8575 | 60
2021-02-09 10:30 | 10:30 | 4.7087 | 60
2021-02-09 11:00 | 11:00 | 7.4376 | 60
2021-02-09 11:30 | 11:30 | 6.4094 | 60
2021-02-09 12:00 | 12:00 | 6.0372 | 60
2021-02-09 12:30 | 12:30 | 7.1941 | 60
2021-02-09 13:00 | 13:00 | 7.5466 | 60
2021-02-09 13:30 | 13:30 | 6.6457 | 60
2021-02-09 14:00 | 14:00 | 6.8896 | 60
2021-02-09 14:30 | 14:30 | 7.5172 | 60
2021-02-09 15:00 | 15:00 | 10.3209 | 60
2021-02-09 15:30 | 15:30 | 11.7117 | 60
2021-02-09 16:00 | 16:00 | 12.8394 | 60
2021-02-09 16:30 | 16:30 | 14.6794 | 60
2021-02-09 17:00 | 17:00 | 16.8217 | 60
2021-02-09 17:30 | 17:30 | 18.2698 | 60
2021-02-09 18:00 | 18:00 | 19.1924 | 60
2021-02-09 18:30 | 18:30 | 20.1767 | 60
2021-02-09 19:00 | 19:00 | 20.2534 | 60
2021-02-09 19:30 | 19:30 | 19.5893 | 60
2021-02-09 20:00 | 20:00 | 18.5076 | 60
2021-02-09 20:30 | 20:30 | 17.3934 | 60
2021-02-09 21:00 | 21:00 | 16.2465 | 60
2021-02-09 21:30 | 21:30 | 14.789 | 60
2021-02-09 22:00 | 22:00 | 13.7053 | 60
2021-02-09 22:30 | 22:30 | 12.8852 | 60
2021-02-09 23:00 | 23:00 | 11.9282 | 60
2021-02-09 23:30 | 23:30 | 11.0568 | 60
2021-02-10 | 0:00 | 10.404 | 60
2021-02-10 00:30 | 0:30 | 10.0765 | 60
2021-02-10 01:00 | 1:00 | 9.8474 | 60
2021-02-10 01:30 | 1:30 | 9.6819 | 60
2021-02-10 02:00 | 2:00 | 9.4443 | 60
2021-02-10 02:30 | 2:30 | 9.1833 | 60
2021-02-10 03:00 | 3:00 | 9.1011 | 60
2021-02-10 03:30 | 3:30 | 9.0548 | 60
2021-02-10 04:00 | 4:00 | 9.216 | 60
2021-02-10 04:30 | 4:30 | 9.4332 | 60
2021-02-10 05:00 | 5:00 | 9.6925 | 60
2021-02-10 05:30 | 5:30 | 9.7508 | 60
2021-02-10 06:00 | 6:00 | 9.7169 | 60
2021-02-10 06:30 | 6:30 | 10.1616 | 60
2021-02-10 07:00 | 7:00 | 9.2988 | 60
2021-02-10 07:30 | 7:30 | 10.1504 | 60
2021-02-10 08:00 | 8:00 | 9.6861 | 60
2021-02-10 08:30 | 8:30 | 6.475 | 60
2021-02-10 09:00 | 9:00 | 4.1343 | 60
2021-02-10 09:30 | 9:30 | 5.0099 | 60
2021-02-10 10:00 | 10:00 | 7.4963 | 60
2021-02-10 10:30 | 10:30 | 6.336 | 60
2021-02-10 11:00 | 11:00 | 8.1089 | 60
2021-02-10 11:30 | 11:30 | 7.6301 | 60
2021-02-10 12:00 | 12:00 | 5.8421 | 60
2021-02-10 12:30 | 12:30 | 5.9357 | 60
2021-02-10 13:00 | 13:00 | 6.4897 | 60
2021-02-10 13:30 | 13:30 | 5.4769 | 60
2021-02-10 14:00 | 14:00 | 9.3192 | 60
2021-02-10 14:30 | 14:30 | 9.2056 | 60
2021-02-10 15:00 | 15:00 | 9.3355 | 60
2021-02-10 15:30 | 15:30 | 11.5994 | 60
2021-02-10 16:00 | 16:00 | 11.6683 | 60
2021-02-10 16:30 | 16:30 | 15.4582 | 60
2021-02-10 17:00 | 17:00 | 16.6751 | 60
2021-02-10 17:30 | 17:30 | 16.833 | 60
2021-02-10 18:00 | 18:00 | 17.885 | 60
2021-02-10 18:30 | 18:30 | 18.8658 | 60
2021-02-10 19:00 | 19:00 | 18.7882 | 60
2021-02-10 19:30 | 19:30 | 17.6947 | 60
2021-02-10 20:00 | 20:00 | 17.3747 | 60
2021-02-10 20:30 | 20:30 | 16.4467 | 60
2021-02-10 21:00 | 21:00 | 15.269 | 60
2021-02-10 21:30 | 21:30 | 14.2397 | 60
2021-02-10 22:00 | 22:00 | 13.099 | 60
2021-02-10 22:30 | 22:30 | 12.3413 | 60
2021-02-10 23:00 | 23:00 | 11.3429 | 60
2021-02-10 23:30 | 23:30 | 10.491 | 60
2021-02-11 | 0:00 | 9.9491 | 60
2021-02-11 00:30 | 0:30 | 9.4969 | 60
2021-02-11 01:00 | 1:00 | 9.3702 | 60
2021-02-11 01:30 | 1:30 | 9.1435 | 60
2021-02-11 02:00 | 2:00 | 9.0034 | 60
2021-02-11 02:30 | 2:30 | 8.8829 | 60
2021-02-11 03:00 | 3:00 | 8.859 | 60
2021-02-11 03:30 | 3:30 | 8.7743 | 60
2021-02-11 04:00 | 4:00 | 9.0831 | 60
2021-02-11 04:30 | 4:30 | 9.3358 | 60
2021-02-11 05:00 | 5:00 | 9.6449 | 60
2021-02-11 05:30 | 5:30 | 9.9488 | 60
2021-02-11 06:00 | 6:00 | 10.2375 | 60
2021-02-11 06:30 | 6:30 | 9.0984 | 60
2021-02-11 07:00 | 7:00 | 8.2984 | 60
2021-02-11 07:30 | 7:30 | 7.002 | 60
2021-02-11 08:00 | 8:00 | 5.5221 | 60
2021-02-11 08:30 | 8:30 | 4.861 | 60
2021-02-11 09:00 | 9:00 | 6.2603 | 60
2021-02-11 09:30 | 9:30 | 5.8816 | 60
2021-02-11 10:00 | 10:00 | 4.2152 | 60
2021-02-11 10:30 | 10:30 | 3.005 | 60
2021-02-11 11:00 | 11:00 | 5.386 | 60
2021-02-11 11:30 | 11:30 | 4.953 | 60
2021-02-11 12:00 | 12:00 | 5.0751 | 60
2021-02-11 12:30 | 12:30 | 4.5786 | 60
2021-02-11 13:00 | 13:00 | 4.9801 | 60
2021-02-11 13:30 | 13:30 | 5.9942 | 60
2021-02-11 14:00 | 14:00 | 8.6139 | 60
2021-02-11 14:30 | 14:30 | 9.502 | 60
2021-02-11 15:00 | 15:00 | 11.4625 | 60
2021-02-11 15:30 | 15:30 | 11.5273 | 60
2021-02-11 16:00 | 16:00 | 12.4138 | 60
2021-02-11 16:30 | 16:30 | 14.834 | 60
2021-02-11 17:00 | 17:00 | 16.5563 | 60
2021-02-11 17:30 | 17:30 | 17.148 | 60
2021-02-11 18:00 | 18:00 | 17.9992 | 60
2021-02-11 18:30 | 18:30 | 18.9928 | 60
2021-02-11 19:00 | 19:00 | 18.9512 | 60
2021-02-11 19:30 | 19:30 | 18.3433 | 60
2021-02-11 20:00 | 20:00 | 18.1752 | 60
2021-02-11 20:30 | 20:30 | 17.2518 | 60
2021-02-11 21:00 | 21:00 | 16.2217 | 60
2021-02-11 21:30 | 21:30 | 15.0848 | 60
2021-02-11 22:00 | 22:00 | 14.1433 | 60
2021-02-11 22:30 | 22:30 | 13.2693 | 60
2021-02-11 23:00 | 23:00 | 12.2593 | 60
2021-02-11 23:30 | 23:30 | 11.3625 | 60
2021-02-12 | 0:00 | 10.6942 | 60
2021-02-12 00:30 | 0:30 | 10.2624 | 60
2021-02-12 01:00 | 1:00 | 9.9628 | 60
2021-02-12 01:30 | 1:30 | 9.736 | 60
2021-02-12 02:00 | 2:00 | 9.5064 | 60
2021-02-12 02:30 | 2:30 | 9.4162 | 60
2021-02-12 03:00 | 3:00 | 9.3403 | 60
2021-02-12 03:30 | 3:30 | 9.2463 | 60
2021-02-12 04:00 | 4:00 | 9.4212 | 60
2021-02-12 04:30 | 4:30 | 9.7446 | 60
2021-02-12 05:00 | 5:00 | 10.1102 | 60
2021-02-12 05:30 | 5:30 | 10.2859 | 60
2021-02-12 06:00 | 6:00 | 10.3522 | 60
2021-02-12 06:30 | 6:30 | 10.5131 | 60
2021-02-12 07:00 | 7:00 | 9.9548 | 60
2021-02-12 07:30 | 7:30 | 8.9793 | 60
2021-02-12 08:00 | 8:00 | 6.6595 | 60
2021-02-12 08:30 | 8:30 | 6.2178 | 60
2021-02-12 09:00 | 9:00 | 6.8418 | 60
2021-02-12 09:30 | 9:30 | 7.9429 | 60
2021-02-12 10:00 | 10:00 | 9.5022 | 60
2021-02-12 10:30 | 10:30 | 5.0329 | 60
2021-02-12 11:00 | 11:00 | 7.5666 | 60
2021-02-12 11:30 | 11:30 | 8.3912 | 60
2021-02-12 12:00 | 12:00 | 9.7943 | 60
2021-02-12 12:30 | 12:30 | 8.2641 | 60
2021-02-12 13:00 | 13:00 | 9.4081 | 60
2021-02-12 13:30 | 13:30 | 10.7721 | 60
2021-02-12 14:00 | 14:00 | 9.789 | 60
2021-02-12 14:30 | 14:30 | 8.8491 | 60
2021-02-12 15:00 | 15:00 | 10.8063 | 60
2021-02-12 15:30 | 15:30 | 13.2004 | 60
2021-02-12 16:00 | 16:00 | 17.3527 | 60
2021-02-12 16:30 | 16:30 | 19.3304 | 60
2021-02-12 17:00 | 17:00 | 18.7431 | 60
2021-02-12 17:30 | 17:30 | 19.0804 | 60
2021-02-12 18:00 | 18:00 | 20.4323 | 60
2021-02-12 18:30 | 18:30 | 20.8207 | 60
2021-02-12 19:00 | 19:00 | 20.8232 | 60
2021-02-12 19:30 | 19:30 | 20.1154 | 60
2021-02-12 20:00 | 20:00 | 19.3272 | 60
2021-02-12 20:30 | 20:30 | 18.0464 | 60
2021-02-12 21:00 | 21:00 | 17.0706 | 60
2021-02-12 21:30 | 21:30 | 15.8061 | 60
2021-02-12 22:00 | 22:00 | 14.869 | 60
2021-02-12 22:30 | 22:30 | 13.957 | 60
2021-02-12 23:00 | 23:00 | 12.9589 | 60
2021-02-12 23:30 | 23:30 | 12.0023 | 60
2021-02-13 | 0:00 | 11.4216 | 60
2021-02-13 00:30 | 0:30 | 10.9104 | 60
2021-02-13 01:00 | 1:00 | 10.4454 | 60
2021-02-13 01:30 | 1:30 | 10.2925 | 60
2021-02-13 02:00 | 2:00 | 10.0582 | 60
2021-02-13 02:30 | 2:30 | 9.8319 | 60
2021-02-13 03:00 | 3:00 | 9.7446 | 60
2021-02-13 03:30 | 3:30 | 9.6236 | 60
2021-02-13 04:00 | 4:00 | 9.6609 | 60
2021-02-13 04:30 | 4:30 | 9.5882 | 60
2021-02-13 05:00 | 5:00 | 9.6232 | 60
2021-02-13 05:30 | 5:30 | 9.2848 | 60
2021-02-13 06:00 | 6:00 | 9.09 | 60
2021-02-13 06:30 | 6:30 | 9.4619 | 60
2021-02-13 07:00 | 7:00 | 8.7484 | 60
2021-02-13 07:30 | 7:30 | 6.8258 | 60
2021-02-13 08:00 | 8:00 | 6.7542 | 60
2021-02-13 08:30 | 8:30 | 5.9548 | 60
2021-02-13 09:00 | 9:00 | 6.1288 | 60
2021-02-13 09:30 | 9:30 | 5.0028 | 60
2021-02-13 10:00 | 10:00 | 5.1269 | 60
2021-02-13 10:30 | 10:30 | 5.652 | 60
2021-02-13 11:00 | 11:00 | 6.2266 | 60
2021-02-13 11:30 | 11:30 | 6.5847 | 60
2021-02-13 12:00 | 12:00 | 7.1005 | 60
2021-02-13 12:30 | 12:30 | 8.6087 | 60
2021-02-13 13:00 | 13:00 | 10.7671 | 60
2021-02-13 13:30 | 13:30 | 12.2183 | 60
2021-02-13 14:00 | 14:00 | 16.1986 | 60
2021-02-13 14:30 | 14:30 | 17.3907 | 60
2021-02-13 15:00 | 15:00 | 16.3348 | 60
2021-02-13 15:30 | 15:30 | 18.876 | 60
2021-02-13 16:00 | 16:00 | 20.2938 | 60
2021-02-13 16:30 | 16:30 | 21.5754 | 60
2021-02-13 17:00 | 17:00 | 21.6628 | 60
2021-02-13 17:30 | 17:30 | 21.988 | 60
2021-02-13 18:00 | 18:00 | 21.9174 | 60
2021-02-13 18:30 | 18:30 | 21.994 | 60
2021-02-13 19:00 | 19:00 | 21.8016 | 60
2021-02-13 19:30 | 19:30 | 21.2615 | 60
2021-02-13 20:00 | 20:00 | 20.5459 | 60
2021-02-13 20:30 | 20:30 | 19.6151 | 60
2021-02-13 21:00 | 21:00 | 18.787 | 60
2021-02-13 21:30 | 21:30 | 17.7052 | 60
2021-02-13 22:00 | 22:00 | 16.917 | 60
2021-02-13 22:30 | 22:30 | 16.2442 | 60
2021-02-13 23:00 | 23:00 | 14.7147 | 60
2021-02-13 23:30 | 23:30 | 13.748 | 60
2021-02-14 | 0:00 | 12.8523 | 60
2021-02-14 00:30 | 0:30 | 12.4847 | 60
2021-02-14 01:00 | 1:00 | 11.7332 | 60
2021-02-14 01:30 | 1:30 | 11.3192 | 60
2021-02-14 02:00 | 2:00 | 11.0618 | 60
2021-02-14 02:30 | 2:30 | 10.8331 | 60
2021-02-14 03:00 | 3:00 | 10.6282 | 60
2021-02-14 03:30 | 3:30 | 10.3065 | 60
2021-02-14 04:00 | 4:00 | 10.0849 | 60
2021-02-14 04:30 | 4:30 | 9.9888 | 60
2021-02-14 05:00 | 5:00 | 10.144 | 60
2021-02-14 05:30 | 5:30 | 10.1583 | 60
2021-02-14 06:00 | 6:00 | 10.2149 | 60
2021-02-14 06:30 | 6:30 | 9.8095 | 60
2021-02-14 07:00 | 7:00 | 9.8282 | 60
2021-02-14 07:30 | 7:30 | 9.7673 | 60
2021-02-14 08:00 | 8:00 | 9.8825 | 60
2021-02-14 08:30 | 8:30 | 9.0974 | 60
2021-02-14 09:00 | 9:00 | 9.9405 | 60
2021-02-14 09:30 | 9:30 | 10.4924 | 60
2021-02-14 10:00 | 10:00 | 12.1379 | 60
2021-02-14 10:30 | 10:30 | 9.7936 | 60
2021-02-14 11:00 | 11:00 | 10.1055 | 60
2021-02-14 11:30 | 11:30 | 10.2492 | 60
2021-02-14 12:00 | 12:00 | 14.8172 | 60
2021-02-14 12:30 | 12:30 | 11.722 | 60
2021-02-14 13:00 | 13:00 | 10.0041 | 60
2021-02-14 13:30 | 13:30 | 10.8805 | 60
2021-02-14 14:00 | 14:00 | 13.4455 | 60
2021-02-14 14:30 | 14:30 | 13.4422 | 60
2021-02-14 15:00 | 15:00 | 15.2188 | 60
2021-02-14 15:30 | 15:30 | 15.1651 | 60
2021-02-14 16:00 | 16:00 | 18.0311 | 60
2021-02-14 16:30 | 16:30 | 19.6641 | 60
2021-02-14 17:00 | 17:00 | 20.7189 | 60
2021-02-14 17:30 | 17:30 | 21.0355 | 60
2021-02-14 18:00 | 18:00 | 20.2722 | 60
2021-02-14 18:30 | 18:30 | 16.6173 | 60
2021-02-14 19:00 | 19:00 | 16.1794 | 60
2021-02-14 19:30 | 19:30 | 15.5554 | 60
2021-02-14 20:00 | 20:00 | 15.4096 | 60
2021-02-14 20:30 | 20:30 | 14.9838 | 60
2021-02-14 21:00 | 21:00 | 16.0449 | 60
2021-02-14 21:30 | 21:30 | 16.2105 | 60
2021-02-14 22:00 | 22:00 | 14.9576 | 60
2021-02-14 22:30 | 22:30 | 14.1623 | 60
2021-02-14 23:00 | 23:00 | 12.967 | 60
2021-02-14 23:30 | 23:30 | 12.0549 | 60
2021-02-15 | 0:00 | 11.5731 | 60
2021-02-15 00:30 | 0:30 | 11.0318 | 60
2021-02-15 01:00 | 1:00 | 10.9112 | 60
2021-02-15 01:30 | 1:30 | 10.4611 | 60
2021-02-15 02:00 | 2:00 | 10.2588 | 60
2021-02-15 02:30 | 2:30 | 10.2777 | 60
2021-02-15 03:00 | 3:00 | 10.1819 | 60
2021-02-15 03:30 | 3:30 | 10.043 | 60
2021-02-15 04:00 | 4:00 | 10.2956 | 60
2021-02-15 04:30 | 4:30 | 10.4774 | 60
2021-02-15 05:00 | 5:00 | 10.7547 | 60
2021-02-15 05:30 | 5:30 | 10.92 | 60
2021-02-15 06:00 | 6:00 | 10.7977 | 60
2021-02-15 06:30 | 6:30 | 10.156 | 60
2021-02-15 07:00 | 7:00 | 8.9134 | 60
2021-02-15 07:30 | 7:30 | 7.7531 | 60
2021-02-15 08:00 | 8:00 | 6.134 | 60
2021-02-15 08:30 | 8:30 | 4.8322 | 60
2021-02-15 09:00 | 9:00 | 3.9058 | 60
2021-02-15 09:30 | 9:30 | 3.1811 | 60
2021-02-15 10:00 | 10:00 | 2.7673 | 60
2021-02-15 10:30 | 10:30 | 2.6803 | 60
2021-02-15 11:00 | 11:00 | 2.8323 | 60
2021-02-15 11:30 | 11:30 | 3.8759 | 60
2021-02-15 12:00 | 12:00 | 5.93 | 60
2021-02-15 12:30 | 12:30 | 6.9116 | 60
2021-02-15 13:00 | 13:00 | 4.7343 | 60
2021-02-15 13:30 | 13:30 | 5.3133 | 60
2021-02-15 14:00 | 14:00 | 5.6729 | 60
2021-02-15 14:30 | 14:30 | 8.5659 | 60
2021-02-15 15:00 | 15:00 | 8.3652 | 60
2021-02-15 15:30 | 15:30 | 10.5358 | 60
2021-02-15 16:00 | 16:00 | 13.2784 | 60
2021-02-15 16:30 | 16:30 | 15.7167 | 60
2021-02-15 17:00 | 17:00 | 17.9715 | 60
2021-02-15 17:30 | 17:30 | 19.8747 | 60
2021-02-15 18:00 | 18:00 | 20.8756 | 60
2021-02-15 18:30 | 18:30 | 21.4651 | 60
2021-02-15 19:00 | 19:00 | 21.1071 | 60
2021-02-15 19:30 | 19:30 | 20.1727 | 60
2021-02-15 20:00 | 20:00 | 19.2099 | 60
2021-02-15 20:30 | 20:30 | 17.8518 | 60
2021-02-15 21:00 | 21:00 | 16.5506 | 60
2021-02-15 21:30 | 21:30 | 15.1552 | 60
2021-02-15 22:00 | 22:00 | 13.9838 | 60
2021-02-15 22:30 | 22:30 | 13.0438 | 60
2021-02-15 23:00 | 23:00 | 11.8596 | 60
2021-02-15 23:30 | 23:30 | 11.0673 | 60
2021-02-16 | 0:00 | 10.3713 | 60
2021-02-16 00:30 | 0:30 | 9.849 | 60
2021-02-16 01:00 | 1:00 | 9.9374 | 60
2021-02-16 01:30 | 1:30 | 9.7004 | 60
2021-02-16 02:00 | 2:00 | 9.688 | 60
2021-02-16 02:30 | 2:30 | 9.4278 | 60
2021-02-16 03:00 | 3:00 | 9.3444 | 60
2021-02-16 03:30 | 3:30 | 9.2692 | 60
2021-02-16 04:00 | 4:00 | 9.3777 | 60
2021-02-16 04:30 | 4:30 | 9.6905 | 60
2021-02-16 05:00 | 5:00 | 10.1565 | 60
2021-02-16 05:30 | 5:30 | 10.2459 | 60
2021-02-16 06:00 | 6:00 | 10.3665 | 60
2021-02-16 06:30 | 6:30 | 9.319 | 60
2021-02-16 07:00 | 7:00 | 9.2869 | 60
2021-02-16 07:30 | 7:30 | 7.9836 | 60
2021-02-16 08:00 | 8:00 | 7.0221 | 60
2021-02-16 08:30 | 8:30 | 6.3547 | 60
2021-02-16 09:00 | 9:00 | 6.0194 | 60
2021-02-16 09:30 | 9:30 | 5.902 | 60
2021-02-16 10:00 | 10:00 | 5.554 | 60
2021-02-16 10:30 | 10:30 | 4.5197 | 60
2021-02-16 11:00 | 11:00 | 4.5899 | 60
2021-02-16 11:30 | 11:30 | 4.8712 | 60
2021-02-16 12:00 | 12:00 | 8.0532 | 60
2021-02-16 12:30 | 12:30 | 6.0772 | 60
2021-02-16 13:00 | 13:00 | 6.4902 | 60
2021-02-16 13:30 | 13:30 | 7.2125 | 60
2021-02-16 14:00 | 14:00 | 9.4183 | 60
2021-02-16 14:30 | 14:30 | 13.5393 | 60
2021-02-16 15:00 | 15:00 | 12.179 | 60
2021-02-16 15:30 | 15:30 | 11.1676 | 60
2021-02-16 16:00 | 16:00 | 13.2442 | 60
2021-02-16 16:30 | 16:30 | 16.1809 | 60
2021-02-16 17:00 | 17:00 | 16.7279 | 60
2021-02-16 17:30 | 17:30 | 17.7674 | 60
2021-02-16 18:00 | 18:00 | 18.832 | 60
2021-02-16 18:30 | 18:30 | 19.6315 | 60
2021-02-16 19:00 | 19:00 | 19.2577 | 60
2021-02-16 19:30 | 19:30 | 18.2981 | 60
2021-02-16 20:00 | 20:00 | 17.5594 | 60
2021-02-16 20:30 | 20:30 | 16.2614 | 60
2021-02-16 21:00 | 21:00 | 15.2792 | 60
2021-02-16 21:30 | 21:30 | 13.9634 | 60
2021-02-16 22:00 | 22:00 | 12.8767 | 60
2021-02-16 22:30 | 22:30 | 12.2619 | 60
2021-02-16 23:00 | 23:00 | 11.4311 | 60
2021-02-16 23:30 | 23:30 | 10.5477 | 60
2021-02-17 | 0:00 | 9.9777 | 60
2021-02-17 00:30 | 0:30 | 9.4888 | 60
2021-02-17 01:00 | 1:00 | 9.2969 | 60
2021-02-17 01:30 | 1:30 | 9.0937 | 60
2021-02-17 02:00 | 2:00 | 8.9982 | 60
2021-02-17 02:30 | 2:30 | 8.8634 | 60
2021-02-17 03:00 | 3:00 | 8.9135 | 60
2021-02-17 03:30 | 3:30 | 8.834 | 60
2021-02-17 04:00 | 4:00 | 9.0457 | 60
2021-02-17 04:30 | 4:30 | 9.2953 | 60
2021-02-17 05:00 | 5:00 | 9.973 | 60
2021-02-17 05:30 | 5:30 | 10.0884 | 60
2021-02-17 06:00 | 6:00 | 10.6374 | 60
2021-02-17 06:30 | 6:30 | 9.0495 | 60
2021-02-17 07:00 | 7:00 | 8.8569 | 60
2021-02-17 07:30 | 7:30 | 9.5752 | 60
2021-02-17 08:00 | 8:00 | 7.6425 | 60
2021-02-17 08:30 | 8:30 | 8.9657 | 60
2021-02-17 09:00 | 9:00 | 4.6048 | 60
2021-02-17 09:30 | 9:30 | 5.2044 | 60
2021-02-17 10:00 | 10:00 | 7.5629 | 60
2021-02-17 10:30 | 10:30 | 5.6462 | 60
2021-02-17 11:00 | 11:00 | 7.0624 | 60
2021-02-17 11:30 | 11:30 | 4.297 | 60
2021-02-17 12:00 | 12:00 | 3.4476 | 60
2021-02-17 12:30 | 12:30 | 8.2712 | 60
2021-02-17 13:00 | 13:00 | 3.0497 | 60
2021-02-17 13:30 | 13:30 | 4.735 | 60
2021-02-17 14:00 | 14:00 | 5.3267 | 60
2021-02-17 14:30 | 14:30 | 8.1891 | 60
2021-02-17 15:00 | 15:00 | 9.1923 | 60
2021-02-17 15:30 | 15:30 | 11.2481 | 60
2021-02-17 16:00 | 16:00 | 12.0907 | 60
2021-02-17 16:30 | 16:30 | 13.2169 | 60
2021-02-17 17:00 | 17:00 | 14.4021 | 60
2021-02-17 17:30 | 17:30 | 16.3495 | 60
2021-02-17 18:00 | 18:00 | 17.4835 | 60
2021-02-17 18:30 | 18:30 | 18.3793 | 60
2021-02-17 19:00 | 19:00 | 18.3539 | 60
2021-02-17 19:30 | 19:30 | 17.9581 | 60
2021-02-17 20:00 | 20:00 | 17.2867 | 60
2021-02-17 20:30 | 20:30 | 16.1562 | 60
2021-02-17 21:00 | 21:00 | 15.1088 | 60
2021-02-17 21:30 | 21:30 | 14.0817 | 60
2021-02-17 22:00 | 22:00 | 13.072 | 60
2021-02-17 22:30 | 22:30 | 12.3313 | 60
2021-02-17 23:00 | 23:00 | 11.4228 | 60
2021-02-17 23:30 | 23:30 | 10.7386 | 60
2021-02-18 | 0:00 | 10.0475 | 60
2021-02-18 00:30 | 0:30 | 9.5182 | 60
2021-02-18 01:00 | 1:00 | 9.272 | 60
2021-02-18 01:30 | 1:30 | 9.0798 | 60
2021-02-18 02:00 | 2:00 | 8.9421 | 60
2021-02-18 02:30 | 2:30 | 8.9453 | 60
2021-02-18 03:00 | 3:00 | 8.9363 | 60
2021-02-18 03:30 | 3:30 | 8.8358 | 60
2021-02-18 04:00 | 4:00 | 9.0505 | 60
2021-02-18 04:30 | 4:30 | 9.3472 | 60
2021-02-18 05:00 | 5:00 | 10.1925 | 60
2021-02-18 05:30 | 5:30 | 10.1432 | 60
2021-02-18 06:00 | 6:00 | 10.223 | 60
2021-02-18 06:30 | 6:30 | 10.9967 | 60
2021-02-18 07:00 | 7:00 | 11.2502 | 60
2021-02-18 07:30 | 7:30 | 8.88 | 60
2021-02-18 08:00 | 8:00 | 10.3866 | 60
2021-02-18 08:30 | 8:30 | 8.1958 | 60
2021-02-18 09:00 | 9:00 | 7.0513 | 60
2021-02-18 09:30 | 9:30 | 4.9319 | 60
2021-02-18 10:00 | 10:00 | 5.437 | 60
2021-02-18 10:30 | 10:30 | 4.916 | 60
2021-02-18 11:00 | 11:00 | 8.6652 | 60
2021-02-18 11:30 | 11:30 | 4.8488 | 60
2021-02-18 12:00 | 12:00 | 4.0453 | 60
2021-02-18 12:30 | 12:30 | 3.767 | 60
2021-02-18 13:00 | 13:00 | 3.5341 | 60
2021-02-18 13:30 | 13:30 | 5.412 | 60
2021-02-18 14:00 | 14:00 | 9.7398 | 60
2021-02-18 14:30 | 14:30 | 10.9576 | 60
2021-02-18 15:00 | 15:00 | 8.7343 | 60
2021-02-18 15:30 | 15:30 | 9.5635 | 60
2021-02-18 16:00 | 16:00 | 12.1452 | 60
2021-02-18 16:30 | 16:30 | 13.9765 | 60
2021-02-18 17:00 | 17:00 | 17.8219 | 60
2021-02-18 17:30 | 17:30 | 19.1093 | 60
2021-02-18 18:00 | 18:00 | 19.4187 | 60
2021-02-18 18:30 | 18:30 | 20.2902 | 60
2021-02-18 19:00 | 19:00 | 19.9079 | 60
2021-02-18 19:30 | 19:30 | 19.0014 | 60
2021-02-18 20:00 | 20:00 | 18.2732 | 60
2021-02-18 20:30 | 20:30 | 17.3777 | 60
2021-02-18 21:00 | 21:00 | 16.0479 | 60
2021-02-18 21:30 | 21:30 | 15.0872 | 60
2021-02-18 22:00 | 22:00 | 13.9697 | 60
2021-02-18 22:30 | 22:30 | 13.0638 | 60
2021-02-18 23:00 | 23:00 | 12.1935 | 60
2021-02-18 23:30 | 23:30 | 11.2353 | 60
2021-02-19 | 0:00 | 10.7255 | 60
2021-02-19 00:30 | 0:30 | 10.1318 | 60
2021-02-19 01:00 | 1:00 | 9.9868 | 60
2021-02-19 01:30 | 1:30 | 9.5775 | 60
2021-02-19 02:00 | 2:00 | 9.4591 | 60
2021-02-19 02:30 | 2:30 | 9.4128 | 60
2021-02-19 03:00 | 3:00 | 9.3863 | 60
2021-02-19 03:30 | 3:30 | 9.298 | 60
2021-02-19 04:00 | 4:00 | 9.5589 | 60
2021-02-19 04:30 | 4:30 | 9.6693 | 60
2021-02-19 05:00 | 5:00 | 10.137 | 60
2021-02-19 05:30 | 5:30 | 10.6226 | 60
2021-02-19 06:00 | 6:00 | 10.7267 | 60
2021-02-19 06:30 | 6:30 | 11.7225 | 60
2021-02-19 07:00 | 7:00 | 12.6834 | 60
2021-02-19 07:30 | 7:30 | 11.3786 | 60
2021-02-19 08:00 | 8:00 | 10.1265 | 60
2021-02-19 08:30 | 8:30 | 9.3904 | 60
2021-02-19 09:00 | 9:00 | 9.7818 | 60
2021-02-19 09:30 | 9:30 | 9.3236 | 60
2021-02-19 10:00 | 10:00 | 11.6857 | 60
2021-02-19 10:30 | 10:30 | 9.4099 | 60
2021-02-19 11:00 | 11:00 | 10.0539 | 60
2021-02-19 11:30 | 11:30 | 7.5048 | 60
2021-02-19 12:00 | 12:00 | 9.3135 | 60
2021-02-19 12:30 | 12:30 | 7.5111 | 60
2021-02-19 13:00 | 13:00 | 7.9348 | 60
2021-02-19 13:30 | 13:30 | 8.1694 | 60
2021-02-19 14:00 | 14:00 | 10.7694 | 60
2021-02-19 14:30 | 14:30 | 12.1969 | 60
2021-02-19 15:00 | 15:00 | 13.6308 | 60
2021-02-19 15:30 | 15:30 | 15.6997 | 60
2021-02-19 16:00 | 16:00 | 16.5888 | 60
2021-02-19 16:30 | 16:30 | 16.9262 | 60
2021-02-19 17:00 | 17:00 | 18.1427 | 60
2021-02-19 17:30 | 17:30 | 19.4971 | 60
2021-02-19 18:00 | 18:00 | 19.6613 | 60
2021-02-19 18:30 | 18:30 | 20.3056 | 60
2021-02-19 19:00 | 19:00 | 20.0098 | 60
2021-02-19 19:30 | 19:30 | 19.3739 | 60
2021-02-19 20:00 | 20:00 | 18.5379 | 60
2021-02-19 20:30 | 20:30 | 17.5334 | 60
2021-02-19 21:00 | 21:00 | 16.6545 | 60
2021-02-19 21:30 | 21:30 | 15.4338 | 60
2021-02-19 22:00 | 22:00 | 14.386 | 60
2021-02-19 22:30 | 22:30 | 13.5609 | 60
2021-02-19 23:00 | 23:00 | 12.7102 | 60
2021-02-19 23:30 | 23:30 | 11.7285 | 60
2021-02-20 | 0:00 | 11.0815 | 60
2021-02-20 00:30 | 0:30 | 10.6235 | 60
2021-02-20 01:00 | 1:00 | 10.2054 | 60
2021-02-20 01:30 | 1:30 | 9.9184 | 60
2021-02-20 02:00 | 2:00 | 9.7352 | 60
2021-02-20 02:30 | 2:30 | 9.5602 | 60
2021-02-20 03:00 | 3:00 | 9.4205 | 60
2021-02-20 03:30 | 3:30 | 9.359 | 60
2021-02-20 04:00 | 4:00 | 9.2458 | 60
2021-02-20 04:30 | 4:30 | 9.3385 | 60
2021-02-20 05:00 | 5:00 | 9.4025 | 60
2021-02-20 05:30 | 5:30 | 9.4607 | 60
2021-02-20 06:00 | 6:00 | 9.4641 | 60
2021-02-20 06:30 | 6:30 | 8.9279 | 60
2021-02-20 07:00 | 7:00 | 8.7461 | 60
2021-02-20 07:30 | 7:30 | 8.3393 | 60
2021-02-20 08:00 | 8:00 | 8.5098 | 60
2021-02-20 08:30 | 8:30 | 8.2223 | 60
2021-02-20 09:00 | 9:00 | 7.5653 | 60
2021-02-20 09:30 | 9:30 | 8.1911 | 60
2021-02-20 10:00 | 10:00 | 8.7621 | 60
2021-02-20 10:30 | 10:30 | 6.6169 | 60
2021-02-20 11:00 | 11:00 | 5.9505 | 60
2021-02-20 11:30 | 11:30 | 7.8385 | 60
2021-02-20 12:00 | 12:00 | 13.4778 | 60
2021-02-20 12:30 | 12:30 | 14.886 | 60
2021-02-20 13:00 | 13:00 | 14.9984 | 60
2021-02-20 13:30 | 13:30 | 13.1736 | 60
2021-02-20 14:00 | 14:00 | 13.1667 | 60
2021-02-20 14:30 | 14:30 | 14.3532 | 60
2021-02-20 15:00 | 15:00 | 15.2379 | 60
2021-02-20 15:30 | 15:30 | 14.2323 | 60
2021-02-20 16:00 | 16:00 | 15.0505 | 60
2021-02-20 16:30 | 16:30 | 17.4982 | 60
2021-02-20 17:00 | 17:00 | 17.9316 | 60
2021-02-20 17:30 | 17:30 | 19.6155 | 60
2021-02-20 18:00 | 18:00 | 20.6297 | 60
2021-02-20 18:30 | 18:30 | 21.1239 | 60
2021-02-20 19:00 | 19:00 | 20.8989 | 60
2021-02-20 19:30 | 19:30 | 20.0666 | 60
2021-02-20 20:00 | 20:00 | 19.4285 | 60
2021-02-20 20:30 | 20:30 | 18.2314 | 60
2021-02-20 21:00 | 21:00 | 17.2022 | 60
2021-02-20 21:30 | 21:30 | 16.1647 | 60
2021-02-20 22:00 | 22:00 | 15.2316 | 60
2021-02-20 22:30 | 22:30 | 14.6282 | 60
2021-02-20 23:00 | 23:00 | 13.5127 | 60
2021-02-20 23:30 | 23:30 | 12.5221 | 60
2021-02-21 | 0:00 | 11.7234 | 60
2021-02-21 00:30 | 0:30 | 11.007 | 60
2021-02-21 01:00 | 1:00 | 10.5687 | 60
2021-02-21 01:30 | 1:30 | 10.3676 | 60
2021-02-21 02:00 | 2:00 | 10.1559 | 60
2021-02-21 02:30 | 2:30 | 9.8746 | 60
2021-02-21 03:00 | 3:00 | 9.8428 | 60
2021-02-21 03:30 | 3:30 | 9.592 | 60
2021-02-21 04:00 | 4:00 | 9.5897 | 60
2021-02-21 04:30 | 4:30 | 9.6392 | 60
2021-02-21 05:00 | 5:00 | 9.7016 | 60
2021-02-21 05:30 | 5:30 | 9.6578 | 60
2021-02-21 06:00 | 6:00 | 9.361 | 60
2021-02-21 06:30 | 6:30 | 8.6181 | 60
2021-02-21 07:00 | 7:00 | 7.796 | 60
2021-02-21 07:30 | 7:30 | 7.0181 | 60
2021-02-21 08:00 | 8:00 | 8.797 | 60
2021-02-21 08:30 | 8:30 | 9.9952 | 60
2021-02-21 09:00 | 9:00 | 7.4385 | 60
2021-02-21 09:30 | 9:30 | 6.8999 | 60
2021-02-21 10:00 | 10:00 | 8.1543 | 60
2021-02-21 10:30 | 10:30 | 7.1898 | 60
2021-02-21 11:00 | 11:00 | 7.9661 | 60
2021-02-21 11:30 | 11:30 | 9.0988 | 60
2021-02-21 12:00 | 12:00 | 13.2903 | 60
2021-02-21 12:30 | 12:30 | 11.6106 | 60
2021-02-21 13:00 | 13:00 | 12.7233 | 60
2021-02-21 13:30 | 13:30 | 14.37 | 60
2021-02-21 14:00 | 14:00 | 14.3709 | 60
2021-02-21 14:30 | 14:30 | 17.0509 | 60
2021-02-21 15:00 | 15:00 | 19.1467 | 60
2021-02-21 15:30 | 15:30 | 25.8287 | 60
2021-02-21 16:00 | 16:00 | 26.4375 | 60
2021-02-21 16:30 | 16:30 | 26.1077 | 60
2021-02-21 17:00 | 17:00 | 26.2314 | 60
2021-02-21 17:30 | 17:30 | 26.371 | 60
2021-02-21 18:00 | 18:00 | 26.6992 | 60
2021-02-21 18:30 | 18:30 | 26.7583 | 60
2021-02-21 19:00 | 19:00 | 25.5962 | 60
2021-02-21 19:30 | 19:30 | 24.3397 | 60
2021-02-21 20:00 | 20:00 | 22.776 | 60
2021-02-21 20:30 | 20:30 | 21.1877 | 60
2021-02-21 21:00 | 21:00 | 19.4302 | 60
2021-02-21 21:30 | 21:30 | 17.883 | 60
2021-02-21 22:00 | 22:00 | 16.4128 | 60
2021-02-21 22:30 | 22:30 | 15.4293 | 60
2021-02-21 23:00 | 23:00 | 14.1377 | 60
2021-02-21 23:30 | 23:30 | 12.9272 | 60
2021-02-22 | 0:00 | 12.1905 | 60
2021-02-22 00:30 | 0:30 | 11.4498 | 60
2021-02-22 01:00 | 1:00 | 10.9888 | 60
2021-02-22 01:30 | 1:30 | 10.7987 | 60
2021-02-22 02:00 | 2:00 | 10.4841 | 60
2021-02-22 02:30 | 2:30 | 10.2449 | 60
2021-02-22 03:00 | 3:00 | 9.9467 | 60
2021-02-22 03:30 | 3:30 | 9.8044 | 60
2021-02-22 04:00 | 4:00 | 9.933 | 60
2021-02-22 04:30 | 4:30 | 10.0779 | 60
2021-02-22 05:00 | 5:00 | 10.4915 | 60
2021-02-22 05:30 | 5:30 | 10.7175 | 60
2021-02-22 06:00 | 6:00 | 10.7743 | 60
2021-02-22 06:30 | 6:30 | 10.379 | 60
2021-02-22 07:00 | 7:00 | 10.2167 | 60
2021-02-22 07:30 | 7:30 | 9.5909 | 60
2021-02-22 08:00 | 8:00 | 8.6154 | 60
2021-02-22 08:30 | 8:30 | 8.041 | 60
2021-02-22 09:00 | 9:00 | 7.7606 | 60
2021-02-22 09:30 | 9:30 | 7.6661 | 60
2021-02-22 10:00 | 10:00 | 7.959 | 60
2021-02-22 10:30 | 10:30 | 8.6545 | 60
2021-02-22 11:00 | 11:00 | 9.3262 | 60
2021-02-22 11:30 | 11:30 | 11.4198 | 60
2021-02-22 12:00 | 12:00 | 13.1221 | 60
2021-02-22 12:30 | 12:30 | 14.8524 | 60
2021-02-22 13:00 | 13:00 | 15.568 | 60
2021-02-22 13:30 | 13:30 | 14.5928 | 60
2021-02-22 14:00 | 14:00 | 15.6696 | 60
2021-02-22 14:30 | 14:30 | 16.9663 | 60
2021-02-22 15:00 | 15:00 | 18.7926 | 60
2021-02-22 15:30 | 15:30 | 21.5747 | 60
2021-02-22 16:00 | 16:00 | 24.3681 | 60
2021-02-22 16:30 | 16:30 | 26.6563 | 60
2021-02-22 17:00 | 17:00 | 27.8239 | 60
2021-02-22 17:30 | 17:30 | 28.9402 | 60
2021-02-22 18:00 | 18:00 | 29.2589 | 60
2021-02-22 18:30 | 18:30 | 29.2162 | 60
2021-02-22 19:00 | 19:00 | 28.0362 | 60
2021-02-22 19:30 | 19:30 | 27.068 | 60
2021-02-22 20:00 | 20:00 | 25.8325 | 60
2021-02-22 20:30 | 20:30 | 24.2127 | 60
2021-02-22 21:00 | 21:00 | 21.474 | 60
2021-02-22 21:30 | 21:30 | 19.7643 | 60
2021-02-22 22:00 | 22:00 | 17.6529 | 60
2021-02-22 22:30 | 22:30 | 16.2667 | 60
2021-02-22 23:00 | 23:00 | 15.1646 | 60
2021-02-22 23:30 | 23:30 | 13.9489 | 60
2021-02-23 | 0:00 | 13.0195 | 60
2021-02-23 00:30 | 0:30 | 12.4311 | 60
2021-02-23 01:00 | 1:00 | 11.9263 | 60
2021-02-23 01:30 | 1:30 | 11.4201 | 60
2021-02-23 02:00 | 2:00 | 11.2392 | 60
2021-02-23 02:30 | 2:30 | 11.0232 | 60
2021-02-23 03:00 | 3:00 | 10.8119 | 60
2021-02-23 03:30 | 3:30 | 10.6752 | 60
2021-02-23 04:00 | 4:00 | 10.7556 | 60
2021-02-23 04:30 | 4:30 | 11.042 | 60
2021-02-23 05:00 | 5:00 | 11.4399 | 60
2021-02-23 05:30 | 5:30 | 11.5871 | 60
2021-02-23 06:00 | 6:00 | 11.8494 | 60
2021-02-23 06:30 | 6:30 | 11.773 | 60
2021-02-23 07:00 | 7:00 | 11.3081 | 60
2021-02-23 07:30 | 7:30 | 12.3479 | 60
2021-02-23 08:00 | 8:00 | 11.4386 | 60
2021-02-23 08:30 | 8:30 | 10.6295 | 60
2021-02-23 09:00 | 9:00 | 11.4128 | 60
2021-02-23 09:30 | 9:30 | 11.3991 | 60
2021-02-23 10:00 | 10:00 | 10.7644 | 60
2021-02-23 10:30 | 10:30 | 9.7602 | 60
2021-02-23 11:00 | 11:00 | 10.6299 | 60
2021-02-23 11:30 | 11:30 | 11.0575 | 60
2021-02-23 12:00 | 12:00 | 11.5859 | 60
2021-02-23 12:30 | 12:30 | 12.6154 | 60
2021-02-23 13:00 | 13:00 | 13.4568 | 60
2021-02-23 13:30 | 13:30 | 14.8386 | 60
2021-02-23 14:00 | 14:00 | 16.2996 | 60
2021-02-23 14:30 | 14:30 | 17.0517 | 60
2021-02-23 15:00 | 15:00 | 18.6524 | 60
2021-02-23 15:30 | 15:30 | 21.2142 | 60
2021-02-23 16:00 | 16:00 | 24.4088 | 60
2021-02-23 16:30 | 16:30 | 28.0765 | 60
2021-02-23 17:00 | 17:00 | 28.3347 | 60
2021-02-23 17:30 | 17:30 | 28.9229 | 60
2021-02-23 18:00 | 18:00 | 28.4597 | 60
2021-02-23 18:30 | 18:30 | 25.6494 | 60
2021-02-23 19:00 | 19:00 | 23.1855 | 60
2021-02-23 19:30 | 19:30 | 21.7651 | 60
2021-02-23 20:00 | 20:00 | 20.4661 | 60
2021-02-23 20:30 | 20:30 | 18.7295 | 60
2021-02-23 21:00 | 21:00 | 17.251 | 60
2021-02-23 21:30 | 21:30 | 15.8481 | 60
2021-02-23 22:00 | 22:00 | 14.5206 | 60
2021-02-23 22:30 | 22:30 | 13.6066 | 60
2021-02-23 23:00 | 23:00 | 12.4102 | 60
2021-02-23 23:30 | 23:30 | 11.5072 | 60
2021-02-24 | 0:00 | 10.947 | 60
2021-02-24 00:30 | 0:30 | 10.4696 | 60
2021-02-24 01:00 | 1:00 | 10.0595 | 60
2021-02-24 01:30 | 1:30 | 9.9196 | 60
2021-02-24 02:00 | 2:00 | 9.6272 | 60
2021-02-24 02:30 | 2:30 | 9.4771 | 60
2021-02-24 03:00 | 3:00 | 9.3252 | 60
2021-02-24 03:30 | 3:30 | 9.2202 | 60
2021-02-24 04:00 | 4:00 | 9.4992 | 60
2021-02-24 04:30 | 4:30 | 9.7202 | 60
2021-02-24 05:00 | 5:00 | 10.1842 | 60
2021-02-24 05:30 | 5:30 | 10.4477 | 60
2021-02-24 06:00 | 6:00 | 11.239 | 60
2021-02-24 06:30 | 6:30 | 12.2769 | 60
2021-02-24 07:00 | 7:00 | 13.4214 | 60
2021-02-24 07:30 | 7:30 | 11.4843 | 60
2021-02-24 08:00 | 8:00 | 8.5174 | 60
2021-02-24 08:30 | 8:30 | 8.0633 | 60
2021-02-24 09:00 | 9:00 | 7.285 | 60
2021-02-24 09:30 | 9:30 | 3.8134 | 60
2021-02-24 10:00 | 10:00 | 4.9167 | 60
2021-02-24 10:30 | 10:30 | 6.3015 | 60
2021-02-24 11:00 | 11:00 | 6.8006 | 60
2021-02-24 11:30 | 11:30 | 6.9558 | 60
2021-02-24 12:00 | 12:00 | 7.2734 | 60
2021-02-24 12:30 | 12:30 | 7.0956 | 60
2021-02-24 13:00 | 13:00 | 7.5242 | 60
2021-02-24 13:30 | 13:30 | 9.0037 | 60
2021-02-24 14:00 | 14:00 | 10.5285 | 60
2021-02-24 14:30 | 14:30 | 12.3852 | 60
2021-02-24 15:00 | 15:00 | 14.5748 | 60
2021-02-24 15:30 | 15:30 | 15.8188 | 60
2021-02-24 16:00 | 16:00 | 17.387 | 60
2021-02-24 16:30 | 16:30 | 19.2167 | 60
2021-02-24 17:00 | 17:00 | 22.3663 | 60
2021-02-24 17:30 | 17:30 | 23.9573 | 60
2021-02-24 18:00 | 18:00 | 24.4093 | 60
2021-02-24 18:30 | 18:30 | 24.8946 | 60
2021-02-24 19:00 | 19:00 | 24.3119 | 60
2021-02-24 19:30 | 19:30 | 23.0988 | 60
2021-02-24 20:00 | 20:00 | 21.8149 | 60
2021-02-24 20:30 | 20:30 | 20.2115 | 60
2021-02-24 21:00 | 21:00 | 18.923 | 60
2021-02-24 21:30 | 21:30 | 17.4289 | 60
2021-02-24 22:00 | 22:00 | 16.0325 | 60
2021-02-24 22:30 | 22:30 | 15.1496 | 60
2021-02-24 23:00 | 23:00 | 13.7151 | 60
2021-02-24 23:30 | 23:30 | 12.7806 | 60
2021-02-25 | 0:00 | 11.9936 | 60
2021-02-25 00:30 | 0:30 | 11.4105 | 60
2021-02-25 01:00 | 1:00 | 11.1014 | 60
2021-02-25 01:30 | 1:30 | 10.7915 | 60
2021-02-25 02:00 | 2:00 | 10.5602 | 60
2021-02-25 02:30 | 2:30 | 10.5632 | 60
2021-02-25 03:00 | 3:00 | 10.2792 | 60
2021-02-25 03:30 | 3:30 | 10.1612 | 60
2021-02-25 04:00 | 4:00 | 10.3756 | 60
2021-02-25 04:30 | 4:30 | 10.7169 | 60
2021-02-25 05:00 | 5:00 | 11.1352 | 60
2021-02-25 05:30 | 5:30 | 11.1775 | 60
2021-02-25 06:00 | 6:00 | 11.228 | 60
2021-02-25 06:30 | 6:30 | 11.4667 | 60
2021-02-25 07:00 | 7:00 | 11.8834 | 60
2021-02-25 07:30 | 7:30 | 12.3516 | 60
2021-02-25 08:00 | 8:00 | 9.2011 | 60
2021-02-25 08:30 | 8:30 | 7.4493 | 60
2021-02-25 09:00 | 9:00 | 10.8114 | 60
2021-02-25 09:30 | 9:30 | 11.2842 | 60
2021-02-25 10:00 | 10:00 | 9.782 | 60
2021-02-25 10:30 | 10:30 | 9.6695 | 60
2021-02-25 11:00 | 11:00 | 10.0385 | 60
2021-02-25 11:30 | 11:30 | 8.8695 | 60
2021-02-25 12:00 | 12:00 | 11.0706 | 60
2021-02-25 12:30 | 12:30 | 13.5906 | 60
2021-02-25 13:00 | 13:00 | 11.8457 | 60
2021-02-25 13:30 | 13:30 | 13.1846 | 60
2021-02-25 14:00 | 14:00 | 11.7645 | 60
2021-02-25 14:30 | 14:30 | 12.3409 | 60
2021-02-25 15:00 | 15:00 | 14.7027 | 60
2021-02-25 15:30 | 15:30 | 15.5661 | 60
2021-02-25 16:00 | 16:00 | 16.9869 | 60
2021-02-25 16:30 | 16:30 | 19.534 | 60
2021-02-25 17:00 | 17:00 | 22.0809 | 60
2021-02-25 17:30 | 17:30 | 23.3283 | 60
2021-02-25 18:00 | 18:00 | 23.869 | 60
2021-02-25 18:30 | 18:30 | 24.3986 | 60
2021-02-25 19:00 | 19:00 | 24.0716 | 60
2021-02-25 19:30 | 19:30 | 22.855 | 60
2021-02-25 20:00 | 20:00 | 21.3939 | 60
2021-02-25 20:30 | 20:30 | 20.3431 | 60
2021-02-25 21:00 | 21:00 | 18.9133 | 60
2021-02-25 21:30 | 21:30 | 17.5378 | 60
2021-02-25 22:00 | 22:00 | 16.2728 | 60
2021-02-25 22:30 | 22:30 | 14.8606 | 60
2021-02-25 23:00 | 23:00 | 13.7181 | 60
2021-02-25 23:30 | 23:30 | 12.755 | 60
2021-02-26 | 0:00 | 12.1313 | 60
2021-02-26 00:30 | 0:30 | 11.6106 | 60
2021-02-26 01:00 | 1:00 | 11.1766 | 60
2021-02-26 01:30 | 1:30 | 10.9012 | 60
2021-02-26 02:00 | 2:00 | 10.7795 | 60
2021-02-26 02:30 | 2:30 | 10.5135 | 60
2021-02-26 03:00 | 3:00 | 10.4151 | 60
2021-02-26 03:30 | 3:30 | 10.2963 | 60
2021-02-26 04:00 | 4:00 | 10.3121 | 60
2021-02-26 04:30 | 4:30 | 10.4643 | 60
2021-02-26 05:00 | 5:00 | 10.8544 | 60
2021-02-26 05:30 | 5:30 | 10.962 | 60
2021-02-26 06:00 | 6:00 | 11.0222 | 60
2021-02-26 06:30 | 6:30 | 11.0123 | 60
2021-02-26 07:00 | 7:00 | 11.9838 | 60
2021-02-26 07:30 | 7:30 | 10.42 | 60
2021-02-26 08:00 | 8:00 | 8.8352 | 60
2021-02-26 08:30 | 8:30 | 8.9348 | 60
2021-02-26 09:00 | 9:00 | 9.9454 | 60
2021-02-26 09:30 | 9:30 | 10.903 | 60
2021-02-26 10:00 | 10:00 | 9.7978 | 60
2021-02-26 10:30 | 10:30 | 10.4397 | 60
2021-02-26 11:00 | 11:00 | 10.3845 | 60
2021-02-26 11:30 | 11:30 | 13.2059 | 60
2021-02-26 12:00 | 12:00 | 13.5764 | 60
2021-02-26 12:30 | 12:30 | 12.8765 | 60
2021-02-26 13:00 | 13:00 | 13.4185 | 60
2021-02-26 13:30 | 13:30 | 13.8408 | 60
2021-02-26 14:00 | 14:00 | 15.0841 | 60
2021-02-26 14:30 | 14:30 | 16.6566 | 60
2021-02-26 15:00 | 15:00 | 18.3507 | 60
2021-02-26 15:30 | 15:30 | 21.1728 | 60
2021-02-26 16:00 | 16:00 | 23.6437 | 60
2021-02-26 16:30 | 16:30 | 25.6298 | 60
2021-02-26 17:00 | 17:00 | 26.9064 | 60
2021-02-26 17:30 | 17:30 | 27.3874 | 60
2021-02-26 18:00 | 18:00 | 26.8611 | 60
2021-02-26 18:30 | 18:30 | 26.6155 | 60
2021-02-26 19:00 | 19:00 | 25.7665 | 60
2021-02-26 19:30 | 19:30 | 24.5244 | 60
2021-02-26 20:00 | 20:00 | 23.1321 | 60
2021-02-26 20:30 | 20:30 | 21.5099 | 60
2021-02-26 21:00 | 21:00 | 19.942 | 60
2021-02-26 21:30 | 21:30 | 18.586 | 60
2021-02-26 22:00 | 22:00 | 17.3642 | 60
2021-02-26 22:30 | 22:30 | 16.3215 | 60
2021-02-26 23:00 | 23:00 | 15.0907 | 60
2021-02-26 23:30 | 23:30 | 13.9102 | 60
2021-02-27 | 0:00 | 12.9936 | 60
2021-02-27 00:30 | 0:30 | 12.3181 | 60
2021-02-27 01:00 | 1:00 | 11.8413 | 60
2021-02-27 01:30 | 1:30 | 11.3687 | 60
2021-02-27 02:00 | 2:00 | 10.9531 | 60
2021-02-27 02:30 | 2:30 | 10.8685 | 60
2021-02-27 03:00 | 3:00 | 10.561 | 60
2021-02-27 03:30 | 3:30 | 10.457 | 60
2021-02-27 04:00 | 4:00 | 10.4388 | 60
2021-02-27 04:30 | 4:30 | 10.3829 | 60
2021-02-27 05:00 | 5:00 | 10.566 | 60
2021-02-27 05:30 | 5:30 | 10.4424 | 60
2021-02-27 06:00 | 6:00 | 10.3766 | 60
2021-02-27 06:30 | 6:30 | 9.7866 | 60
2021-02-27 07:00 | 7:00 | 8.8328 | 60
2021-02-27 07:30 | 7:30 | 8.7602 | 60
2021-02-27 08:00 | 8:00 | 10.1557 | 60
2021-02-27 08:30 | 8:30 | 10.5573 | 60
2021-02-27 09:00 | 9:00 | 10.0379 | 60
2021-02-27 09:30 | 9:30 | 10.3136 | 60
2021-02-27 10:00 | 10:00 | 12.2034 | 60
2021-02-27 10:30 | 10:30 | 14.6003 | 60
2021-02-27 11:00 | 11:00 | 13.9023 | 60
2021-02-27 11:30 | 11:30 | 12.4694 | 60
2021-02-27 12:00 | 12:00 | 15.8642 | 60
2021-02-27 12:30 | 12:30 | 16.9427 | 60
2021-02-27 13:00 | 13:00 | 16.9195 | 60
2021-02-27 13:30 | 13:30 | 18.1238 | 60
2021-02-27 14:00 | 14:00 | 17.8549 | 60
2021-02-27 14:30 | 14:30 | 18.4701 | 60
2021-02-27 15:00 | 15:00 | 19.8734 | 60
2021-02-27 15:30 | 15:30 | 21.8169 | 60
2021-02-27 16:00 | 16:00 | 22.8142 | 60
2021-02-27 16:30 | 16:30 | 23.2195 | 60
2021-02-27 17:00 | 17:00 | 23.5046 | 60
2021-02-27 17:30 | 17:30 | 24.1424 | 60
2021-02-27 18:00 | 18:00 | 24.4962 | 60
2021-02-27 18:30 | 18:30 | 24.2769 | 60
2021-02-27 19:00 | 19:00 | 23.4975 | 60
2021-02-27 19:30 | 19:30 | 22.5053 | 60
2021-02-27 20:00 | 20:00 | 21.6505 | 60
2021-02-27 20:30 | 20:30 | 20.4845 | 60
2021-02-27 21:00 | 21:00 | 19.4016 | 60
2021-02-27 21:30 | 21:30 | 18.2757 | 60
2021-02-27 22:00 | 22:00 | 17.0383 | 60
2021-02-27 22:30 | 22:30 | 16.2553 | 60
2021-02-27 23:00 | 23:00 | 15.0451 | 60
2021-02-27 23:30 | 23:30 | 13.9271 | 60
2021-02-28 | 0:00 | 13.0541 | 60
2021-02-28 00:30 | 0:30 | 12.5113 | 60
2021-02-28 01:00 | 1:00 | 12.0924 | 60
2021-02-28 01:30 | 1:30 | 11.7724 | 60
2021-02-28 02:00 | 2:00 | 11.4594 | 60
2021-02-28 02:30 | 2:30 | 11.1524 | 60
2021-02-28 03:00 | 3:00 | 10.9374 | 60
2021-02-28 03:30 | 3:30 | 10.7623 | 60
2021-02-28 04:00 | 4:00 | 10.683 | 60
2021-02-28 04:30 | 4:30 | 10.603 | 60
2021-02-28 05:00 | 5:00 | 10.6954 | 60
2021-02-28 05:30 | 5:30 | 10.6261 | 60
2021-02-28 06:00 | 6:00 | 10.436 | 60
2021-02-28 06:30 | 6:30 | 9.9223 | 60
2021-02-28 07:00 | 7:00 | 9.3937 | 60
2021-02-28 07:30 | 7:30 | 10.0472 | 60
2021-02-28 08:00 | 8:00 | 11.4279 | 60
2021-02-28 08:30 | 8:30 | 11.9976 | 60
2021-02-28 09:00 | 9:00 | 11.62 | 60
2021-02-28 09:30 | 9:30 | 10.5485 | 60
2021-02-28 10:00 | 10:00 | 12.7583 | 60
2021-02-28 10:30 | 10:30 | 13.4513 | 60
2021-02-28 11:00 | 11:00 | 14.5742 | 60
2021-02-28 11:30 | 11:30 | 14.4264 | 60
2021-02-28 12:00 | 12:00 | 16.7538 | 60
2021-02-28 12:30 | 12:30 | 17.567 | 60
2021-02-28 13:00 | 13:00 | 18.0801 | 60
2021-02-28 13:30 | 13:30 | 18.1597 | 60
2021-02-28 14:00 | 14:00 | 21.683 | 60
2021-02-28 14:30 | 14:30 | 23.1923 | 60
2021-02-28 15:00 | 15:00 | 25.3841 | 60
2021-02-28 15:30 | 15:30 | 23.2144 | 60
2021-02-28 16:00 | 16:00 | 25.3863 | 60
2021-02-28 16:30 | 16:30 | 26.892 | 60
2021-02-28 17:00 | 17:00 | 27.1725 | 60
2021-02-28 17:30 | 17:30 | 28.0345 | 60
2021-02-28 18:00 | 18:00 | 27.9422 | 60
2021-02-28 18:30 | 18:30 | 27.7264 | 60
2021-02-28 19:00 | 19:00 | 26.4807 | 60
2021-02-28 19:30 | 19:30 | 24.999 | 60
2021-02-28 20:00 | 20:00 | 23.6297 | 60
2021-02-28 20:30 | 20:30 | 21.8195 | 60
2021-02-28 21:00 | 21:00 | 20.1427 | 60
2021-02-28 21:30 | 21:30 | 18.5876 | 60
2021-02-28 22:00 | 22:00 | 17.0813 | 60
2021-02-28 22:30 | 22:30 | 15.8806 | 60
2021-02-28 23:00 | 23:00 | 14.436 | 60
2021-02-28 23:30 | 23:30 | 13.4306 | 60
2021-03-01 | 0:00 | 12.7612 | 60
2021-03-01 00:30 | 0:30 | 12.1515 | 60
2021-03-01 01:00 | 1:00 | 11.7195 | 60
2021-03-01 01:30 | 1:30 | 11.4415 | 60
2021-03-01 02:00 | 2:00 | 11.2765 | 60
2021-03-01 02:30 | 2:30 | 10.9464 | 60
2021-03-01 03:00 | 3:00 | 10.9124 | 60
2021-03-01 03:30 | 3:30 | 10.7183 | 60
2021-03-01 04:00 | 4:00 | 10.845 | 60
2021-03-01 04:30 | 4:30 | 11.0176 | 60
2021-03-01 05:00 | 5:00 | 11.7039 | 60
2021-03-01 05:30 | 5:30 | 11.7785 | 60
2021-03-01 06:00 | 6:00 | 12.3479 | 60
2021-03-01 06:30 | 6:30 | 12.9431 | 60
2021-03-01 07:00 | 7:00 | 13.2119 | 60
2021-03-01 07:30 | 7:30 | 12.9789 | 60
2021-03-01 08:00 | 8:00 | 12.5939 | 60
2021-03-01 08:30 | 8:30 | 13.0098 | 60
2021-03-01 09:00 | 9:00 | 14.1859 | 60
2021-03-01 09:30 | 9:30 | 12.8397 | 60
2021-03-01 10:00 | 10:00 | 11.7167 | 60
2021-03-01 10:30 | 10:30 | 14.2146 | 60
2021-03-01 11:00 | 11:00 | 14.4757 | 60
2021-03-01 11:30 | 11:30 | 15.3485 | 60
2021-03-01 12:00 | 12:00 | 14.913 | 60
2021-03-01 12:30 | 12:30 | 16.9951 | 60
2021-03-01 13:00 | 13:00 | 17.5679 | 60
2021-03-01 13:30 | 13:30 | 16.6099 | 60
2021-03-01 14:00 | 14:00 | 15.5634 | 60
2021-03-01 14:30 | 14:30 | 16.3816 | 60
2021-03-01 15:00 | 15:00 | 17.0356 | 60
2021-03-01 15:30 | 15:30 | 19.6949 | 60
2021-03-01 16:00 | 16:00 | 20.4316 | 60
2021-03-01 16:30 | 16:30 | 21.8028 | 60
2021-03-01 17:00 | 17:00 | 23.2786 | 60
2021-03-01 17:30 | 17:30 | 24.3617 | 60
2021-03-01 18:00 | 18:00 | 25.2574 | 60
2021-03-01 18:30 | 18:30 | 25.6531 | 60
2021-03-01 19:00 | 19:00 | 24.8393 | 60
2021-03-01 19:30 | 19:30 | 23.6259 | 60
2021-03-01 20:00 | 20:00 | 22.458 | 60
2021-03-01 20:30 | 20:30 | 20.5895 | 60
2021-03-01 21:00 | 21:00 | 19.224 | 60
2021-03-01 21:30 | 21:30 | 17.6433 | 60
2021-03-01 22:00 | 22:00 | 16.3592 | 60
2021-03-01 22:30 | 22:30 | 15.3414 | 60
2021-03-01 23:00 | 23:00 | 13.995 | 60
2021-03-01 23:30 | 23:30 | 12.918 | 60
2021-03-02 | 0:00 | 12.0781 | 60
2021-03-02 00:30 | 0:30 | 11.4874 | 60
2021-03-02 01:00 | 1:00 | 11.1517 | 60
2021-03-02 01:30 | 1:30 | 10.8929 | 60
2021-03-02 02:00 | 2:00 | 10.6357 | 60
2021-03-02 02:30 | 2:30 | 10.3814 | 60
2021-03-02 03:00 | 3:00 | 10.1821 | 60
2021-03-02 03:30 | 3:30 | 10.0944 | 60
2021-03-02 04:00 | 4:00 | 10.2368 | 60
2021-03-02 04:30 | 4:30 | 10.4392 | 60
2021-03-02 05:00 | 5:00 | 10.9182 | 60
2021-03-02 05:30 | 5:30 | 11.1196 | 60
2021-03-02 06:00 | 6:00 | 11.2211 | 60
2021-03-02 06:30 | 6:30 | 10.843 | 60
2021-03-02 07:00 | 7:00 | 10.4849 | 60
2021-03-02 07:30 | 7:30 | 10.1152 | 60
2021-03-02 08:00 | 8:00 | 9.4154 | 60
2021-03-02 08:30 | 8:30 | 8.7436 | 60
2021-03-02 09:00 | 9:00 | 8.5679 | 60
2021-03-02 09:30 | 9:30 | 8.5158 | 60
2021-03-02 10:00 | 10:00 | 8.7913 | 60
2021-03-02 10:30 | 10:30 | 9.4299 | 60
2021-03-02 11:00 | 11:00 | 10.4045 | 60
2021-03-02 11:30 | 11:30 | 12.122 | 60
2021-03-02 12:00 | 12:00 | 13.9454 | 60
2021-03-02 12:30 | 12:30 | 14.2318 | 60
2021-03-02 13:00 | 13:00 | 14.6604 | 60
2021-03-02 13:30 | 13:30 | 15.8952 | 60
2021-03-02 14:00 | 14:00 | 17.8096 | 60
2021-03-02 14:30 | 14:30 | 19.4256 | 60
2021-03-02 15:00 | 15:00 | 21.5203 | 60
2021-03-02 15:30 | 15:30 | 25.1447 | 60
2021-03-02 16:00 | 16:00 | 30.739 | 60
2021-03-02 16:30 | 16:30 | 29.1497 | 60
2021-03-02 17:00 | 17:00 | 27.3858 | 60
2021-03-02 17:30 | 17:30 | 26.9677 | 60
2021-03-02 18:00 | 18:00 | 27.3825 | 60
2021-03-02 18:30 | 18:30 | 27.7687 | 60
2021-03-02 19:00 | 19:00 | 26.6867 | 60
2021-03-02 19:30 | 19:30 | 25.0936 | 60
2021-03-02 20:00 | 20:00 | 23.6163 | 60
2021-03-02 20:30 | 20:30 | 21.8693 | 60
2021-03-02 21:00 | 21:00 | 20.2739 | 60
2021-03-02 21:30 | 21:30 | 18.6219 | 60
2021-03-02 22:00 | 22:00 | 16.8958 | 60
2021-03-02 22:30 | 22:30 | 15.6722 | 60
2021-03-02 23:00 | 23:00 | 14.4167 | 60
2021-03-02 23:30 | 23:30 | 13.266 | 60
2021-03-03 | 0:00 | 12.5302 | 60
2021-03-03 00:30 | 0:30 | 12.0403 | 60
2021-03-03 01:00 | 1:00 | 11.5305 | 60
2021-03-03 01:30 | 1:30 | 11.1722 | 60
2021-03-03 02:00 | 2:00 | 10.9745 | 60
2021-03-03 02:30 | 2:30 | 10.7982 | 60
2021-03-03 03:00 | 3:00 | 10.5245 | 60
2021-03-03 03:30 | 3:30 | 10.3518 | 60
2021-03-03 04:00 | 4:00 | 10.6092 | 60
2021-03-03 04:30 | 4:30 | 10.7966 | 60
2021-03-03 05:00 | 5:00 | 11.276 | 60
2021-03-03 05:30 | 5:30 | 11.5955 | 60
2021-03-03 06:00 | 6:00 | 12.3062 | 60
2021-03-03 06:30 | 6:30 | 13.1449 | 60
2021-03-03 07:00 | 7:00 | 13.2036 | 60
2021-03-03 07:30 | 7:30 | 12.1632 | 60
2021-03-03 08:00 | 8:00 | 11.8363 | 60
2021-03-03 08:30 | 8:30 | 13.3471 | 60
2021-03-03 09:00 | 9:00 | 12.2256 | 60
2021-03-03 09:30 | 9:30 | 11.0322 | 60
2021-03-03 10:00 | 10:00 | 9.1389 | 60
2021-03-03 10:30 | 10:30 | 10.8444 | 60
2021-03-03 11:00 | 11:00 | 7.936 | 60
2021-03-03 11:30 | 11:30 | 9.1364 | 60
2021-03-03 12:00 | 12:00 | 9.3867 | 60
2021-03-03 12:30 | 12:30 | 12.6086 | 60
2021-03-03 13:00 | 13:00 | 10.4145 | 60
2021-03-03 13:30 | 13:30 | 8.1143 | 60
2021-03-03 14:00 | 14:00 | 10.5101 | 60
2021-03-03 14:30 | 14:30 | 9.3514 | 60
2021-03-03 15:00 | 15:00 | 11.729 | 60
2021-03-03 15:30 | 15:30 | 13.9565 | 60
2021-03-03 16:00 | 16:00 | 12.7236 | 60
2021-03-03 16:30 | 16:30 | 16.0701 | 60
2021-03-03 17:00 | 17:00 | 16.5663 | 60
2021-03-03 17:30 | 17:30 | 18.4861 | 60
2021-03-03 18:00 | 18:00 | 19.6425 | 60
2021-03-03 18:30 | 18:30 | 20.4168 | 60
2021-03-03 19:00 | 19:00 | 19.8948 | 60
2021-03-03 19:30 | 19:30 | 19.0312 | 60
2021-03-03 20:00 | 20:00 | 18.2651 | 60
2021-03-03 20:30 | 20:30 | 17.3306 | 60
2021-03-03 21:00 | 21:00 | 16.0089 | 60
2021-03-03 21:30 | 21:30 | 14.877 | 60
2021-03-03 22:00 | 22:00 | 13.6806 | 60
2021-03-03 22:30 | 22:30 | 12.9703 | 60
2021-03-03 23:00 | 23:00 | 11.9692 | 60
2021-03-03 23:30 | 23:30 | 10.872 | 60
2021-03-04 | 0:00 | 10.4315 | 60
2021-03-04 00:30 | 0:30 | 9.8359 | 60
2021-03-04 01:00 | 1:00 | 9.6848 | 60
2021-03-04 01:30 | 1:30 | 9.4495 | 60
2021-03-04 02:00 | 2:00 | 9.3322 | 60
2021-03-04 02:30 | 2:30 | 9.1779 | 60
2021-03-04 03:00 | 3:00 | 9.1306 | 60
2021-03-04 03:30 | 3:30 | 9.0562 | 60
2021-03-04 04:00 | 4:00 | 9.2752 | 60
2021-03-04 04:30 | 4:30 | 9.5193 | 60
2021-03-04 05:00 | 5:00 | 10.1883 | 60
2021-03-04 05:30 | 5:30 | 10.3849 | 60
2021-03-04 06:00 | 6:00 | 10.9976 | 60
2021-03-04 06:30 | 6:30 | 11.2524 | 60
2021-03-04 07:00 | 7:00 | 10.5606 | 60
2021-03-04 07:30 | 7:30 | 8.9114 | 60
2021-03-04 08:00 | 8:00 | 7.4798 | 60
2021-03-04 08:30 | 8:30 | 6.7587 | 60
2021-03-04 09:00 | 9:00 | 8.8373 | 60
2021-03-04 09:30 | 9:30 | 8.5338 | 60
2021-03-04 10:00 | 10:00 | 3.4953 | 60
2021-03-04 10:30 | 10:30 | 3.1134 | 60
2021-03-04 11:00 | 11:00 | 3.6904 | 60
2021-03-04 11:30 | 11:30 | 3.0074 | 60
2021-03-04 12:00 | 12:00 | 2.8263 | 60
2021-03-04 12:30 | 12:30 | 5.8674 | 60
2021-03-04 13:00 | 13:00 | 9.6486 | 60
2021-03-04 13:30 | 13:30 | 9.2922 | 60
2021-03-04 14:00 | 14:00 | 6.6723 | 60
2021-03-04 14:30 | 14:30 | 7.329 | 60
2021-03-04 15:00 | 15:00 | 7.8523 | 60
2021-03-04 15:30 | 15:30 | 10.4687 | 60
2021-03-04 16:00 | 16:00 | 11.1293 | 60
2021-03-04 16:30 | 16:30 | 12.8208 | 60
2021-03-04 17:00 | 17:00 | 14.6209 | 60
2021-03-04 17:30 | 17:30 | 16.8286 | 60
2021-03-04 18:00 | 18:00 | 17.8691 | 60
2021-03-04 18:30 | 18:30 | 18.9072 | 60
2021-03-04 19:00 | 19:00 | 18.5084 | 60
2021-03-04 19:30 | 19:30 | 17.5961 | 60
2021-03-04 20:00 | 20:00 | 16.8953 | 60
2021-03-04 20:30 | 20:30 | 15.8859 | 60
2021-03-04 21:00 | 21:00 | 14.8956 | 60
2021-03-04 21:30 | 21:30 | 13.7498 | 60
2021-03-04 22:00 | 22:00 | 12.792 | 60
2021-03-04 22:30 | 22:30 | 12.1186 | 60
2021-03-04 23:00 | 23:00 | 11.1736 | 60
2021-03-04 23:30 | 23:30 | 10.2295 | 60
2021-03-05 | 0:00 | 9.5934 | 60
2021-03-05 00:30 | 0:30 | 9.2408 | 60
2021-03-05 01:00 | 1:00 | 9.0493 | 60
2021-03-05 01:30 | 1:30 | 8.8224 | 60
2021-03-05 02:00 | 2:00 | 8.6568 | 60
2021-03-05 02:30 | 2:30 | 8.5893 | 60
2021-03-05 03:00 | 3:00 | 8.6284 | 60
2021-03-05 03:30 | 3:30 | 8.5184 | 60
2021-03-05 04:00 | 4:00 | 8.6672 | 60
2021-03-05 04:30 | 4:30 | 8.9669 | 60
2021-03-05 05:00 | 5:00 | 9.5152 | 60
2021-03-05 05:30 | 5:30 | 9.7158 | 60
2021-03-05 06:00 | 6:00 | 9.6645 | 60
2021-03-05 06:30 | 6:30 | 9.0877 | 60
2021-03-05 07:00 | 7:00 | 8.2805 | 60
2021-03-05 07:30 | 7:30 | 7.1583 | 60
2021-03-05 08:00 | 8:00 | 5.7528 | 60
2021-03-05 08:30 | 8:30 | 4.5789 | 60
2021-03-05 09:00 | 9:00 | 3.7292 | 60
2021-03-05 09:30 | 9:30 | 2.8433 | 60
2021-03-05 10:00 | 10:00 | 2.4497 | 60
2021-03-05 10:30 | 10:30 | 2.2422 | 60
2021-03-05 11:00 | 11:00 | 2.2648 | 60
2021-03-05 11:30 | 11:30 | 2.6621 | 60
2021-03-05 12:00 | 12:00 | 4.175 | 60
2021-03-05 12:30 | 12:30 | 6.2111 | 60
2021-03-05 13:00 | 13:00 | 7.1588 | 60
2021-03-05 13:30 | 13:30 | 7.6278 | 60
2021-03-05 14:00 | 14:00 | 9.0402 | 60
2021-03-05 14:30 | 14:30 | 10.1924 | 60
2021-03-05 15:00 | 15:00 | 11.6837 | 60
2021-03-05 15:30 | 15:30 | 14.1576 | 60
2021-03-05 16:00 | 16:00 | 17.0392 | 60
2021-03-05 16:30 | 16:30 | 19.3831 | 60
2021-03-05 17:00 | 17:00 | 20.9702 | 60
2021-03-05 17:30 | 17:30 | 22.0081 | 60
2021-03-05 18:00 | 18:00 | 22.1607 | 60
2021-03-05 18:30 | 18:30 | 22.5426 | 60
2021-03-05 19:00 | 19:00 | 21.7823 | 60
2021-03-05 19:30 | 19:30 | 20.6917 | 60
2021-03-05 20:00 | 20:00 | 19.7055 | 60
2021-03-05 20:30 | 20:30 | 18.3976 | 60
2021-03-05 21:00 | 21:00 | 17.4081 | 60
2021-03-05 21:30 | 21:30 | 16.2965 | 60
2021-03-05 22:00 | 22:00 | 15.4066 | 60
2021-03-05 22:30 | 22:30 | 14.719 | 60
2021-03-05 23:00 | 23:00 | 13.4763 | 60
2021-03-05 23:30 | 23:30 | 12.4482 | 60
2021-03-06 | 0:00 | 11.481 | 60
2021-03-06 00:30 | 0:30 | 10.8402 | 60
2021-03-06 01:00 | 1:00 | 10.4945 | 60
2021-03-06 01:30 | 1:30 | 10.3068 | 60
2021-03-06 02:00 | 2:00 | 10.0531 | 60
2021-03-06 02:30 | 2:30 | 10.0187 | 60
2021-03-06 03:00 | 3:00 | 9.834 | 60
2021-03-06 03:30 | 3:30 | 9.6363 | 60
2021-03-06 04:00 | 4:00 | 9.6474 | 60
2021-03-06 04:30 | 4:30 | 9.6944 | 60
2021-03-06 05:00 | 5:00 | 9.9085 | 60
2021-03-06 05:30 | 5:30 | 9.9246 | 60
2021-03-06 06:00 | 6:00 | 9.8386 | 60
2021-03-06 06:30 | 6:30 | 9.3775 | 60
2021-03-06 07:00 | 7:00 | 8.2959 | 60
2021-03-06 07:30 | 7:30 | 7.9019 | 60
2021-03-06 08:00 | 8:00 | 7.4563 | 60
2021-03-06 08:30 | 8:30 | 5.4661 | 60
2021-03-06 09:00 | 9:00 | 4.9308 | 60
2021-03-06 09:30 | 9:30 | 5.571 | 60
2021-03-06 10:00 | 10:00 | 7.5673 | 60
2021-03-06 10:30 | 10:30 | 7.1198 | 60
2021-03-06 11:00 | 11:00 | 8.2227 | 60
2021-03-06 11:30 | 11:30 | 6.375 | 60
2021-03-06 12:00 | 12:00 | 3.6951 | 60
2021-03-06 12:30 | 12:30 | 4.1906 | 60
2021-03-06 13:00 | 13:00 | 7.7331 | 60
2021-03-06 13:30 | 13:30 | 8.876 | 60
2021-03-06 14:00 | 14:00 | 10.6295 | 60
2021-03-06 14:30 | 14:30 | 11.1458 | 60
2021-03-06 15:00 | 15:00 | 10.0707 | 60
2021-03-06 15:30 | 15:30 | 13.9518 | 60
2021-03-06 16:00 | 16:00 | 15.8032 | 60
2021-03-06 16:30 | 16:30 | 16.0721 | 60
2021-03-06 17:00 | 17:00 | 16.137 | 60
2021-03-06 17:30 | 17:30 | 17.1361 | 60
2021-03-06 18:00 | 18:00 | 17.9437 | 60
2021-03-06 18:30 | 18:30 | 18.309 | 60
2021-03-06 19:00 | 19:00 | 17.7878 | 60
2021-03-06 19:30 | 19:30 | 17.1861 | 60
2021-03-06 20:00 | 20:00 | 16.6431 | 60
2021-03-06 20:30 | 20:30 | 15.6952 | 60
2021-03-06 21:00 | 21:00 | 14.9483 | 60
2021-03-06 21:30 | 21:30 | 14.3503 | 60
2021-03-06 22:00 | 22:00 | 13.4557 | 60
2021-03-06 22:30 | 22:30 | 13.0001 | 60
2021-03-06 23:00 | 23:00 | 12.2217 | 60
2021-03-06 23:30 | 23:30 | 11.3882 | 60
2021-03-07 | 0:00 | 10.7443 | 60
2021-03-07 00:30 | 0:30 | 10.2746 | 60
2021-03-07 01:00 | 1:00 | 9.8763 | 60
2021-03-07 01:30 | 1:30 | 9.7385 | 60
2021-03-07 02:00 | 2:00 | 9.6149 | 60
2021-03-07 02:30 | 2:30 | 9.3426 | 60
2021-03-07 03:00 | 3:00 | 9.3052 | 60
2021-03-07 03:30 | 3:30 | 9.2184 | 60
2021-03-07 04:00 | 4:00 | 9.1524 | 60
2021-03-07 04:30 | 4:30 | 9.3179 | 60
2021-03-07 05:00 | 5:00 | 9.3803 | 60
2021-03-07 05:30 | 5:30 | 9.4286 | 60
2021-03-07 06:00 | 6:00 | 9.6845 | 60
2021-03-07 06:30 | 6:30 | 8.7125 | 60
2021-03-07 07:00 | 7:00 | 8.6361 | 60
2021-03-07 07:30 | 7:30 | 10.4727 | 60
2021-03-07 08:00 | 8:00 | 11.5271 | 60
2021-03-07 08:30 | 8:30 | 10.6129 | 60
2021-03-07 09:00 | 9:00 | 9.3767 | 60
2021-03-07 09:30 | 9:30 | 8.0083 | 60
2021-03-07 10:00 | 10:00 | 4.304 | 60
2021-03-07 10:30 | 10:30 | 8.766 | 60
2021-03-07 11:00 | 11:00 | 7.8054 | 60
2021-03-07 11:30 | 11:30 | 3.9027 | 60
2021-03-07 12:00 | 12:00 | 6.3328 | 60
2021-03-07 12:30 | 12:30 | 6.617 | 60
2021-03-07 13:00 | 13:00 | 7.0609 | 60
2021-03-07 13:30 | 13:30 | 8.3953 | 60
2021-03-07 14:00 | 14:00 | 9.569 | 60
2021-03-07 14:30 | 14:30 | 9.0874 | 60
2021-03-07 15:00 | 15:00 | 11.439 | 60
2021-03-07 15:30 | 15:30 | 13.4061 | 60
2021-03-07 16:00 | 16:00 | 15.0775 | 60
2021-03-07 16:30 | 16:30 | 17.4699 | 60
2021-03-07 17:00 | 17:00 | 19.8734 | 60
2021-03-07 17:30 | 17:30 | 21.0924 | 60
2021-03-07 18:00 | 18:00 | 21.5107 | 60
2021-03-07 18:30 | 18:30 | 21.8755 | 60
2021-03-07 19:00 | 19:00 | 21.0318 | 60
2021-03-07 19:30 | 19:30 | 19.6784 | 60
2021-03-07 20:00 | 20:00 | 18.595 | 60
2021-03-07 20:30 | 20:30 | 17.355 | 60
2021-03-07 21:00 | 21:00 | 16.3983 | 60
2021-03-07 21:30 | 21:30 | 15.263 | 60
2021-03-07 22:00 | 22:00 | 14.382 | 60
2021-03-07 22:30 | 22:30 | 13.6232 | 60
2021-03-07 23:00 | 23:00 | 12.601 | 60
2021-03-07 23:30 | 23:30 | 11.6142 | 60
2021-03-08 | 0:00 | 11.0354 | 60
2021-03-08 00:30 | 0:30 | 10.4881 | 60
2021-03-08 01:00 | 1:00 | 10.2514 | 60
2021-03-08 01:30 | 1:30 | 10.072 | 60
2021-03-08 02:00 | 2:00 | 9.8493 | 60
2021-03-08 02:30 | 2:30 | 9.7462 | 60
2021-03-08 03:00 | 3:00 | 9.7321 | 60
2021-03-08 03:30 | 3:30 | 9.7586 | 60
2021-03-08 04:00 | 4:00 | 9.8366 | 60
2021-03-08 04:30 | 4:30 | 9.9455 | 60
2021-03-08 05:00 | 5:00 | 10.4146 | 60
2021-03-08 05:30 | 5:30 | 10.6471 | 60
2021-03-08 06:00 | 6:00 | 11.2079 | 60
2021-03-08 06:30 | 6:30 | 11.7603 | 60
2021-03-08 07:00 | 7:00 | 10.7907 | 60
2021-03-08 07:30 | 7:30 | 8.836 | 60
2021-03-08 08:00 | 8:00 | 7.508 | 60
2021-03-08 08:30 | 8:30 | 6.6661 | 60
2021-03-08 09:00 | 9:00 | 6.7705 | 60
2021-03-08 09:30 | 9:30 | 8.2488 | 60
2021-03-08 10:00 | 10:00 | 6.4244 | 60
2021-03-08 10:30 | 10:30 | 5.281 | 60
2021-03-08 11:00 | 11:00 | 5.6269 | 60
2021-03-08 11:30 | 11:30 | 6.2988 | 60
2021-03-08 12:00 | 12:00 | 6.4793 | 60
2021-03-08 12:30 | 12:30 | 7.6876 | 60
2021-03-08 13:00 | 13:00 | 8.5462 | 60
2021-03-08 13:30 | 13:30 | 10.4732 | 60
2021-03-08 14:00 | 14:00 | 11.4484 | 60
2021-03-08 14:30 | 14:30 | 13.379 | 60
2021-03-08 15:00 | 15:00 | 18.2932 | 60
2021-03-08 15:30 | 15:30 | 20.0634 | 60
2021-03-08 16:00 | 16:00 | 19.859 | 60
2021-03-08 16:30 | 16:30 | 19.4802 | 60
2021-03-08 17:00 | 17:00 | 20.5944 | 60
2021-03-08 17:30 | 17:30 | 21.4915 | 60
2021-03-08 18:00 | 18:00 | 22.1178 | 60
2021-03-08 18:30 | 18:30 | 22.5131 | 60
2021-03-08 19:00 | 19:00 | 21.6845 | 60
2021-03-08 19:30 | 19:30 | 20.7936 | 60
2021-03-08 20:00 | 20:00 | 19.8958 | 60
2021-03-08 20:30 | 20:30 | 18.5105 | 60
2021-03-08 21:00 | 21:00 | 17.2708 | 60
2021-03-08 21:30 | 21:30 | 16.0636 | 60
2021-03-08 22:00 | 22:00 | 14.7916 | 60
2021-03-08 22:30 | 22:30 | 14.0837 | 60
2021-03-08 23:00 | 23:00 | 12.8554 | 60
2021-03-08 23:30 | 23:30 | 11.8647 | 60
2021-03-09 | 0:00 | 11.2626 | 60
2021-03-09 00:30 | 0:30 | 10.7788 | 60
2021-03-09 01:00 | 1:00 | 10.6099 | 60
2021-03-09 01:30 | 1:30 | 10.3645 | 60
2021-03-09 02:00 | 2:00 | 10.2767 | 60
2021-03-09 02:30 | 2:30 | 10.079 | 60
2021-03-09 03:00 | 3:00 | 9.9484 | 60
2021-03-09 03:30 | 3:30 | 9.8763 | 60
2021-03-09 04:00 | 4:00 | 10.05 | 60
2021-03-09 04:30 | 4:30 | 10.3413 | 60
2021-03-09 05:00 | 5:00 | 11.0863 | 60
2021-03-09 05:30 | 5:30 | 11.1222 | 60
2021-03-09 06:00 | 6:00 | 11.626 | 60
2021-03-09 06:30 | 6:30 | 12.3627 | 60
2021-03-09 07:00 | 7:00 | 12.2286 | 60
2021-03-09 07:30 | 7:30 | 10.1469 | 60
2021-03-09 08:00 | 8:00 | 10.3743 | 60
2021-03-09 08:30 | 8:30 | 12.1534 | 60
2021-03-09 09:00 | 9:00 | 11.0898 | 60
2021-03-09 09:30 | 9:30 | 8.0169 | 60
2021-03-09 10:00 | 10:00 | 5.5144 | 60
2021-03-09 10:30 | 10:30 | 6.4877 | 60
2021-03-09 11:00 | 11:00 | 6.5793 | 60
2021-03-09 11:30 | 11:30 | 8.6375 | 60
2021-03-09 12:00 | 12:00 | 9.1731 | 60
2021-03-09 12:30 | 12:30 | 8.9064 | 60
2021-03-09 13:00 | 13:00 | 10.8841 | 60
2021-03-09 13:30 | 13:30 | 11.7696 | 60
2021-03-09 14:00 | 14:00 | 12.1828 | 60
2021-03-09 14:30 | 14:30 | 11.7255 | 60
2021-03-09 15:00 | 15:00 | 13.7176 | 60
2021-03-09 15:30 | 15:30 | 16.8678 | 60
2021-03-09 16:00 | 16:00 | 19.3694 | 60
2021-03-09 16:30 | 16:30 | 21.4985 | 60
2021-03-09 17:00 | 17:00 | 23.5718 | 60
2021-03-09 17:30 | 17:30 | 24.8239 | 60
2021-03-09 18:00 | 18:00 | 25.3897 | 60
2021-03-09 18:30 | 18:30 | 25.8439 | 60
2021-03-09 19:00 | 19:00 | 24.4633 | 60
2021-03-09 19:30 | 19:30 | 23.168 | 60
2021-03-09 20:00 | 20:00 | 21.8264 | 60
2021-03-09 20:30 | 20:30 | 20.1862 | 60
2021-03-09 21:00 | 21:00 | 18.5677 | 60
2021-03-09 21:30 | 21:30 | 17.2849 | 60
2021-03-09 22:00 | 22:00 | 15.7423 | 60
2021-03-09 22:30 | 22:30 | 14.4872 | 60
2021-03-09 23:00 | 23:00 | 13.1476 | 60
2021-03-09 23:30 | 23:30 | 12.2225 | 60
2021-03-10 | 0:00 | 11.3774 | 60
2021-03-10 00:30 | 0:30 | 10.8876 | 60
2021-03-10 01:00 | 1:00 | 10.5461 | 60
2021-03-10 01:30 | 1:30 | 10.3344 | 60
2021-03-10 02:00 | 2:00 | 10.0469 | 60
2021-03-10 02:30 | 2:30 | 9.7855 | 60
2021-03-10 03:00 | 3:00 | 9.6222 | 60
2021-03-10 03:30 | 3:30 | 9.5974 | 60
2021-03-10 04:00 | 4:00 | 9.8695 | 60
2021-03-10 04:30 | 4:30 | 9.8657 | 60
2021-03-10 05:00 | 5:00 | 10.4249 | 60
2021-03-10 05:30 | 5:30 | 10.5189 | 60
2021-03-10 06:00 | 6:00 | 10.1558 | 60
2021-03-10 06:30 | 6:30 | 9.9742 | 60
2021-03-10 07:00 | 7:00 | 10.4074 | 60
2021-03-10 07:30 | 7:30 | 10.5624 | 60
2021-03-10 08:00 | 8:00 | 9.1235 | 60
2021-03-10 08:30 | 8:30 | 8.699 | 60
2021-03-10 09:00 | 9:00 | 8.56 | 60
2021-03-10 09:30 | 9:30 | 5.1723 | 60
2021-03-10 10:00 | 10:00 | 7.1403 | 60
2021-03-10 10:30 | 10:30 | 4.533 | 60
2021-03-10 11:00 | 11:00 | 4.5036 | 60
2021-03-10 11:30 | 11:30 | 4.8998 | 60
2021-03-10 12:00 | 12:00 | 5.6272 | 60
2021-03-10 12:30 | 12:30 | 6.2991 | 60
2021-03-10 13:00 | 13:00 | 7.9211 | 60
2021-03-10 13:30 | 13:30 | 8.7637 | 60
2021-03-10 14:00 | 14:00 | 10.6265 | 60
2021-03-10 14:30 | 14:30 | 10.9175 | 60
2021-03-10 15:00 | 15:00 | 14.011 | 60
2021-03-10 15:30 | 15:30 | 19.4941 | 60
2021-03-10 16:00 | 16:00 | 19.3054 | 60
2021-03-10 16:30 | 16:30 | 20.2076 | 60
2021-03-10 17:00 | 17:00 | 21.3349 | 60
2021-03-10 17:30 | 17:30 | 22.3592 | 60
2021-03-10 18:00 | 18:00 | 23.1479 | 60
2021-03-10 18:30 | 18:30 | 23.502 | 60
2021-03-10 19:00 | 19:00 | 23.0524 | 60
2021-03-10 19:30 | 19:30 | 21.7763 | 60
2021-03-10 20:00 | 20:00 | 20.8073 | 60
2021-03-10 20:30 | 20:30 | 18.968 | 60
2021-03-10 21:00 | 21:00 | 17.5182 | 60
2021-03-10 21:30 | 21:30 | 16.1016 | 60
2021-03-10 22:00 | 22:00 | 14.668 | 60
2021-03-10 22:30 | 22:30 | 13.8696 | 60
2021-03-10 23:00 | 23:00 | 12.8132 | 60
2021-03-10 23:30 | 23:30 | 12.0585 | 60
2021-03-11 | 0:00 | 11.3801 | 60
2021-03-11 00:30 | 0:30 | 10.8071 | 60
2021-03-11 01:00 | 1:00 | 10.4855 | 60
2021-03-11 01:30 | 1:30 | 10.2969 | 60
2021-03-11 02:00 | 2:00 | 10.1697 | 60
2021-03-11 02:30 | 2:30 | 10.0426 | 60
2021-03-11 03:00 | 3:00 | 9.8789 | 60
2021-03-11 03:30 | 3:30 | 9.7838 | 60
2021-03-11 04:00 | 4:00 | 9.9134 | 60
2021-03-11 04:30 | 4:30 | 10.2393 | 60
2021-03-11 05:00 | 5:00 | 10.5285 | 60
2021-03-11 05:30 | 5:30 | 10.7875 | 60
2021-03-11 06:00 | 6:00 | 11.3001 | 60
2021-03-11 06:30 | 6:30 | 11.7955 | 60
2021-03-11 07:00 | 7:00 | 12.0848 | 60
2021-03-11 07:30 | 7:30 | 12.3263 | 60
2021-03-11 08:00 | 8:00 | 10.9349 | 60
2021-03-11 08:30 | 8:30 | 10.8468 | 60
2021-03-11 09:00 | 9:00 | 9.2191 | 60
2021-03-11 09:30 | 9:30 | 10.0272 | 60
2021-03-11 10:00 | 10:00 | 9.0767 | 60
2021-03-11 10:30 | 10:30 | 9.8446 | 60
2021-03-11 11:00 | 11:00 | 12.4912 | 60
2021-03-11 11:30 | 11:30 | 12.6707 | 60
2021-03-11 12:00 | 12:00 | 14.0291 | 60
2021-03-11 12:30 | 12:30 | 14.2077 | 60
2021-03-11 13:00 | 13:00 | 13.6681 | 60
2021-03-11 13:30 | 13:30 | 13.8887 | 60
2021-03-11 14:00 | 14:00 | 13.1933 | 60
2021-03-11 14:30 | 14:30 | 12.5526 | 60
2021-03-11 15:00 | 15:00 | 12.3103 | 60
2021-03-11 15:30 | 15:30 | 12.5224 | 60
2021-03-11 16:00 | 16:00 | 12.8793 | 60
2021-03-11 16:30 | 16:30 | 14.3927 | 60
2021-03-11 17:00 | 17:00 | 16.2792 | 60
2021-03-11 17:30 | 17:30 | 17.7241 | 60
2021-03-11 18:00 | 18:00 | 18.5904 | 60
2021-03-11 18:30 | 18:30 | 19.1862 | 60
2021-03-11 19:00 | 19:00 | 18.6576 | 60
2021-03-11 19:30 | 19:30 | 17.8474 | 60
2021-03-11 20:00 | 20:00 | 17.2171 | 60
2021-03-11 20:30 | 20:30 | 16.21 | 60
2021-03-11 21:00 | 21:00 | 15.309 | 60
2021-03-11 21:30 | 21:30 | 14.2726 | 60
2021-03-11 22:00 | 22:00 | 13.4232 | 60
2021-03-11 22:30 | 22:30 | 12.8676 | 60
2021-03-11 23:00 | 23:00 | 11.8175 | 60
2021-03-11 23:30 | 23:30 | 11.0729 | 60
2021-03-12 | 0:00 | 10.4163 | 60
2021-03-12 00:30 | 0:30 | 9.9614 | 60
2021-03-12 01:00 | 1:00 | 9.7861 | 60
2021-03-12 01:30 | 1:30 | 9.5171 | 60
2021-03-12 02:00 | 2:00 | 9.406 | 60
2021-03-12 02:30 | 2:30 | 9.3312 | 60
2021-03-12 03:00 | 3:00 | 9.2875 | 60
2021-03-12 03:30 | 3:30 | 9.2493 | 60
2021-03-12 04:00 | 4:00 | 9.4016 | 60
2021-03-12 04:30 | 4:30 | 9.6129 | 60
2021-03-12 05:00 | 5:00 | 10.103 | 60
2021-03-12 05:30 | 5:30 | 10.3181 | 60
2021-03-12 06:00 | 6:00 | 10.7287 | 60
2021-03-12 06:30 | 6:30 | 10.1159 | 60
2021-03-12 07:00 | 7:00 | 9.637 | 60
2021-03-12 07:30 | 7:30 | 8.6151 | 60
2021-03-12 08:00 | 8:00 | 9.4128 | 60
2021-03-12 08:30 | 8:30 | 10.0558 | 60
2021-03-12 09:00 | 9:00 | 5.9036 | 60
2021-03-12 09:30 | 9:30 | 6.7644 | 60
2021-03-12 10:00 | 10:00 | 4.7769 | 60
2021-03-12 10:30 | 10:30 | 7.1856 | 60
2021-03-12 11:00 | 11:00 | 6.5985 | 60
2021-03-12 11:30 | 11:30 | 10.3383 | 60
2021-03-12 12:00 | 12:00 | 9.811 | 60
2021-03-12 12:30 | 12:30 | 10.3575 | 60
2021-03-12 13:00 | 13:00 | 11.5274 | 60
2021-03-12 13:30 | 13:30 | 11.4521 | 60
2021-03-12 14:00 | 14:00 | 11.6071 | 60
2021-03-12 14:30 | 14:30 | 12.1179 | 60
2021-03-12 15:00 | 15:00 | 12.6349 | 60
2021-03-12 15:30 | 15:30 | 9.2078 | 60
2021-03-12 16:00 | 16:00 | 11.0524 | 60
2021-03-12 16:30 | 16:30 | 14.4511 | 60
2021-03-12 17:00 | 17:00 | 17.0046 | 60
2021-03-12 17:30 | 17:30 | 18.904 | 60
2021-03-12 18:00 | 18:00 | 19.5866 | 60
2021-03-12 18:30 | 18:30 | 19.9525 | 60
2021-03-12 19:00 | 19:00 | 19.5665 | 60
2021-03-12 19:30 | 19:30 | 18.8058 | 60
2021-03-12 20:00 | 20:00 | 18.1343 | 60
2021-03-12 20:30 | 20:30 | 16.8418 | 60
2021-03-12 21:00 | 21:00 | 15.9974 | 60
2021-03-12 21:30 | 21:30 | 14.9799 | 60
2021-03-12 22:00 | 22:00 | 14.0778 | 60
2021-03-12 22:30 | 22:30 | 13.4344 | 60
2021-03-12 23:00 | 23:00 | 12.3622 | 60
2021-03-12 23:30 | 23:30 | 11.5042 | 60
2021-03-13 | 0:00 | 10.9302 | 60
2021-03-13 00:30 | 0:30 | 10.4992 | 60
2021-03-13 01:00 | 1:00 | 10.1621 | 60
2021-03-13 01:30 | 1:30 | 9.9463 | 60
2021-03-13 02:00 | 2:00 | 9.7617 | 60
2021-03-13 02:30 | 2:30 | 9.5986 | 60
2021-03-13 03:00 | 3:00 | 9.5188 | 60
2021-03-13 03:30 | 3:30 | 9.5044 | 60
2021-03-13 04:00 | 4:00 | 9.4153 | 60
2021-03-13 04:30 | 4:30 | 9.4713 | 60
2021-03-13 05:00 | 5:00 | 9.7238 | 60
2021-03-13 05:30 | 5:30 | 9.6833 | 60
2021-03-13 06:00 | 6:00 | 9.674 | 60
2021-03-13 06:30 | 6:30 | 8.9213 | 60
2021-03-13 07:00 | 7:00 | 8.2433 | 60
2021-03-13 07:30 | 7:30 | 8.0123 | 60
2021-03-13 08:00 | 8:00 | 7.4007 | 60
2021-03-13 08:30 | 8:30 | 7.8277 | 60
2021-03-13 09:00 | 9:00 | 9.0544 | 60
2021-03-13 09:30 | 9:30 | 7.6271 | 60
2021-03-13 10:00 | 10:00 | 8.1033 | 60
2021-03-13 10:30 | 10:30 | 8.807 | 60
2021-03-13 11:00 | 11:00 | 9.4835 | 60
2021-03-13 11:30 | 11:30 | 11.3339 | 60
2021-03-13 12:00 | 12:00 | 10.9929 | 60
2021-03-13 12:30 | 12:30 | 13.4629 | 60
2021-03-13 13:00 | 13:00 | 13.1302 | 60
2021-03-13 13:30 | 13:30 | 11.3287 | 60
2021-03-13 14:00 | 14:00 | 10.6089 | 60
2021-03-13 14:30 | 14:30 | 11.9669 | 60
2021-03-13 15:00 | 15:00 | 15.2854 | 60
2021-03-13 15:30 | 15:30 | 15.0419 | 60
2021-03-13 16:00 | 16:00 | 16.5042 | 60
2021-03-13 16:30 | 16:30 | 18.5204 | 60
2021-03-13 17:00 | 17:00 | 20.319 | 60
2021-03-13 17:30 | 17:30 | 21.1155 | 60
2021-03-13 18:00 | 18:00 | 21.134 | 60
2021-03-13 18:30 | 18:30 | 21.3919 | 60
2021-03-13 19:00 | 19:00 | 20.3615 | 60
2021-03-13 19:30 | 19:30 | 19.3296 | 60
2021-03-13 20:00 | 20:00 | 18.3888 | 60
2021-03-13 20:30 | 20:30 | 17.2381 | 60
2021-03-13 21:00 | 21:00 | 16.3177 | 60
2021-03-13 21:30 | 21:30 | 15.2653 | 60
2021-03-13 22:00 | 22:00 | 14.3631 | 60
2021-03-13 22:30 | 22:30 | 13.754 | 60
2021-03-13 23:00 | 23:00 | 12.7897 | 60
2021-03-13 23:30 | 23:30 | 11.8937 | 60
2021-03-14 | 0:00 | 11.1912 | 60
2021-03-14 00:30 | 0:30 | 10.8062 | 60
2021-03-14 01:00 | 1:00 | 10.331 | 60
2021-03-14 01:30 | 1:30 | 10.0046 | 60
2021-03-14 02:00 | 2:00 | 9.8154 | 60
2021-03-14 02:30 | 2:30 | 9.6895 | 60
2021-03-14 03:00 | 3:00 | 9.539 | 60
2021-03-14 03:30 | 3:30 | 9.4342 | 60
2021-03-14 04:00 | 4:00 | 9.3929 | 60
2021-03-14 04:30 | 4:30 | 9.476 | 60
2021-03-14 05:00 | 5:00 | 9.5562 | 60
2021-03-14 05:30 | 5:30 | 9.4729 | 60
2021-03-14 06:00 | 6:00 | 9.1709 | 60
2021-03-14 06:30 | 6:30 | 8.8699 | 60
2021-03-14 07:00 | 7:00 | 7.875 | 60
2021-03-14 07:30 | 7:30 | 7.412 | 60
2021-03-14 08:00 | 8:00 | 7.0392 | 60
2021-03-14 08:30 | 8:30 | 7.1268 | 60
2021-03-14 09:00 | 9:00 | 7.6471 | 60
2021-03-14 09:30 | 9:30 | 7.6794 | 60
2021-03-14 10:00 | 10:00 | 8.6198 | 60
2021-03-14 10:30 | 10:30 | 7.7854 | 60
2021-03-14 11:00 | 11:00 | 8.0597 | 60
2021-03-14 11:30 | 11:30 | 9.2945 | 60
2021-03-14 12:00 | 12:00 | 9.3926 | 60
2021-03-14 12:30 | 12:30 | 9.655 | 60
2021-03-14 13:00 | 13:00 | 10.5601 | 60
2021-03-14 13:30 | 13:30 | 11.6424 | 60
2021-03-14 14:00 | 14:00 | 12.6785 | 60
2021-03-14 14:30 | 14:30 | 14.6601 | 60
2021-03-14 15:00 | 15:00 | 16.8031 | 60
2021-03-14 15:30 | 15:30 | 19.2374 | 60
2021-03-14 16:00 | 16:00 | 21.3541 | 60
2021-03-14 16:30 | 16:30 | 23.6347 | 60
2021-03-14 17:00 | 17:00 | 25.5608 | 60
2021-03-14 17:30 | 17:30 | 26.2301 | 60
2021-03-14 18:00 | 18:00 | 26.5738 | 60
2021-03-14 18:30 | 18:30 | 26.2514 | 60
2021-03-14 19:00 | 19:00 | 24.9188 | 60
2021-03-14 19:30 | 19:30 | 23.488 | 60
2021-03-14 20:00 | 20:00 | 22.1438 | 60
2021-03-14 20:30 | 20:30 | 20.646 | 60
2021-03-14 21:00 | 21:00 | 19.205 | 60
2021-03-14 21:30 | 21:30 | 17.7453 | 60
2021-03-14 22:00 | 22:00 | 16.3721 | 60
2021-03-14 22:30 | 22:30 | 15.5469 | 60
2021-03-14 23:00 | 23:00 | 14.1633 | 60
2021-03-14 23:30 | 23:30 | 13.1798 | 60
2021-03-15 | 0:00 | 12.3639 | 60
2021-03-15 00:30 | 0:30 | 11.6639 | 60
2021-03-15 01:00 | 1:00 | 11.2815 | 60
2021-03-15 01:30 | 1:30 | 10.9734 | 60
2021-03-15 02:00 | 2:00 | 10.8992 | 60
2021-03-15 02:30 | 2:30 | 10.7064 | 60
2021-03-15 03:00 | 3:00 | 10.4913 | 60
2021-03-15 03:30 | 3:30 | 10.3398 | 60
2021-03-15 04:00 | 4:00 | 10.5463 | 60
2021-03-15 04:30 | 4:30 | 10.7957 | 60
2021-03-15 05:00 | 5:00 | 11.266 | 60
2021-03-15 05:30 | 5:30 | 11.5056 | 60
2021-03-15 06:00 | 6:00 | 12.2424 | 60
2021-03-15 06:30 | 6:30 | 12.9051 | 60
2021-03-15 07:00 | 7:00 | 13.3401 | 60
2021-03-15 07:30 | 7:30 | 13.231 | 60
2021-03-15 08:00 | 8:00 | 12.8415 | 60
2021-03-15 08:30 | 8:30 | 12.5044 | 60
2021-03-15 09:00 | 9:00 | 10.6962 | 60
2021-03-15 09:30 | 9:30 | 10.8687 | 60
2021-03-15 10:00 | 10:00 | 10.5857 | 60
2021-03-15 10:30 | 10:30 | 11.9994 | 60
2021-03-15 11:00 | 11:00 | 11.4062 | 60
2021-03-15 11:30 | 11:30 | 12.2266 | 60
2021-03-15 12:00 | 12:00 | 11.6339 | 60
2021-03-15 12:30 | 12:30 | 11.7188 | 60
2021-03-15 13:00 | 13:00 | 10.7806 | 60
2021-03-15 13:30 | 13:30 | 11.9939 | 60
2021-03-15 14:00 | 14:00 | 13.0991 | 60
2021-03-15 14:30 | 14:30 | 13.424 | 60
2021-03-15 15:00 | 15:00 | 13.1674 | 60
2021-03-15 15:30 | 15:30 | 13.8842 | 60
2021-03-15 16:00 | 16:00 | 14.5684 | 60
2021-03-15 16:30 | 16:30 | 15.527 | 60
2021-03-15 17:00 | 17:00 | 17.0617 | 60
2021-03-15 17:30 | 17:30 | 18.2015 | 60
2021-03-15 18:00 | 18:00 | 18.7608 | 60
2021-03-15 18:30 | 18:30 | 18.9145 | 60
2021-03-15 19:00 | 19:00 | 17.8987 | 60
2021-03-15 19:30 | 19:30 | 17.2871 | 60
2021-03-15 20:00 | 20:00 | 16.592 | 60
2021-03-15 20:30 | 20:30 | 15.6495 | 60
2021-03-15 21:00 | 21:00 | 15.3505 | 60
2021-03-15 21:30 | 21:30 | 14.767 | 60
2021-03-15 22:00 | 22:00 | 13.7807 | 60
2021-03-15 22:30 | 22:30 | 12.9766 | 60
2021-03-15 23:00 | 23:00 | 11.8892 | 60
2021-03-15 23:30 | 23:30 | 11.09 | 60
2021-03-16 | 0:00 | 10.591 | 60
2021-03-16 00:30 | 0:30 | 10.1181 | 60
2021-03-16 01:00 | 1:00 | 9.9003 | 60
2021-03-16 01:30 | 1:30 | 9.6008 | 60
2021-03-16 02:00 | 2:00 | 9.6108 | 60
2021-03-16 02:30 | 2:30 | 9.5131 | 60
2021-03-16 03:00 | 3:00 | 9.3914 | 60
2021-03-16 03:30 | 3:30 | 9.3949 | 60
2021-03-16 04:00 | 4:00 | 9.7119 | 60
2021-03-16 04:30 | 4:30 | 10.0008 | 60
2021-03-16 05:00 | 5:00 | 10.6237 | 60
2021-03-16 05:30 | 5:30 | 10.973 | 60
2021-03-16 06:00 | 6:00 | 11.6976 | 60
2021-03-16 06:30 | 6:30 | 11.2266 | 60
2021-03-16 07:00 | 7:00 | 11.454 | 60
2021-03-16 07:30 | 7:30 | 10.8422 | 60
2021-03-16 08:00 | 8:00 | 9.5595 | 60
2021-03-16 08:30 | 8:30 | 8.1694 | 60
2021-03-16 09:00 | 9:00 | 6.898 | 60
2021-03-16 09:30 | 9:30 | 3.4781 | 60
2021-03-16 10:00 | 10:00 | 4.9325 | 60
2021-03-16 10:30 | 10:30 | 7.4894 | 60
2021-03-16 11:00 | 11:00 | 7.3434 | 60
2021-03-16 11:30 | 11:30 | 6.142 | 60
2021-03-16 12:00 | 12:00 | 9.1269 | 60
2021-03-16 12:30 | 12:30 | 10.1031 | 60
2021-03-16 13:00 | 13:00 | 11.9329 | 60
2021-03-16 13:30 | 13:30 | 11.8811 | 60
2021-03-16 14:00 | 14:00 | 12.072 | 60
2021-03-16 14:30 | 14:30 | 12.2518 | 60
2021-03-16 15:00 | 15:00 | 12.7522 | 60
2021-03-16 15:30 | 15:30 | 13.6572 | 60
2021-03-16 16:00 | 16:00 | 14.4313 | 60
2021-03-16 16:30 | 16:30 | 15.5709 | 60
2021-03-16 17:00 | 17:00 | 16.605 | 60
2021-03-16 17:30 | 17:30 | 17.3972 | 60
2021-03-16 18:00 | 18:00 | 18.3854 | 60
2021-03-16 18:30 | 18:30 | 18.4665 | 60
2021-03-16 19:00 | 19:00 | 17.8044 | 60
2021-03-16 19:30 | 19:30 | 16.8648 | 60
2021-03-16 20:00 | 20:00 | 16.2106 | 60
2021-03-16 20:30 | 20:30 | 15.3003 | 60
2021-03-16 21:00 | 21:00 | 14.2712 | 60
2021-03-16 21:30 | 21:30 | 13.4231 | 60
2021-03-16 22:00 | 22:00 | 12.4422 | 60
2021-03-16 22:30 | 22:30 | 11.8595 | 60
2021-03-16 23:00 | 23:00 | 11.0507 | 60
2021-03-16 23:30 | 23:30 | 10.1375 | 60
2021-03-17 | 0:00 | 9.6237 | 60
2021-03-17 00:30 | 0:30 | 9.2461 | 60
2021-03-17 01:00 | 1:00 | 9.1105 | 60
2021-03-17 01:30 | 1:30 | 8.8993 | 60
2021-03-17 02:00 | 2:00 | 8.891 | 60
2021-03-17 02:30 | 2:30 | 8.6838 | 60
2021-03-17 03:00 | 3:00 | 8.7591 | 60
2021-03-17 03:30 | 3:30 | 8.7412 | 60
2021-03-17 04:00 | 4:00 | 8.8299 | 60
2021-03-17 04:30 | 4:30 | 9.1172 | 60
2021-03-17 05:00 | 5:00 | 9.8026 | 60
2021-03-17 05:30 | 5:30 | 10.2114 | 60
2021-03-17 06:00 | 6:00 | 10.9055 | 60
2021-03-17 06:30 | 6:30 | 11.1556 | 60
2021-03-17 07:00 | 7:00 | 11.8901 | 60
2021-03-17 07:30 | 7:30 | 11.9719 | 60
2021-03-17 08:00 | 8:00 | 11.9285 | 60
2021-03-17 08:30 | 8:30 | 12.3046 | 60
2021-03-17 09:00 | 9:00 | 12.2492 | 60
2021-03-17 09:30 | 9:30 | 12.4897 | 60
2021-03-17 10:00 | 10:00 | 11.0262 | 60
2021-03-17 10:30 | 10:30 | 9.5108 | 60
2021-03-17 11:00 | 11:00 | 10.6647 | 60
2021-03-17 11:30 | 11:30 | 12.6057 | 60
2021-03-17 12:00 | 12:00 | 11.5088 | 60
2021-03-17 12:30 | 12:30 | 11.7929 | 60
2021-03-17 13:00 | 13:00 | 11.5041 | 60
2021-03-17 13:30 | 13:30 | 12.0318 | 60
2021-03-17 14:00 | 14:00 | 11.2801 | 60
2021-03-17 14:30 | 14:30 | 11.0597 | 60
2021-03-17 15:00 | 15:00 | 11.1404 | 60
2021-03-17 15:30 | 15:30 | 12.4992 | 60
2021-03-17 16:00 | 16:00 | 13.5476 | 60
2021-03-17 16:30 | 16:30 | 14.4916 | 60
2021-03-17 17:00 | 17:00 | 15.7991 | 60
2021-03-17 17:30 | 17:30 | 16.9156 | 60
2021-03-17 18:00 | 18:00 | 18.1773 | 60
2021-03-17 18:30 | 18:30 | 18.6103 | 60
2021-03-17 19:00 | 19:00 | 17.7069 | 60
2021-03-17 19:30 | 19:30 | 16.9173 | 60
2021-03-17 20:00 | 20:00 | 16.3317 | 60
2021-03-17 20:30 | 20:30 | 15.1561 | 60
2021-03-17 21:00 | 21:00 | 14.3129 | 60
2021-03-17 21:30 | 21:30 | 13.479 | 60
2021-03-17 22:00 | 22:00 | 12.6175 | 60
2021-03-17 22:30 | 22:30 | 12.0261 | 60
2021-03-17 23:00 | 23:00 | 11.1291 | 60
2021-03-17 23:30 | 23:30 | 10.362 | 60
2021-03-18 | 0:00 | 9.7083 | 60
2021-03-18 00:30 | 0:30 | 9.3354 | 60
2021-03-18 01:00 | 1:00 | 9.1663 | 60
2021-03-18 01:30 | 1:30 | 9.1333 | 60
2021-03-18 02:00 | 2:00 | 8.7885 | 60
2021-03-18 02:30 | 2:30 | 8.5759 | 60
2021-03-18 03:00 | 3:00 | 8.5813 | 60
2021-03-18 03:30 | 3:30 | 8.5747 | 60
2021-03-18 04:00 | 4:00 | 8.7796 | 60
2021-03-18 04:30 | 4:30 | 9.0798 | 60
2021-03-18 05:00 | 5:00 | 9.6495 | 60
2021-03-18 05:30 | 5:30 | 10.0496 | 60
2021-03-18 06:00 | 6:00 | 10.9399 | 60
2021-03-18 06:30 | 6:30 | 10.8429 | 60
2021-03-18 07:00 | 7:00 | 11.4919 | 60
2021-03-18 07:30 | 7:30 | 10.9453 | 60
2021-03-18 08:00 | 8:00 | 10.1555 | 60
2021-03-18 08:30 | 8:30 | 8.7363 | 60
2021-03-18 09:00 | 9:00 | 9.3678 | 60
2021-03-18 09:30 | 9:30 | 6.4317 | 60
2021-03-18 10:00 | 10:00 | 5.2632 | 60
2021-03-18 10:30 | 10:30 | 4.6683 | 60
2021-03-18 11:00 | 11:00 | 4.8735 | 60
2021-03-18 11:30 | 11:30 | 4.1144 | 60
2021-03-18 12:00 | 12:00 | 3.3716 | 60
2021-03-18 12:30 | 12:30 | 3.3963 | 60
2021-03-18 13:00 | 13:00 | 3.7287 | 60
2021-03-18 13:30 | 13:30 | 4.7792 | 60
2021-03-18 14:00 | 14:00 | 6.1791 | 60
2021-03-18 14:30 | 14:30 | 7.4855 | 60
2021-03-18 15:00 | 15:00 | 9.4904 | 60
2021-03-18 15:30 | 15:30 | 12.4095 | 60
2021-03-18 16:00 | 16:00 | 15.143 | 60
2021-03-18 16:30 | 16:30 | 16.4606 | 60
2021-03-18 17:00 | 17:00 | 18.2836 | 60
2021-03-18 17:30 | 17:30 | 19.0956 | 60
2021-03-18 18:00 | 18:00 | 19.8586 | 60
2021-03-18 18:30 | 18:30 | 20.2502 | 60
2021-03-18 19:00 | 19:00 | 19.5202 | 60
2021-03-18 19:30 | 19:30 | 18.7885 | 60
2021-03-18 20:00 | 20:00 | 17.9961 | 60
2021-03-18 20:30 | 20:30 | 16.7851 | 60
2021-03-18 21:00 | 21:00 | 15.7709 | 60
2021-03-18 21:30 | 21:30 | 14.6128 | 60
2021-03-18 22:00 | 22:00 | 13.5625 | 60
2021-03-18 22:30 | 22:30 | 12.7401 | 60
2021-03-18 23:00 | 23:00 | 11.6151 | 60
2021-03-18 23:30 | 23:30 | 10.7903 | 60
2021-03-19 | 0:00 | 10.1732 | 60
2021-03-19 00:30 | 0:30 | 9.7289 | 60
2021-03-19 01:00 | 1:00 | 9.5033 | 60
2021-03-19 01:30 | 1:30 | 9.1044 | 60
2021-03-19 02:00 | 2:00 | 8.9058 | 60
2021-03-19 02:30 | 2:30 | 8.8833 | 60
2021-03-19 03:00 | 3:00 | 8.781 | 60
2021-03-19 03:30 | 3:30 | 8.7963 | 60
2021-03-19 04:00 | 4:00 | 8.967 | 60
2021-03-19 04:30 | 4:30 | 9.2027 | 60
2021-03-19 05:00 | 5:00 | 9.6999 | 60
2021-03-19 05:30 | 5:30 | 10.2323 | 60
2021-03-19 06:00 | 6:00 | 10.6069 | 60
2021-03-19 06:30 | 6:30 | 11.0075 | 60
2021-03-19 07:00 | 7:00 | 9.6843 | 60
2021-03-19 07:30 | 7:30 | 7.9425 | 60
2021-03-19 08:00 | 8:00 | 6.9836 | 60
2021-03-19 08:30 | 8:30 | 5.6745 | 60
2021-03-19 09:00 | 9:00 | 5.1094 | 60
2021-03-19 09:30 | 9:30 | 5.1267 | 60
2021-03-19 10:00 | 10:00 | 5.6972 | 60
2021-03-19 10:30 | 10:30 | 5.9609 | 60
2021-03-19 11:00 | 11:00 | 4.5721 | 60
2021-03-19 11:30 | 11:30 | 5.9008 | 60
2021-03-19 12:00 | 12:00 | 6.6819 | 60
2021-03-19 12:30 | 12:30 | 8.0832 | 60
2021-03-19 13:00 | 13:00 | 8.6348 | 60
2021-03-19 13:30 | 13:30 | 7.8272 | 60
2021-03-19 14:00 | 14:00 | 9.4438 | 60
2021-03-19 14:30 | 14:30 | 12.6304 | 60
2021-03-19 15:00 | 15:00 | 13.016 | 60
2021-03-19 15:30 | 15:30 | 15.8311 | 60
2021-03-19 16:00 | 16:00 | 17.4138 | 60
2021-03-19 16:30 | 16:30 | 18.3845 | 60
2021-03-19 17:00 | 17:00 | 19.5469 | 60
2021-03-19 17:30 | 17:30 | 20.6517 | 60
2021-03-19 18:00 | 18:00 | 21.1599 | 60
2021-03-19 18:30 | 18:30 | 21.6587 | 60
2021-03-19 19:00 | 19:00 | 21.0692 | 60
2021-03-19 19:30 | 19:30 | 20.3553 | 60
2021-03-19 20:00 | 20:00 | 19.7294 | 60
2021-03-19 20:30 | 20:30 | 18.4369 | 60
2021-03-19 21:00 | 21:00 | 17.5286 | 60
2021-03-19 21:30 | 21:30 | 16.2361 | 60
2021-03-19 22:00 | 22:00 | 15.3108 | 60
2021-03-19 22:30 | 22:30 | 14.5774 | 60
2021-03-19 23:00 | 23:00 | 13.4308 | 60
2021-03-19 23:30 | 23:30 | 12.4065 | 60
2021-03-20 | 0:00 | 11.7133 | 60
2021-03-20 00:30 | 0:30 | 11.2855 | 60
2021-03-20 01:00 | 1:00 | 10.9335 | 60
2021-03-20 01:30 | 1:30 | 10.6099 | 60
2021-03-20 02:00 | 2:00 | 10.3731 | 60
2021-03-20 02:30 | 2:30 | 10.195 | 60
2021-03-20 03:00 | 3:00 | 9.9946 | 60
2021-03-20 03:30 | 3:30 | 9.9305 | 60
2021-03-20 04:00 | 4:00 | 9.8516 | 60
2021-03-20 04:30 | 4:30 | 9.7828 | 60
2021-03-20 05:00 | 5:00 | 10.1034 | 60
2021-03-20 05:30 | 5:30 | 10.2056 | 60
2021-03-20 06:00 | 6:00 | 10.4568 | 60
2021-03-20 06:30 | 6:30 | 11.0483 | 60
2021-03-20 07:00 | 7:00 | 10.997 | 60
2021-03-20 07:30 | 7:30 | 7.6433 | 60
2021-03-20 08:00 | 8:00 | 8.5126 | 60
2021-03-20 08:30 | 8:30 | 8.9529 | 60
2021-03-20 09:00 | 9:00 | 7.846 | 60
2021-03-20 09:30 | 9:30 | 6.2342 | 60
2021-03-20 10:00 | 10:00 | 7.2935 | 60
2021-03-20 10:30 | 10:30 | 7.9281 | 60
2021-03-20 11:00 | 11:00 | 9.7332 | 60
2021-03-20 11:30 | 11:30 | 11.6671 | 60
2021-03-20 12:00 | 12:00 | 13.1133 | 60
2021-03-20 12:30 | 12:30 | 14.0974 | 60
2021-03-20 13:00 | 13:00 | 8.8096 | 60
2021-03-20 13:30 | 13:30 | 9.7327 | 60
2021-03-20 14:00 | 14:00 | 12.6698 | 60
2021-03-20 14:30 | 14:30 | 14.9664 | 60
2021-03-20 15:00 | 15:00 | 16.5107 | 60
2021-03-20 15:30 | 15:30 | 17.8273 | 60
2021-03-20 16:00 | 16:00 | 18.405 | 60
2021-03-20 16:30 | 16:30 | 19.0405 | 60
2021-03-20 17:00 | 17:00 | 19.3698 | 60
2021-03-20 17:30 | 17:30 | 19.941 | 60
2021-03-20 18:00 | 18:00 | 20.1544 | 60
2021-03-20 18:30 | 18:30 | 19.9644 | 60
2021-03-20 19:00 | 19:00 | 18.9467 | 60
2021-03-20 19:30 | 19:30 | 18.2927 | 60
2021-03-20 20:00 | 20:00 | 17.5585 | 60
2021-03-20 20:30 | 20:30 | 16.6061 | 60
2021-03-20 21:00 | 21:00 | 16.044 | 60
2021-03-20 21:30 | 21:30 | 15.3638 | 60
2021-03-20 22:00 | 22:00 | 14.567 | 60
2021-03-20 22:30 | 22:30 | 13.8233 | 60
2021-03-20 23:00 | 23:00 | 13.2171 | 60
2021-03-20 23:30 | 23:30 | 12.372 | 60
2021-03-21 | 0:00 | 11.6502 | 60
2021-03-21 00:30 | 0:30 | 11.1706 | 60
2021-03-21 01:00 | 1:00 | 10.7903 | 60
2021-03-21 01:30 | 1:30 | 10.4484 | 60
2021-03-21 02:00 | 2:00 | 10.2898 | 60
2021-03-21 02:30 | 2:30 | 10.2103 | 60
2021-03-21 03:00 | 3:00 | 10.1459 | 60
2021-03-21 03:30 | 3:30 | 9.948 | 60
2021-03-21 04:00 | 4:00 | 9.9329 | 60
2021-03-21 04:30 | 4:30 | 9.9995 | 60
2021-03-21 05:00 | 5:00 | 10.0975 | 60
2021-03-21 05:30 | 5:30 | 10.2023 | 60
2021-03-21 06:00 | 6:00 | 10.3082 | 60
2021-03-21 06:30 | 6:30 | 10.1018 | 60
2021-03-21 07:00 | 7:00 | 9.6444 | 60
2021-03-21 07:30 | 7:30 | 10.7303 | 60
2021-03-21 08:00 | 8:00 | 11.4004 | 60
2021-03-21 08:30 | 8:30 | 10.8411 | 60
2021-03-21 09:00 | 9:00 | 11.9306 | 60
2021-03-21 09:30 | 9:30 | 11.3094 | 60
2021-03-21 10:00 | 10:00 | 11.5883 | 60
2021-03-21 10:30 | 10:30 | 9.5723 | 60
2021-03-21 11:00 | 11:00 | 13.4464 | 60
2021-03-21 11:30 | 11:30 | 16.1545 | 60
2021-03-21 12:00 | 12:00 | 16.9861 | 60
2021-03-21 12:30 | 12:30 | 16.9731 | 60
2021-03-21 13:00 | 13:00 | 16.5558 | 60
2021-03-21 13:30 | 13:30 | 16.7333 | 60
2021-03-21 14:00 | 14:00 | 16.6319 | 60
2021-03-21 14:30 | 14:30 | 16.6522 | 60
2021-03-21 15:00 | 15:00 | 16.5143 | 60
2021-03-21 15:30 | 15:30 | 16.8747 | 60
2021-03-21 16:00 | 16:00 | 16.7505 | 60
2021-03-21 16:30 | 16:30 | 17.9056 | 60
2021-03-21 17:00 | 17:00 | 19.2842 | 60
2021-03-21 17:30 | 17:30 | 20.3221 | 60
2021-03-21 18:00 | 18:00 | 20.8345 | 60
2021-03-21 18:30 | 18:30 | 20.6636 | 60
2021-03-21 19:00 | 19:00 | 19.4361 | 60
2021-03-21 19:30 | 19:30 | 18.4145 | 60
2021-03-21 20:00 | 20:00 | 17.6884 | 60
2021-03-21 20:30 | 20:30 | 16.6504 | 60
2021-03-21 21:00 | 21:00 | 15.9612 | 60
2021-03-21 21:30 | 21:30 | 14.795 | 60
2021-03-21 22:00 | 22:00 | 13.8556 | 60
2021-03-21 22:30 | 22:30 | 13.3001 | 60
2021-03-21 23:00 | 23:00 | 12.4167 | 60
2021-03-21 23:30 | 23:30 | 11.6323 | 60
2021-03-22 | 0:00 | 11.1086 | 60
2021-03-22 00:30 | 0:30 | 10.4963 | 60
2021-03-22 01:00 | 1:00 | 9.9095 | 60
2021-03-22 01:30 | 1:30 | 9.6873 | 60
2021-03-22 02:00 | 2:00 | 9.6038 | 60
2021-03-22 02:30 | 2:30 | 9.6233 | 60
2021-03-22 03:00 | 3:00 | 9.5918 | 60
2021-03-22 03:30 | 3:30 | 9.468 | 60
2021-03-22 04:00 | 4:00 | 9.6536 | 60
2021-03-22 04:30 | 4:30 | 9.7882 | 60
2021-03-22 05:00 | 5:00 | 10.5159 | 60
2021-03-22 05:30 | 5:30 | 11.1062 | 60
2021-03-22 06:00 | 6:00 | 11.4986 | 60
2021-03-22 06:30 | 6:30 | 12.309 | 60
2021-03-22 07:00 | 7:00 | 13.1894 | 60
2021-03-22 07:30 | 7:30 | 13.2726 | 60
2021-03-22 08:00 | 8:00 | 13.644 | 60
2021-03-22 08:30 | 8:30 | 13.8335 | 60
2021-03-22 09:00 | 9:00 | 14.0587 | 60
2021-03-22 09:30 | 9:30 | 13.7226 | 60
2021-03-22 10:00 | 10:00 | 13.238 | 60
2021-03-22 10:30 | 10:30 | 12.6508 | 60
2021-03-22 11:00 | 11:00 | 12.9223 | 60
2021-03-22 11:30 | 11:30 | 13.105 | 60
2021-03-22 12:00 | 12:00 | 12.5105 | 60
2021-03-22 12:30 | 12:30 | 12.7197 | 60
2021-03-22 13:00 | 13:00 | 13.3449 | 60
2021-03-22 13:30 | 13:30 | 13.9929 | 60
2021-03-22 14:00 | 14:00 | 14.6407 | 60
2021-03-22 14:30 | 14:30 | 14.5282 | 60
2021-03-22 15:00 | 15:00 | 14.3246 | 60
2021-03-22 15:30 | 15:30 | 14.8862 | 60
2021-03-22 16:00 | 16:00 | 15.9997 | 60
2021-03-22 16:30 | 16:30 | 17.214 | 60
2021-03-22 17:00 | 17:00 | 18.5397 | 60
2021-03-22 17:30 | 17:30 | 19.7498 | 60
2021-03-22 18:00 | 18:00 | 20.0998 | 60
2021-03-22 18:30 | 18:30 | 20.0825 | 60
2021-03-22 19:00 | 19:00 | 19.0548 | 60
2021-03-22 19:30 | 19:30 | 18.1066 | 60
2021-03-22 20:00 | 20:00 | 17.375 | 60
2021-03-22 20:30 | 20:30 | 16.4442 | 60
2021-03-22 21:00 | 21:00 | 15.504 | 60
2021-03-22 21:30 | 21:30 | 14.6242 | 60
2021-03-22 22:00 | 22:00 | 13.7858 | 60
2021-03-22 22:30 | 22:30 | 13.1071 | 60
2021-03-22 23:00 | 23:00 | 12.0125 | 60
2021-03-22 23:30 | 23:30 | 11.2599 | 60
2021-03-23 | 0:00 | 10.6348 | 60
2021-03-23 00:30 | 0:30 | 10.1468 | 60
2021-03-23 01:00 | 1:00 | 9.8382 | 60
2021-03-23 01:30 | 1:30 | 9.8197 | 60
2021-03-23 02:00 | 2:00 | 9.7322 | 60
2021-03-23 02:30 | 2:30 | 9.5548 | 60
2021-03-23 03:00 | 3:00 | 9.5279 | 60
2021-03-23 03:30 | 3:30 | 9.3968 | 60
2021-03-23 04:00 | 4:00 | 9.4454 | 60
2021-03-23 04:30 | 4:30 | 9.6663 | 60
2021-03-23 05:00 | 5:00 | 10.3082 | 60
2021-03-23 05:30 | 5:30 | 10.9229 | 60
2021-03-23 06:00 | 6:00 | 11.4174 | 60
2021-03-23 06:30 | 6:30 | 12.5024 | 60
2021-03-23 07:00 | 7:00 | 13.4251 | 60
2021-03-23 07:30 | 7:30 | 13.7773 | 60
2021-03-23 08:00 | 8:00 | 13.9097 | 60
2021-03-23 08:30 | 8:30 | 13.9616 | 60
2021-03-23 09:00 | 9:00 | 14.6461 | 60
2021-03-23 09:30 | 9:30 | 14.8572 | 60
2021-03-23 10:00 | 10:00 | 14.4007 | 60
2021-03-23 10:30 | 10:30 | 13.8997 | 60
2021-03-23 11:00 | 11:00 | 14.3241 | 60
2021-03-23 11:30 | 11:30 | 14.5787 | 60
2021-03-23 12:00 | 12:00 | 14.389 | 60
2021-03-23 12:30 | 12:30 | 14.0634 | 60
2021-03-23 13:00 | 13:00 | 13.5706 | 60
2021-03-23 13:30 | 13:30 | 12.7998 | 60
2021-03-23 14:00 | 14:00 | 13.4662 | 60
2021-03-23 14:30 | 14:30 | 14.4582 | 60
2021-03-23 15:00 | 15:00 | 15.0152 | 60
2021-03-23 15:30 | 15:30 | 15.6624 | 60
2021-03-23 16:00 | 16:00 | 16.4915 | 60
2021-03-23 16:30 | 16:30 | 17.5173 | 60
2021-03-23 17:00 | 17:00 | 18.6627 | 60
2021-03-23 17:30 | 17:30 | 19.6583 | 60
2021-03-23 18:00 | 18:00 | 20.6635 | 60
2021-03-23 18:30 | 18:30 | 20.593 | 60
2021-03-23 19:00 | 19:00 | 19.854 | 60
2021-03-23 19:30 | 19:30 | 19.0698 | 60
2021-03-23 20:00 | 20:00 | 18.3823 | 60
2021-03-23 20:30 | 20:30 | 17.4278 | 60
2021-03-23 21:00 | 21:00 | 16.3326 | 60
2021-03-23 21:30 | 21:30 | 15.2522 | 60
2021-03-23 22:00 | 22:00 | 14.1051 | 60
2021-03-23 22:30 | 22:30 | 13.3317 | 60
2021-03-23 23:00 | 23:00 | 12.3706 | 60
2021-03-23 23:30 | 23:30 | 11.4255 | 60
2021-03-24 | 0:00 | 10.7408 | 60
2021-03-24 00:30 | 0:30 | 10.2558 | 60
2021-03-24 01:00 | 1:00 | 10.156 | 60
2021-03-24 01:30 | 1:30 | 10.0271 | 60
2021-03-24 02:00 | 2:00 | 9.7218 | 60
2021-03-24 02:30 | 2:30 | 9.5476 | 60
2021-03-24 03:00 | 3:00 | 9.5053 | 60
2021-03-24 03:30 | 3:30 | 9.6085 | 60
2021-03-24 04:00 | 4:00 | 9.7104 | 60
2021-03-24 04:30 | 4:30 | 9.9465 | 60
2021-03-24 05:00 | 5:00 | 10.4696 | 60
2021-03-24 05:30 | 5:30 | 10.8248 | 60
2021-03-24 06:00 | 6:00 | 11.3298 | 60
2021-03-24 06:30 | 6:30 | 11.239 | 60
2021-03-24 07:00 | 7:00 | 10.0407 | 60
2021-03-24 07:30 | 7:30 | 9.0503 | 60
2021-03-24 08:00 | 8:00 | 9.9941 | 60
2021-03-24 08:30 | 8:30 | 10.8494 | 60
2021-03-24 09:00 | 9:00 | 9.066 | 60
2021-03-24 09:30 | 9:30 | 9.8271 | 60
2021-03-24 10:00 | 10:00 | 7.274 | 60
2021-03-24 10:30 | 10:30 | 6.0341 | 60
2021-03-24 11:00 | 11:00 | 9.4454 | 60
2021-03-24 11:30 | 11:30 | 8.7864 | 60
2021-03-24 12:00 | 12:00 | 9.5639 | 60
2021-03-24 12:30 | 12:30 | 9.4248 | 60
2021-03-24 13:00 | 13:00 | 9.7146 | 60
2021-03-24 13:30 | 13:30 | 12.7418 | 60
2021-03-24 14:00 | 14:00 | 14.6301 | 60
2021-03-24 14:30 | 14:30 | 13.5294 | 60
2021-03-24 15:00 | 15:00 | 13.0591 | 60
2021-03-24 15:30 | 15:30 | 16.2076 | 60
2021-03-24 16:00 | 16:00 | 18.0854 | 60
2021-03-24 16:30 | 16:30 | 20.317 | 60
2021-03-24 17:00 | 17:00 | 21.4241 | 60
2021-03-24 17:30 | 17:30 | 22.6743 | 60
2021-03-24 18:00 | 18:00 | 23.1572 | 60
2021-03-24 18:30 | 18:30 | 23.2969 | 60
2021-03-24 19:00 | 19:00 | 21.8674 | 60
2021-03-24 19:30 | 19:30 | 20.5853 | 60
2021-03-24 20:00 | 20:00 | 19.5177 | 60
2021-03-24 20:30 | 20:30 | 17.9425 | 60
2021-03-24 21:00 | 21:00 | 16.6691 | 60
2021-03-24 21:30 | 21:30 | 15.4647 | 60
2021-03-24 22:00 | 22:00 | 14.3475 | 60
2021-03-24 22:30 | 22:30 | 13.4224 | 60
2021-03-24 23:00 | 23:00 | 12.3987 | 60
2021-03-24 23:30 | 23:30 | 11.2881 | 60
2021-03-25 | 0:00 | 10.4689 | 60
2021-03-25 00:30 | 0:30 | 10.0314 | 60
2021-03-25 01:00 | 1:00 | 9.6417 | 60
2021-03-25 01:30 | 1:30 | 9.5265 | 60
2021-03-25 02:00 | 2:00 | 9.2024 | 60
2021-03-25 02:30 | 2:30 | 9.188 | 60
2021-03-25 03:00 | 3:00 | 9.1057 | 60
2021-03-25 03:30 | 3:30 | 8.9075 | 60
2021-03-25 04:00 | 4:00 | 9.0892 | 60
2021-03-25 04:30 | 4:30 | 9.3377 | 60
2021-03-25 05:00 | 5:00 | 9.9292 | 60
2021-03-25 05:30 | 5:30 | 10.3328 | 60
2021-03-25 06:00 | 6:00 | 10.6003 | 60
2021-03-25 06:30 | 6:30 | 10.0921 | 60
2021-03-25 07:00 | 7:00 | 9.2153 | 60
2021-03-25 07:30 | 7:30 | 7.81 | 60
2021-03-25 08:00 | 8:00 | 6.3003 | 60
2021-03-25 08:30 | 8:30 | 5.0838 | 60
2021-03-25 09:00 | 9:00 | 4.1284 | 60
2021-03-25 09:30 | 9:30 | 3.3551 | 60
2021-03-25 10:00 | 10:00 | 2.7282 | 60
2021-03-25 10:30 | 10:30 | 2.4152 | 60
2021-03-25 11:00 | 11:00 | 2.4058 | 60
2021-03-25 11:30 | 11:30 | 2.4573 | 60
2021-03-25 12:00 | 12:00 | 3.0862 | 60
2021-03-25 12:30 | 12:30 | 3.8687 | 60
2021-03-25 13:00 | 13:00 | 4.6537 | 60
2021-03-25 13:30 | 13:30 | 5.8622 | 60
2021-03-25 14:00 | 14:00 | 7.7025 | 60
2021-03-25 14:30 | 14:30 | 9.3474 | 60
2021-03-25 15:00 | 15:00 | 11.5763 | 60
2021-03-25 15:30 | 15:30 | 14.5286 | 60
2021-03-25 16:00 | 16:00 | 17.113 | 60
2021-03-25 16:30 | 16:30 | 19.2723 | 60
2021-03-25 17:00 | 17:00 | 21.0561 | 60
2021-03-25 17:30 | 17:30 | 21.6096 | 60
2021-03-25 18:00 | 18:00 | 21.7585 | 60
2021-03-25 18:30 | 18:30 | 21.7547 | 60
2021-03-25 19:00 | 19:00 | 20.7847 | 60
2021-03-25 19:30 | 19:30 | 19.6531 | 60
2021-03-25 20:00 | 20:00 | 18.674 | 60
2021-03-25 20:30 | 20:30 | 17.6163 | 60
2021-03-25 21:00 | 21:00 | 16.2964 | 60
2021-03-25 21:30 | 21:30 | 15.0156 | 60
2021-03-25 22:00 | 22:00 | 13.9252 | 60
2021-03-25 22:30 | 22:30 | 13.0231 | 60
2021-03-25 23:00 | 23:00 | 12.0162 | 60
2021-03-25 23:30 | 23:30 | 11.0717 | 60
2021-03-26 | 0:00 | 10.3132 | 60
2021-03-26 00:30 | 0:30 | 9.8432 | 60
2021-03-26 01:00 | 1:00 | 9.49 | 60
2021-03-26 01:30 | 1:30 | 9.2464 | 60
2021-03-26 02:00 | 2:00 | 9.0938 | 60
2021-03-26 02:30 | 2:30 | 9 | 60
2021-03-26 03:00 | 3:00 | 8.9198 | 60
2021-03-26 03:30 | 3:30 | 8.8982 | 60
2021-03-26 04:00 | 4:00 | 9.0677 | 60
2021-03-26 04:30 | 4:30 | 9.2861 | 60
2021-03-26 05:00 | 5:00 | 9.8461 | 60
2021-03-26 05:30 | 5:30 | 10.0038 | 60
2021-03-26 06:00 | 6:00 | 10.4922 | 60
2021-03-26 06:30 | 6:30 | 9.8813 | 60
2021-03-26 07:00 | 7:00 | 8.7154 | 60
2021-03-26 07:30 | 7:30 | 7.4633 | 60
2021-03-26 08:00 | 8:00 | 6.0402 | 60
2021-03-26 08:30 | 8:30 | 4.7785 | 60
2021-03-26 09:00 | 9:00 | 3.9991 | 60
2021-03-26 09:30 | 9:30 | 3.4239 | 60
2021-03-26 10:00 | 10:00 | 2.8425 | 60
2021-03-26 10:30 | 10:30 | 2.5042 | 60
2021-03-26 11:00 | 11:00 | 2.3887 | 60
2021-03-26 11:30 | 11:30 | 2.5187 | 60
2021-03-26 12:00 | 12:00 | 2.8007 | 60
2021-03-26 12:30 | 12:30 | 3.2768 | 60
2021-03-26 13:00 | 13:00 | 3.8357 | 60
2021-03-26 13:30 | 13:30 | 4.8475 | 60
2021-03-26 14:00 | 14:00 | 6.349 | 60
2021-03-26 14:30 | 14:30 | 7.9422 | 60
2021-03-26 15:00 | 15:00 | 10.3303 | 60
2021-03-26 15:30 | 15:30 | 12.466 | 60
2021-03-26 16:00 | 16:00 | 13.7912 | 60
2021-03-26 16:30 | 16:30 | 17.5344 | 60
2021-03-26 17:00 | 17:00 | 17.5269 | 60
2021-03-26 17:30 | 17:30 | 18.7701 | 60
2021-03-26 18:00 | 18:00 | 19.5464 | 60
2021-03-26 18:30 | 18:30 | 19.94 | 60
2021-03-26 19:00 | 19:00 | 19.331 | 60
2021-03-26 19:30 | 19:30 | 18.4339 | 60
2021-03-26 20:00 | 20:00 | 17.5992 | 60
2021-03-26 20:30 | 20:30 | 16.5799 | 60
2021-03-26 21:00 | 21:00 | 15.8753 | 60
2021-03-26 21:30 | 21:30 | 14.7483 | 60
2021-03-26 22:00 | 22:00 | 13.8399 | 60
2021-03-26 22:30 | 22:30 | 13.1775 | 60
2021-03-26 23:00 | 23:00 | 12.3288 | 60
2021-03-26 23:30 | 23:30 | 11.3841 | 60
2021-03-27 | 0:00 | 10.6969 | 60
2021-03-27 00:30 | 0:30 | 10.2796 | 60
2021-03-27 01:00 | 1:00 | 9.8738 | 60
2021-03-27 01:30 | 1:30 | 9.7091 | 60
2021-03-27 02:00 | 2:00 | 9.6179 | 60
2021-03-27 02:30 | 2:30 | 9.3312 | 60
2021-03-27 03:00 | 3:00 | 9.2294 | 60
2021-03-27 03:30 | 3:30 | 9.0373 | 60
2021-03-27 04:00 | 4:00 | 9.027 | 60
2021-03-27 04:30 | 4:30 | 9.0981 | 60
2021-03-27 05:00 | 5:00 | 9.2423 | 60
2021-03-27 05:30 | 5:30 | 9.3893 | 60
2021-03-27 06:00 | 6:00 | 9.5584 | 60
2021-03-27 06:30 | 6:30 | 9.5351 | 60
2021-03-27 07:00 | 7:00 | 8.0043 | 60
2021-03-27 07:30 | 7:30 | 6.4823 | 60
2021-03-27 08:00 | 8:00 | 6.1772 | 60
2021-03-27 08:30 | 8:30 | 5.8208 | 60
2021-03-27 09:00 | 9:00 | 5.5142 | 60
2021-03-27 09:30 | 9:30 | 5.0814 | 60
2021-03-27 10:00 | 10:00 | 4.9611 | 60
2021-03-27 10:30 | 10:30 | 4.8845 | 60
2021-03-27 11:00 | 11:00 | 6.3138 | 60
2021-03-27 11:30 | 11:30 | 6.411 | 60
2021-03-27 12:00 | 12:00 | 9.6334 | 60
2021-03-27 12:30 | 12:30 | 7.2628 | 60
2021-03-27 13:00 | 13:00 | 6.6215 | 60
2021-03-27 13:30 | 13:30 | 8.4851 | 60
2021-03-27 14:00 | 14:00 | 10.4171 | 60
2021-03-27 14:30 | 14:30 | 11.7558 | 60
2021-03-27 15:00 | 15:00 | 12.5975 | 60
2021-03-27 15:30 | 15:30 | 13.8801 | 60
2021-03-27 16:00 | 16:00 | 15.6788 | 60
2021-03-27 16:30 | 16:30 | 18.5672 | 60
2021-03-27 17:00 | 17:00 | 20.051 | 60
2021-03-27 17:30 | 17:30 | 20.259 | 60
2021-03-27 18:00 | 18:00 | 20.6765 | 60
2021-03-27 18:30 | 18:30 | 20.5314 | 60
2021-03-27 19:00 | 19:00 | 19.6051 | 60
2021-03-27 19:30 | 19:30 | 18.6109 | 60
2021-03-27 20:00 | 20:00 | 17.7711 | 60
2021-03-27 20:30 | 20:30 | 16.7624 | 60
2021-03-27 21:00 | 21:00 | 15.8069 | 60
2021-03-27 21:30 | 21:30 | 15.071 | 60
2021-03-27 22:00 | 22:00 | 14.1786 | 60
2021-03-27 22:30 | 22:30 | 13.6097 | 60
2021-03-27 23:00 | 23:00 | 12.5723 | 60
2021-03-27 23:30 | 23:30 | 11.6709 | 60
2021-03-28 | 0:00 | 10.9409 | 60
2021-03-28 00:30 | 0:30 | 10.3317 | 60
2021-03-28 01:00 | 1:00 | 10.0406 | 60
2021-03-28 01:30 | 1:30 | 9.7673 | 60
2021-03-28 02:00 | 2:00 | 9.5706 | 60
2021-03-28 02:30 | 2:30 | 9.3011 | 60
2021-03-28 03:00 | 3:00 | 9.1086 | 60
2021-03-28 03:30 | 3:30 | 9.0415 | 60
2021-03-28 04:00 | 4:00 | 8.8997 | 60
2021-03-28 04:30 | 4:30 | 8.9147 | 60
2021-03-28 05:00 | 5:00 | 9.1152 | 60
2021-03-28 05:30 | 5:30 | 9.1417 | 60
2021-03-28 06:00 | 6:00 | 9.1079 | 60
2021-03-28 06:30 | 6:30 | 8.0686 | 60
2021-03-28 07:00 | 7:00 | 7.1803 | 60
2021-03-28 07:30 | 7:30 | 6.3273 | 60
2021-03-28 08:00 | 8:00 | 5.6255 | 60
2021-03-28 08:30 | 8:30 | 5.1069 | 60
2021-03-28 09:00 | 9:00 | 4.6503 | 60
2021-03-28 09:30 | 9:30 | 4.5056 | 60
2021-03-28 10:00 | 10:00 | 4.1106 | 60
2021-03-28 10:30 | 10:30 | 4.2575 | 60
2021-03-28 11:00 | 11:00 | 6.6047 | 60
2021-03-28 11:30 | 11:30 | 7.8674 | 60
2021-03-28 12:00 | 12:00 | 6.4204 | 60
2021-03-28 12:30 | 12:30 | 9.7804 | 60
2021-03-28 13:00 | 13:00 | 7.241 | 60
2021-03-28 13:30 | 13:30 | 7.0527 | 60
2021-03-28 14:00 | 14:00 | 9.0473 | 60
2021-03-28 14:30 | 14:30 | 11.5411 | 60
2021-03-28 15:00 | 15:00 | 13.8575 | 60
2021-03-28 15:30 | 15:30 | 16.6337 | 60
2021-03-28 16:00 | 16:00 | 17.8205 | 60
2021-03-28 16:30 | 16:30 | 18.7429 | 60
2021-03-28 17:00 | 17:00 | 20.5246 | 60
2021-03-28 17:30 | 17:30 | 21.4523 | 60
2021-03-28 18:00 | 18:00 | 22.2103 | 60
2021-03-28 18:30 | 18:30 | 22.2355 | 60
2021-03-28 19:00 | 19:00 | 20.8074 | 60
2021-03-28 19:30 | 19:30 | 19.6241 | 60
2021-03-28 20:00 | 20:00 | 18.6242 | 60
2021-03-28 20:30 | 20:30 | 17.3666 | 60
2021-03-28 21:00 | 21:00 | 16.4691 | 60
2021-03-28 21:30 | 21:30 | 15.2189 | 60
2021-03-28 22:00 | 22:00 | 14.1196 | 60
2021-03-28 22:30 | 22:30 | 13.4522 | 60
2021-03-28 23:00 | 23:00 | 12.3671 | 60
2021-03-28 23:30 | 23:30 | 11.5462 | 60
2021-03-29 | 0:00 | 10.7875 | 60
2021-03-29 00:30 | 0:30 | 10.2157 | 60
2021-03-29 01:00 | 1:00 | 9.9662 | 60
2021-03-29 01:30 | 1:30 | 9.6544 | 60
2021-03-29 02:00 | 2:00 | 9.4148 | 60
2021-03-29 02:30 | 2:30 | 9.43 | 60
2021-03-29 03:00 | 3:00 | 9.4177 | 60
2021-03-29 03:30 | 3:30 | 9.2983 | 60
2021-03-29 04:00 | 4:00 | 9.296 | 60
2021-03-29 04:30 | 4:30 | 9.6201 | 60
2021-03-29 05:00 | 5:00 | 10.1532 | 60
2021-03-29 05:30 | 5:30 | 10.3711 | 60
2021-03-29 06:00 | 6:00 | 10.7039 | 60
2021-03-29 06:30 | 6:30 | 10.1532 | 60
2021-03-29 07:00 | 7:00 | 9.207 | 60
2021-03-29 07:30 | 7:30 | 8.0924 | 60
2021-03-29 08:00 | 8:00 | 6.6539 | 60
2021-03-29 08:30 | 8:30 | 5.7118 | 60
2021-03-29 09:00 | 9:00 | 6.204 | 60
2021-03-29 09:30 | 9:30 | 4.9571 | 60
2021-03-29 10:00 | 10:00 | 5.5605 | 60
2021-03-29 10:30 | 10:30 | 5.5014 | 60
2021-03-29 11:00 | 11:00 | 6.6007 | 60
2021-03-29 11:30 | 11:30 | 6.5307 | 60
2021-03-29 12:00 | 12:00 | 10.8749 | 60
2021-03-29 12:30 | 12:30 | 5.642 | 60
2021-03-29 13:00 | 13:00 | 5.3651 | 60
2021-03-29 13:30 | 13:30 | 7.835 | 60
2021-03-29 14:00 | 14:00 | 9.0008 | 60
2021-03-29 14:30 | 14:30 | 8.809 | 60
2021-03-29 15:00 | 15:00 | 10.7815 | 60
2021-03-29 15:30 | 15:30 | 13.6257 | 60
2021-03-29 16:00 | 16:00 | 16.0593 | 60
2021-03-29 16:30 | 16:30 | 16.9621 | 60
2021-03-29 17:00 | 17:00 | 19.1831 | 60
2021-03-29 17:30 | 17:30 | 20.6678 | 60
2021-03-29 18:00 | 18:00 | 21.5305 | 60
2021-03-29 18:30 | 18:30 | 21.6193 | 60
2021-03-29 19:00 | 19:00 | 20.3546 | 60
2021-03-29 19:30 | 19:30 | 19.2346 | 60
2021-03-29 20:00 | 20:00 | 18.2856 | 60
2021-03-29 20:30 | 20:30 | 17.2068 | 60
2021-03-29 21:00 | 21:00 | 16.0463 | 60
2021-03-29 21:30 | 21:30 | 14.782 | 60
2021-03-29 22:00 | 22:00 | 13.6683 | 60
2021-03-29 22:30 | 22:30 | 12.919 | 60
2021-03-29 23:00 | 23:00 | 12.0038 | 60
2021-03-29 23:30 | 23:30 | 11.0748 | 60
2021-03-30 | 0:00 | 10.4122 | 60
2021-03-30 00:30 | 0:30 | 10.0558 | 60
2021-03-30 01:00 | 1:00 | 9.6956 | 60
2021-03-30 01:30 | 1:30 | 9.5695 | 60
2021-03-30 02:00 | 2:00 | 9.524 | 60
2021-03-30 02:30 | 2:30 | 9.3615 | 60
2021-03-30 03:00 | 3:00 | 9.268 | 60
2021-03-30 03:30 | 3:30 | 9.28 | 60
2021-03-30 04:00 | 4:00 | 9.4435 | 60
2021-03-30 04:30 | 4:30 | 9.5415 | 60
2021-03-30 05:00 | 5:00 | 10.1123 | 60
2021-03-30 05:30 | 5:30 | 10.3347 | 60
2021-03-30 06:00 | 6:00 | 10.7945 | 60
2021-03-30 06:30 | 6:30 | 10.4169 | 60
2021-03-30 07:00 | 7:00 | 10.387 | 60
2021-03-30 07:30 | 7:30 | 12.0021 | 60
2021-03-30 08:00 | 8:00 | 11.0637 | 60
2021-03-30 08:30 | 8:30 | 11.2307 | 60
2021-03-30 09:00 | 9:00 | 7.8952 | 60
2021-03-30 09:30 | 9:30 | 6.3326 | 60
2021-03-30 10:00 | 10:00 | 5.0423 | 60
2021-03-30 10:30 | 10:30 | 3.8956 | 60
2021-03-30 11:00 | 11:00 | 8.6828 | 60
2021-03-30 11:30 | 11:30 | 6.9673 | 60
2021-03-30 12:00 | 12:00 | 5.2527 | 60
2021-03-30 12:30 | 12:30 | 11.3188 | 60
2021-03-30 13:00 | 13:00 | 8.7272 | 60
2021-03-30 13:30 | 13:30 | 10.4913 | 60
2021-03-30 14:00 | 14:00 | 8.8619 | 60
2021-03-30 14:30 | 14:30 | 8.603 | 60
2021-03-30 15:00 | 15:00 | 10.1842 | 60
2021-03-30 15:30 | 15:30 | 11.6593 | 60
2021-03-30 16:00 | 16:00 | 11.5475 | 60
2021-03-30 16:30 | 16:30 | 13.5285 | 60
2021-03-30 17:00 | 17:00 | 16.0287 | 60
2021-03-30 17:30 | 17:30 | 17.8399 | 60
2021-03-30 18:00 | 18:00 | 19.0101 | 60
2021-03-30 18:30 | 18:30 | 19.1702 | 60
2021-03-30 19:00 | 19:00 | 18.109 | 60
2021-03-30 19:30 | 19:30 | 17.3175 | 60
2021-03-30 20:00 | 20:00 | 16.6835 | 60
2021-03-30 20:30 | 20:30 | 15.4831 | 60
2021-03-30 21:00 | 21:00 | 14.5361 | 60
2021-03-30 21:30 | 21:30 | 13.5107 | 60
2021-03-30 22:00 | 22:00 | 12.7088 | 60
2021-03-30 22:30 | 22:30 | 12.135 | 60
2021-03-30 23:00 | 23:00 | 11.3067 | 60
2021-03-30 23:30 | 23:30 | 10.5115 | 60
2021-03-31 | 0:00 | 9.8066 | 60
2021-03-31 00:30 | 0:30 | 9.5746 | 60
2021-03-31 01:00 | 1:00 | 9.2619 | 60
2021-03-31 01:30 | 1:30 | 9.184 | 60
2021-03-31 02:00 | 2:00 | 8.9772 | 60
2021-03-31 02:30 | 2:30 | 8.8538 | 60
2021-03-31 03:00 | 3:00 | 8.8238 | 60
2021-03-31 03:30 | 3:30 | 8.6612 | 60
2021-03-31 04:00 | 4:00 | 8.8362 | 60
2021-03-31 04:30 | 4:30 | 9.0399 | 60
2021-03-31 05:00 | 5:00 | 9.5959 | 60
2021-03-31 05:30 | 5:30 | 9.9262 | 60
2021-03-31 06:00 | 6:00 | 10.2448 | 60
2021-03-31 06:30 | 6:30 | 9.8355 | 60
2021-03-31 07:00 | 7:00 | 8.9155 | 60
2021-03-31 07:30 | 7:30 | 8.2472 | 60
2021-03-31 08:00 | 8:00 | 7.149 | 60
2021-03-31 08:30 | 8:30 | 5.9559 | 60
2021-03-31 09:00 | 9:00 | 3.6619 | 60
2021-03-31 09:30 | 9:30 | 2.5305 | 60
2021-03-31 10:00 | 10:00 | 2.5042 | 60
2021-03-31 10:30 | 10:30 | 2.9933 | 60
2021-03-31 11:00 | 11:00 | 5.896 | 60
2021-03-31 11:30 | 11:30 | 5.5664 | 60
2021-03-31 12:00 | 12:00 | 7.7749 | 60
2021-03-31 12:30 | 12:30 | 5.7181 | 60
2021-03-31 13:00 | 13:00 | 9.276 | 60
2021-03-31 13:30 | 13:30 | 7.0813 | 60
2021-03-31 14:00 | 14:00 | 9.301 | 60
2021-03-31 14:30 | 14:30 | 6.3622 | 60
2021-03-31 15:00 | 15:00 | 8.4086 | 60
2021-03-31 15:30 | 15:30 | 9.1574 | 60
2021-03-31 16:00 | 16:00 | 13.285 | 60
2021-03-31 16:30 | 16:30 | 14.1207 | 60
2021-03-31 17:00 | 17:00 | 15.3981 | 60
2021-03-31 17:30 | 17:30 | 17.3133 | 60
2021-03-31 18:00 | 18:00 | 18.6887 | 60
2021-03-31 18:30 | 18:30 | 18.5868 | 60
2021-03-31 19:00 | 19:00 | 17.6219 | 60
2021-03-31 19:30 | 19:30 | 16.9331 | 60
2021-03-31 20:00 | 20:00 | 16.2709 | 60
2021-03-31 20:30 | 20:30 | 15.2954 | 60
2021-03-31 21:00 | 21:00 | 14.2203 | 60
2021-03-31 21:30 | 21:30 | 13.3525 | 60
2021-03-31 22:00 | 22:00 | 12.5849 | 60
2021-03-31 22:30 | 22:30 | 12.1124 | 60
2021-03-31 23:00 | 23:00 | 11.1199 | 60
2021-03-31 23:30 | 23:30 | 10.3885 | 60
2021-04-01 | 0:00 | 9.8376 | 60
2021-04-01 00:30 | 0:30 | 9.4191 | 60
2021-04-01 01:00 | 1:00 | 9.1694 | 60
2021-04-01 01:30 | 1:30 | 8.9873 | 60
2021-04-01 02:00 | 2:00 | 8.8055 | 60
2021-04-01 02:30 | 2:30 | 8.655 | 60
2021-04-01 03:00 | 3:00 | 8.6586 | 60
2021-04-01 03:30 | 3:30 | 8.5598 | 60
2021-04-01 04:00 | 4:00 | 8.7202 | 60
2021-04-01 04:30 | 4:30 | 8.8763 | 60
2021-04-01 05:00 | 5:00 | 9.6307 | 60
2021-04-01 05:30 | 5:30 | 9.9344 | 60
2021-04-01 06:00 | 6:00 | 10.2085 | 60
2021-04-01 06:30 | 6:30 | 9.2966 | 60
2021-04-01 07:00 | 7:00 | 9.4546 | 60
2021-04-01 07:30 | 7:30 | 8.7194 | 60
2021-04-01 08:00 | 8:00 | 7.2517 | 60
2021-04-01 08:30 | 8:30 | 5.7315 | 60
2021-04-01 09:00 | 9:00 | 3.3101 | 60
2021-04-01 09:30 | 9:30 | 3.2094 | 60
2021-04-01 10:00 | 10:00 | 2.5145 | 60
2021-04-01 10:30 | 10:30 | 3.6229 | 60
2021-04-01 11:00 | 11:00 | 3.0701 | 60
2021-04-01 11:30 | 11:30 | 2.945 | 60
2021-04-01 12:00 | 12:00 | 4.9979 | 60
2021-04-01 12:30 | 12:30 | 4.2834 | 60
2021-04-01 13:00 | 13:00 | 5.133 | 60
2021-04-01 13:30 | 13:30 | 6.5902 | 60
2021-04-01 14:00 | 14:00 | 8.6052 | 60
2021-04-01 14:30 | 14:30 | 5.2008 | 60
2021-04-01 15:00 | 15:00 | 7.1365 | 60
2021-04-01 15:30 | 15:30 | 11.4742 | 60
2021-04-01 16:00 | 16:00 | 13.9156 | 60
2021-04-01 16:30 | 16:30 | 14.2489 | 60
2021-04-01 17:00 | 17:00 | 15.4002 | 60
2021-04-01 17:30 | 17:30 | 16.5476 | 60
2021-04-01 18:00 | 18:00 | 17.5713 | 60
2021-04-01 18:30 | 18:30 | 17.5036 | 60
2021-04-01 19:00 | 19:00 | 16.7587 | 60
2021-04-01 19:30 | 19:30 | 16.0782 | 60
2021-04-01 20:00 | 20:00 | 16.0394 | 60
2021-04-01 20:30 | 20:30 | 15.0046 | 60
2021-04-01 21:00 | 21:00 | 14.3567 | 60
2021-04-01 21:30 | 21:30 | 13.5579 | 60
2021-04-01 22:00 | 22:00 | 12.8235 | 60
2021-04-01 22:30 | 22:30 | 12.4464 | 60
2021-04-01 23:00 | 23:00 | 11.6794 | 60
2021-04-01 23:30 | 23:30 | 10.8108 | 60
2021-04-02 | 0:00 | 10.1907 | 60
2021-04-02 00:30 | 0:30 | 9.5702 | 60
2021-04-02 01:00 | 1:00 | 9.4067 | 60
2021-04-02 01:30 | 1:30 | 9.0972 | 60
2021-04-02 02:00 | 2:00 | 8.9113 | 60
2021-04-02 02:30 | 2:30 | 8.8225 | 60
2021-04-02 03:00 | 3:00 | 8.7116 | 60
2021-04-02 03:30 | 3:30 | 8.629 | 60
2021-04-02 04:00 | 4:00 | 8.5701 | 60
2021-04-02 04:30 | 4:30 | 8.4727 | 60
2021-04-02 05:00 | 5:00 | 8.6505 | 60
2021-04-02 05:30 | 5:30 | 8.8242 | 60
2021-04-02 06:00 | 6:00 | 8.8928 | 60
2021-04-02 06:30 | 6:30 | 8.2451 | 60
2021-04-02 07:00 | 7:00 | 8.1996 | 60
2021-04-02 07:30 | 7:30 | 6.7697 | 60
2021-04-02 08:00 | 8:00 | 8.4677 | 60
2021-04-02 08:30 | 8:30 | 3.9107 | 60
2021-04-02 09:00 | 9:00 | 3.2484 | 60
2021-04-02 09:30 | 9:30 | 3.0824 | 60
2021-04-02 10:00 | 10:00 | 3.2366 | 60
2021-04-02 10:30 | 10:30 | 4.0216 | 60
2021-04-02 11:00 | 11:00 | 4.5381 | 60
2021-04-02 11:30 | 11:30 | 3.8012 | 60
2021-04-02 12:00 | 12:00 | 2.9932 | 60
2021-04-02 12:30 | 12:30 | 2.8721 | 60
2021-04-02 13:00 | 13:00 | 3.1682 | 60
2021-04-02 13:30 | 13:30 | 4.9216 | 60
2021-04-02 14:00 | 14:00 | 4.9454 | 60
2021-04-02 14:30 | 14:30 | 5.0109 | 60
2021-04-02 15:00 | 15:00 | 6.4033 | 60
2021-04-02 15:30 | 15:30 | 8.4527 | 60
2021-04-02 16:00 | 16:00 | 10.2297 | 60
2021-04-02 16:30 | 16:30 | 13.1626 | 60
2021-04-02 17:00 | 17:00 | 14.6296 | 60
2021-04-02 17:30 | 17:30 | 16.0747 | 60
2021-04-02 18:00 | 18:00 | 16.9782 | 60
2021-04-02 18:30 | 18:30 | 17.0173 | 60
2021-04-02 19:00 | 19:00 | 16.1804 | 60
2021-04-02 19:30 | 19:30 | 15.6148 | 60
2021-04-02 20:00 | 20:00 | 15.1213 | 60
2021-04-02 20:30 | 20:30 | 14.2614 | 60
2021-04-02 21:00 | 21:00 | 13.5895 | 60
2021-04-02 21:30 | 21:30 | 12.9478 | 60
2021-04-02 22:00 | 22:00 | 12.4438 | 60
2021-04-02 22:30 | 22:30 | 12.2003 | 60
2021-04-02 23:00 | 23:00 | 11.5413 | 60
2021-04-02 23:30 | 23:30 | 10.7723 | 60
2021-04-03 | 0:00 | 10.0768 | 60
2021-04-03 00:30 | 0:30 | 9.8581 | 60
2021-04-03 01:00 | 1:00 | 9.4892 | 60
2021-04-03 01:30 | 1:30 | 9.2803 | 60
2021-04-03 02:00 | 2:00 | 9.0861 | 60
2021-04-03 02:30 | 2:30 | 8.8582 | 60
2021-04-03 03:00 | 3:00 | 8.6555 | 60
2021-04-03 03:30 | 3:30 | 8.6559 | 60
2021-04-03 04:00 | 4:00 | 8.5669 | 60
2021-04-03 04:30 | 4:30 | 8.6488 | 60
2021-04-03 05:00 | 5:00 | 8.9004 | 60
2021-04-03 05:30 | 5:30 | 9.0899 | 60
2021-04-03 06:00 | 6:00 | 9.3185 | 60
2021-04-03 06:30 | 6:30 | 9.5558 | 60
2021-04-03 07:00 | 7:00 | 9.7328 | 60
2021-04-03 07:30 | 7:30 | 9.7147 | 60
2021-04-03 08:00 | 8:00 | 11.3002 | 60
2021-04-03 08:30 | 8:30 | 10.9284 | 60
2021-04-03 09:00 | 9:00 | 10.4684 | 60
2021-04-03 09:30 | 9:30 | 10.7513 | 60
2021-04-03 10:00 | 10:00 | 10.6904 | 60
2021-04-03 10:30 | 10:30 | 9.2562 | 60
2021-04-03 11:00 | 11:00 | 9.0294 | 60
2021-04-03 11:30 | 11:30 | 7.5988 | 60
2021-04-03 12:00 | 12:00 | 8.8519 | 60
2021-04-03 12:30 | 12:30 | 4.6472 | 60
2021-04-03 13:00 | 13:00 | 7.0482 | 60
2021-04-03 13:30 | 13:30 | 6.0128 | 60
2021-04-03 14:00 | 14:00 | 4.3363 | 60
2021-04-03 14:30 | 14:30 | 7.0283 | 60
2021-04-03 15:00 | 15:00 | 10.9879 | 60
2021-04-03 15:30 | 15:30 | 11.6359 | 60
2021-04-03 16:00 | 16:00 | 12.047 | 60
2021-04-03 16:30 | 16:30 | 14.6669 | 60
2021-04-03 17:00 | 17:00 | 15.7488 | 60
2021-04-03 17:30 | 17:30 | 16.9137 | 60
2021-04-03 18:00 | 18:00 | 17.2796 | 60
2021-04-03 18:30 | 18:30 | 17.1826 | 60
2021-04-03 19:00 | 19:00 | 16.1861 | 60
2021-04-03 19:30 | 19:30 | 15.7308 | 60
2021-04-03 20:00 | 20:00 | 15.4321 | 60
2021-04-03 20:30 | 20:30 | 14.5398 | 60
2021-04-03 21:00 | 21:00 | 14.0276 | 60
2021-04-03 21:30 | 21:30 | 13.3522 | 60
2021-04-03 22:00 | 22:00 | 12.7512 | 60
2021-04-03 22:30 | 22:30 | 12.5113 | 60
2021-04-03 23:00 | 23:00 | 11.7761 | 60
2021-04-03 23:30 | 23:30 | 11.1059 | 60
2021-04-04 | 0:00 | 10.3839 | 60
2021-04-04 00:30 | 0:30 | 9.9364 | 60
2021-04-04 01:00 | 1:00 | 9.6226 | 60
2021-04-04 01:30 | 1:30 | 9.4235 | 60
2021-04-04 02:00 | 2:00 | 9.2474 | 60
2021-04-04 02:30 | 2:30 | 9.0922 | 60
2021-04-04 03:00 | 3:00 | 8.9498 | 60
2021-04-04 03:30 | 3:30 | 8.9439 | 60
2021-04-04 04:00 | 4:00 | 8.8526 | 60
2021-04-04 04:30 | 4:30 | 8.845 | 60
2021-04-04 05:00 | 5:00 | 8.8665 | 60
2021-04-04 05:30 | 5:30 | 9.0875 | 60
2021-04-04 06:00 | 6:00 | 9.2264 | 60
2021-04-04 06:30 | 6:30 | 9.3647 | 60
2021-04-04 07:00 | 7:00 | 10.2889 | 60
2021-04-04 07:30 | 7:30 | 11.4715 | 60
2021-04-04 08:00 | 8:00 | 12.5013 | 60
2021-04-04 08:30 | 8:30 | 12.2751 | 60
2021-04-04 09:00 | 9:00 | 13.0277 | 60
2021-04-04 09:30 | 9:30 | 13.174 | 60
2021-04-04 10:00 | 10:00 | 11.7748 | 60
2021-04-04 10:30 | 10:30 | 10.6313 | 60
2021-04-04 11:00 | 11:00 | 12.9141 | 60
2021-04-04 11:30 | 11:30 | 12.9856 | 60
2021-04-04 12:00 | 12:00 | 12.6591 | 60
2021-04-04 12:30 | 12:30 | 12.4758 | 60
2021-04-04 13:00 | 13:00 | 12.5308 | 60
2021-04-04 13:30 | 13:30 | 12.9344 | 60
2021-04-04 14:00 | 14:00 | 13.1313 | 60
2021-04-04 14:30 | 14:30 | 13.0342 | 60
2021-04-04 15:00 | 15:00 | 13.411 | 60
2021-04-04 15:30 | 15:30 | 13.9093 | 60
2021-04-04 16:00 | 16:00 | 14.4884 | 60
2021-04-04 16:30 | 16:30 | 15.3488 | 60
2021-04-04 17:00 | 17:00 | 16.169 | 60
2021-04-04 17:30 | 17:30 | 17.3128 | 60
2021-04-04 18:00 | 18:00 | 17.5486 | 60
2021-04-04 18:30 | 18:30 | 17.1909 | 60
2021-04-04 19:00 | 19:00 | 16.3748 | 60
2021-04-04 19:30 | 19:30 | 15.6731 | 60
2021-04-04 20:00 | 20:00 | 15.1021 | 60
2021-04-04 20:30 | 20:30 | 14.4143 | 60
2021-04-04 21:00 | 21:00 | 13.6294 | 60
2021-04-04 21:30 | 21:30 | 13.1577 | 60
2021-04-04 22:00 | 22:00 | 12.7709 | 60
2021-04-04 22:30 | 22:30 | 12.3898 | 60
2021-04-04 23:00 | 23:00 | 11.4355 | 60
2021-04-04 23:30 | 23:30 | 10.8226 | 60
2021-04-05 | 0:00 | 10.2321 | 60
2021-04-05 00:30 | 0:30 | 9.9108 | 60
2021-04-05 01:00 | 1:00 | 9.5265 | 60
2021-04-05 01:30 | 1:30 | 9.2059 | 60
2021-04-05 02:00 | 2:00 | 9.1419 | 60
2021-04-05 02:30 | 2:30 | 9.0294 | 60
2021-04-05 03:00 | 3:00 | 8.976 | 60
2021-04-05 03:30 | 3:30 | 8.9726 | 60
2021-04-05 04:00 | 4:00 | 8.9182 | 60
2021-04-05 04:30 | 4:30 | 8.8234 | 60
2021-04-05 05:00 | 5:00 | 8.8884 | 60
2021-04-05 05:30 | 5:30 | 9.0428 | 60
2021-04-05 06:00 | 6:00 | 9.2242 | 60
2021-04-05 06:30 | 6:30 | 9.4445 | 60
2021-04-05 07:00 | 7:00 | 10.1648 | 60
2021-04-05 07:30 | 7:30 | 11.0094 | 60
2021-04-05 08:00 | 8:00 | 11.041 | 60
2021-04-05 08:30 | 8:30 | 11.098 | 60
2021-04-05 09:00 | 9:00 | 11.6575 | 60
2021-04-05 09:30 | 9:30 | 12.2873 | 60
2021-04-05 10:00 | 10:00 | 11.5313 | 60
2021-04-05 10:30 | 10:30 | 10.7304 | 60
2021-04-05 11:00 | 11:00 | 10.4137 | 60
2021-04-05 11:30 | 11:30 | 10.7564 | 60
2021-04-05 12:00 | 12:00 | 11.5727 | 60
2021-04-05 12:30 | 12:30 | 10.9548 | 60
2021-04-05 13:00 | 13:00 | 11.5628 | 60
2021-04-05 13:30 | 13:30 | 11.8199 | 60
2021-04-05 14:00 | 14:00 | 11.259 | 60
2021-04-05 14:30 | 14:30 | 11.5481 | 60
2021-04-05 15:00 | 15:00 | 12.3633 | 60
2021-04-05 15:30 | 15:30 | 13.5607 | 60
2021-04-05 16:00 | 16:00 | 14.7178 | 60
2021-04-05 16:30 | 16:30 | 16.0508 | 60
2021-04-05 17:00 | 17:00 | 17.6212 | 60
2021-04-05 17:30 | 17:30 | 18.6991 | 60
2021-04-05 18:00 | 18:00 | 18.9858 | 60
2021-04-05 18:30 | 18:30 | 18.6566 | 60
2021-04-05 19:00 | 19:00 | 17.5403 | 60
2021-04-05 19:30 | 19:30 | 16.6739 | 60
2021-04-05 20:00 | 20:00 | 16.203 | 60
2021-04-05 20:30 | 20:30 | 15.2433 | 60
2021-04-05 21:00 | 21:00 | 14.6444 | 60
2021-04-05 21:30 | 21:30 | 13.7836 | 60
2021-04-05 22:00 | 22:00 | 13.0927 | 60
2021-04-05 22:30 | 22:30 | 12.6276 | 60
2021-04-05 23:00 | 23:00 | 11.857 | 60
2021-04-05 23:30 | 23:30 | 11.1139 | 60
2021-04-06 | 0:00 | 10.5387 | 60
2021-04-06 00:30 | 0:30 | 10.0295 | 60
2021-04-06 01:00 | 1:00 | 9.6694 | 60
2021-04-06 01:30 | 1:30 | 9.4794 | 60
2021-04-06 02:00 | 2:00 | 9.2942 | 60
2021-04-06 02:30 | 2:30 | 9.2773 | 60
2021-04-06 03:00 | 3:00 | 9.2697 | 60
2021-04-06 03:30 | 3:30 | 9.0867 | 60
2021-04-06 04:00 | 4:00 | 9.3412 | 60
2021-04-06 04:30 | 4:30 | 9.5039 | 60
2021-04-06 05:00 | 5:00 | 9.7982 | 60
2021-04-06 05:30 | 5:30 | 10.2648 | 60
2021-04-06 06:00 | 6:00 | 10.97 | 60
2021-04-06 06:30 | 6:30 | 11.3407 | 60
2021-04-06 07:00 | 7:00 | 11.986 | 60
2021-04-06 07:30 | 7:30 | 12.4448 | 60
2021-04-06 08:00 | 8:00 | 12.393 | 60
2021-04-06 08:30 | 8:30 | 11.6836 | 60
2021-04-06 09:00 | 9:00 | 10.4743 | 60
2021-04-06 09:30 | 9:30 | 8.5811 | 60
2021-04-06 10:00 | 10:00 | 10.708 | 60
2021-04-06 10:30 | 10:30 | 11.0189 | 60
2021-04-06 11:00 | 11:00 | 11.2608 | 60
2021-04-06 11:30 | 11:30 | 10.8624 | 60
2021-04-06 12:00 | 12:00 | 10.2057 | 60
2021-04-06 12:30 | 12:30 | 8.0775 | 60
2021-04-06 13:00 | 13:00 | 7.3875 | 60
2021-04-06 13:30 | 13:30 | 12.0241 | 60
2021-04-06 14:00 | 14:00 | 12.2125 | 60
2021-04-06 14:30 | 14:30 | 11.7508 | 60
2021-04-06 15:00 | 15:00 | 12.4852 | 60
2021-04-06 15:30 | 15:30 | 13.9846 | 60
2021-04-06 16:00 | 16:00 | 14.0989 | 60
2021-04-06 16:30 | 16:30 | 15.3251 | 60
2021-04-06 17:00 | 17:00 | 17.2262 | 60
2021-04-06 17:30 | 17:30 | 18.5517 | 60
2021-04-06 18:00 | 18:00 | 19.2166 | 60
2021-04-06 18:30 | 18:30 | 19.0519 | 60
2021-04-06 19:00 | 19:00 | 18.132 | 60
2021-04-06 19:30 | 19:30 | 17.5036 | 60
2021-04-06 20:00 | 20:00 | 16.8053 | 60
2021-04-06 20:30 | 20:30 | 15.8178 | 60
2021-04-06 21:00 | 21:00 | 14.9241 | 60
2021-04-06 21:30 | 21:30 | 14.1072 | 60
2021-04-06 22:00 | 22:00 | 13.1598 | 60
2021-04-06 22:30 | 22:30 | 12.5042 | 60
2021-04-06 23:00 | 23:00 | 11.6273 | 60
2021-04-06 23:30 | 23:30 | 10.7828 | 60
2021-04-07 | 0:00 | 10.0997 | 60
2021-04-07 00:30 | 0:30 | 9.6868 | 60
2021-04-07 01:00 | 1:00 | 9.4683 | 60
2021-04-07 01:30 | 1:30 | 9.1289 | 60
2021-04-07 02:00 | 2:00 | 8.9274 | 60
2021-04-07 02:30 | 2:30 | 8.7998 | 60
2021-04-07 03:00 | 3:00 | 8.8347 | 60
2021-04-07 03:30 | 3:30 | 8.7605 | 60
2021-04-07 04:00 | 4:00 | 8.9822 | 60
2021-04-07 04:30 | 4:30 | 9.055 | 60
2021-04-07 05:00 | 5:00 | 9.7167 | 60
2021-04-07 05:30 | 5:30 | 10.1451 | 60
2021-04-07 06:00 | 6:00 | 10.4887 | 60
2021-04-07 06:30 | 6:30 | 10.6178 | 60
2021-04-07 07:00 | 7:00 | 10.0002 | 60
2021-04-07 07:30 | 7:30 | 9.5879 | 60
2021-04-07 08:00 | 8:00 | 9.6257 | 60
2021-04-07 08:30 | 8:30 | 8.0143 | 60
2021-04-07 09:00 | 9:00 | 8.0721 | 60
2021-04-07 09:30 | 9:30 | 7.755 | 60
2021-04-07 10:00 | 10:00 | 5.4808 | 60
2021-04-07 10:30 | 10:30 | 4.4424 | 60
2021-04-07 11:00 | 11:00 | 2.9664 | 60
2021-04-07 11:30 | 11:30 | 5.5546 | 60
2021-04-07 12:00 | 12:00 | 6.6096 | 60
2021-04-07 12:30 | 12:30 | 4.6202 | 60
2021-04-07 13:00 | 13:00 | 5.5463 | 60
2021-04-07 13:30 | 13:30 | 7.063 | 60
2021-04-07 14:00 | 14:00 | 7.8685 | 60
2021-04-07 14:30 | 14:30 | 8.8501 | 60
2021-04-07 15:00 | 15:00 | 10.4058 | 60
2021-04-07 15:30 | 15:30 | 11.6083 | 60
2021-04-07 16:00 | 16:00 | 12.7123 | 60
2021-04-07 16:30 | 16:30 | 14.171 | 60
2021-04-07 17:00 | 17:00 | 15.9678 | 60
2021-04-07 17:30 | 17:30 | 17.9109 | 60
2021-04-07 18:00 | 18:00 | 18.928 | 60
2021-04-07 18:30 | 18:30 | 18.9437 | 60
2021-04-07 19:00 | 19:00 | 17.9955 | 60
2021-04-07 19:30 | 19:30 | 17.4177 | 60
2021-04-07 20:00 | 20:00 | 16.9362 | 60
2021-04-07 20:30 | 20:30 | 15.9807 | 60
2021-04-07 21:00 | 21:00 | 15.0043 | 60
2021-04-07 21:30 | 21:30 | 14.1182 | 60
2021-04-07 22:00 | 22:00 | 13.2475 | 60
2021-04-07 22:30 | 22:30 | 12.4726 | 60
2021-04-07 23:00 | 23:00 | 11.6348 | 60
2021-04-07 23:30 | 23:30 | 10.6989 | 60
2021-04-08 | 0:00 | 10.1623 | 60
2021-04-08 00:30 | 0:30 | 9.7408 | 60
2021-04-08 01:00 | 1:00 | 9.3326 | 60
2021-04-08 01:30 | 1:30 | 9.1271 | 60
2021-04-08 02:00 | 2:00 | 8.9515 | 60
2021-04-08 02:30 | 2:30 | 8.8752 | 60
2021-04-08 03:00 | 3:00 | 8.7216 | 60
2021-04-08 03:30 | 3:30 | 8.7835 | 60
2021-04-08 04:00 | 4:00 | 8.9065 | 60
2021-04-08 04:30 | 4:30 | 9.1954 | 60
2021-04-08 05:00 | 5:00 | 9.4601 | 60
2021-04-08 05:30 | 5:30 | 9.7823 | 60
2021-04-08 06:00 | 6:00 | 10.0922 | 60
2021-04-08 06:30 | 6:30 | 9.4299 | 60
2021-04-08 07:00 | 7:00 | 8.4222 | 60
2021-04-08 07:30 | 7:30 | 7.519 | 60
2021-04-08 08:00 | 8:00 | 5.8707 | 60
2021-04-08 08:30 | 8:30 | 4.8235 | 60
2021-04-08 09:00 | 9:00 | 5.3873 | 60
2021-04-08 09:30 | 9:30 | 4.9674 | 60
2021-04-08 10:00 | 10:00 | 5.0082 | 60
2021-04-08 10:30 | 10:30 | 8.441 | 60
2021-04-08 11:00 | 11:00 | 8.8803 | 60
2021-04-08 11:30 | 11:30 | 8.6866 | 60
2021-04-08 12:00 | 12:00 | 7.1763 | 60
2021-04-08 12:30 | 12:30 | 5.0949 | 60
2021-04-08 13:00 | 13:00 | 2.7606 | 60
2021-04-08 13:30 | 13:30 | 5.8538 | 60
2021-04-08 14:00 | 14:00 | 9.6033 | 60
2021-04-08 14:30 | 14:30 | 9.9027 | 60
2021-04-08 15:00 | 15:00 | 12.4653 | 60
2021-04-08 15:30 | 15:30 | 12.3523 | 60
2021-04-08 16:00 | 16:00 | 12.1231 | 60
2021-04-08 16:30 | 16:30 | 14.2899 | 60
2021-04-08 17:00 | 17:00 | 16.5001 | 60
2021-04-08 17:30 | 17:30 | 17.8766 | 60
2021-04-08 18:00 | 18:00 | 18.6885 | 60
2021-04-08 18:30 | 18:30 | 18.5453 | 60
2021-04-08 19:00 | 19:00 | 17.7844 | 60
2021-04-08 19:30 | 19:30 | 17.1345 | 60
2021-04-08 20:00 | 20:00 | 16.6382 | 60
2021-04-08 20:30 | 20:30 | 15.6748 | 60
2021-04-08 21:00 | 21:00 | 14.9078 | 60
2021-04-08 21:30 | 21:30 | 14.0318 | 60
2021-04-08 22:00 | 22:00 | 13.2174 | 60
2021-04-08 22:30 | 22:30 | 12.4166 | 60
2021-04-08 23:00 | 23:00 | 11.5201 | 60
2021-04-08 23:30 | 23:30 | 10.6509 | 60
2021-04-09 | 0:00 | 10.0067 | 60
2021-04-09 00:30 | 0:30 | 9.6209 | 60
2021-04-09 01:00 | 1:00 | 9.3361 | 60
2021-04-09 01:30 | 1:30 | 8.9788 | 60
2021-04-09 02:00 | 2:00 | 8.8439 | 60
2021-04-09 02:30 | 2:30 | 8.6097 | 60
2021-04-09 03:00 | 3:00 | 8.6304 | 60
2021-04-09 03:30 | 3:30 | 8.5877 | 60
2021-04-09 04:00 | 4:00 | 8.7732 | 60
2021-04-09 04:30 | 4:30 | 8.8096 | 60
2021-04-09 05:00 | 5:00 | 9.3229 | 60
2021-04-09 05:30 | 5:30 | 9.5904 | 60
2021-04-09 06:00 | 6:00 | 9.9101 | 60
2021-04-09 06:30 | 6:30 | 9.1356 | 60
2021-04-09 07:00 | 7:00 | 8.073 | 60
2021-04-09 07:30 | 7:30 | 6.9399 | 60
2021-04-09 08:00 | 8:00 | 5.737 | 60
2021-04-09 08:30 | 8:30 | 4.4478 | 60
2021-04-09 09:00 | 9:00 | 3.3832 | 60
2021-04-09 09:30 | 9:30 | 2.6163 | 60
2021-04-09 10:00 | 10:00 | 2.1623 | 60
2021-04-09 10:30 | 10:30 | 1.9036 | 60
2021-04-09 11:00 | 11:00 | 1.7207 | 60
2021-04-09 11:30 | 11:30 | 1.8207 | 60
2021-04-09 12:00 | 12:00 | 1.9639 | 60
2021-04-09 12:30 | 12:30 | 2.7269 | 60
2021-04-09 13:00 | 13:00 | 3.5206 | 60
2021-04-09 13:30 | 13:30 | 5.083 | 60
2021-04-09 14:00 | 14:00 | 6.5568 | 60
2021-04-09 14:30 | 14:30 | 8.3341 | 60
2021-04-09 15:00 | 15:00 | 10.0963 | 60
2021-04-09 15:30 | 15:30 | 12.4536 | 60
2021-04-09 16:00 | 16:00 | 16.1561 | 60
2021-04-09 16:30 | 16:30 | 16.3567 | 60
2021-04-09 17:00 | 17:00 | 17.831 | 60
2021-04-09 17:30 | 17:30 | 18.8277 | 60
2021-04-09 18:00 | 18:00 | 19.6484 | 60
2021-04-09 18:30 | 18:30 | 19.4784 | 60
2021-04-09 19:00 | 19:00 | 18.7067 | 60
2021-04-09 19:30 | 19:30 | 18.0595 | 60
2021-04-09 20:00 | 20:00 | 17.3306 | 60
2021-04-09 20:30 | 20:30 | 16.2952 | 60
2021-04-09 21:00 | 21:00 | 15.3727 | 60
2021-04-09 21:30 | 21:30 | 14.4799 | 60
2021-04-09 22:00 | 22:00 | 13.7541 | 60
2021-04-09 22:30 | 22:30 | 13.1296 | 60
2021-04-09 23:00 | 23:00 | 12.0732 | 60
2021-04-09 23:30 | 23:30 | 11.259 | 60
2021-04-10 | 0:00 | 10.618 | 60
2021-04-10 00:30 | 0:30 | 10.0412 | 60
2021-04-10 01:00 | 1:00 | 9.6188 | 60
2021-04-10 01:30 | 1:30 | 9.4021 | 60
2021-04-10 02:00 | 2:00 | 9.2197 | 60
2021-04-10 02:30 | 2:30 | 9.0477 | 60
2021-04-10 03:00 | 3:00 | 8.91 | 60
2021-04-10 03:30 | 3:30 | 8.8222 | 60
2021-04-10 04:00 | 4:00 | 8.9527 | 60
2021-04-10 04:30 | 4:30 | 8.9616 | 60
2021-04-10 05:00 | 5:00 | 9.1192 | 60
2021-04-10 05:30 | 5:30 | 9.3119 | 60
2021-04-10 06:00 | 6:00 | 9.4048 | 60
2021-04-10 06:30 | 6:30 | 8.484 | 60
2021-04-10 07:00 | 7:00 | 7.5859 | 60
2021-04-10 07:30 | 7:30 | 6.7029 | 60
2021-04-10 08:00 | 8:00 | 5.8747 | 60
2021-04-10 08:30 | 8:30 | 5.2117 | 60
2021-04-10 09:00 | 9:00 | 4.5072 | 60
2021-04-10 09:30 | 9:30 | 3.9126 | 60
2021-04-10 10:00 | 10:00 | 3.6995 | 60
2021-04-10 10:30 | 10:30 | 3.401 | 60
2021-04-10 11:00 | 11:00 | 3.7073 | 60
2021-04-10 11:30 | 11:30 | 4.1975 | 60
2021-04-10 12:00 | 12:00 | 5.0442 | 60
2021-04-10 12:30 | 12:30 | 5.9734 | 60
2021-04-10 13:00 | 13:00 | 7.5664 | 60
2021-04-10 13:30 | 13:30 | 8.9887 | 60
2021-04-10 14:00 | 14:00 | 10.9088 | 60
2021-04-10 14:30 | 14:30 | 12.8991 | 60
2021-04-10 15:00 | 15:00 | 14.8599 | 60
2021-04-10 15:30 | 15:30 | 17.0673 | 60
2021-04-10 16:00 | 16:00 | 19.2808 | 60
2021-04-10 16:30 | 16:30 | 20.9466 | 60
2021-04-10 17:00 | 17:00 | 21.5956 | 60
2021-04-10 17:30 | 17:30 | 21.4038 | 60
2021-04-10 18:00 | 18:00 | 21.355 | 60
2021-04-10 18:30 | 18:30 | 20.6733 | 60
2021-04-10 19:00 | 19:00 | 19.5268 | 60
2021-04-10 19:30 | 19:30 | 18.378 | 60
2021-04-10 20:00 | 20:00 | 17.5738 | 60
2021-04-10 20:30 | 20:30 | 16.4514 | 60
2021-04-10 21:00 | 21:00 | 15.5822 | 60
2021-04-10 21:30 | 21:30 | 14.577 | 60
2021-04-10 22:00 | 22:00 | 13.8041 | 60
2021-04-10 22:30 | 22:30 | 13.3013 | 60
2021-04-10 23:00 | 23:00 | 12.3305 | 60
2021-04-10 23:30 | 23:30 | 11.5098 | 60
2021-04-11 | 0:00 | 10.7838 | 60
2021-04-11 00:30 | 0:30 | 10.249 | 60
2021-04-11 01:00 | 1:00 | 9.9541 | 60
2021-04-11 01:30 | 1:30 | 9.5893 | 60
2021-04-11 02:00 | 2:00 | 9.485 | 60
2021-04-11 02:30 | 2:30 | 9.2086 | 60
2021-04-11 03:00 | 3:00 | 9.076 | 60
2021-04-11 03:30 | 3:30 | 8.9306 | 60
2021-04-11 04:00 | 4:00 | 8.8923 | 60
2021-04-11 04:30 | 4:30 | 8.9685 | 60
2021-04-11 05:00 | 5:00 | 9.1124 | 60
2021-04-11 05:30 | 5:30 | 9.1885 | 60
2021-04-11 06:00 | 6:00 | 9.2456 | 60
2021-04-11 06:30 | 6:30 | 9.1725 | 60
2021-04-11 07:00 | 7:00 | 8.0201 | 60
2021-04-11 07:30 | 7:30 | 9.1765 | 60
2021-04-11 08:00 | 8:00 | 10.3216 | 60
2021-04-11 08:30 | 8:30 | 10.3023 | 60
2021-04-11 09:00 | 9:00 | 8.6121 | 60
2021-04-11 09:30 | 9:30 | 8.0053 | 60
2021-04-11 10:00 | 10:00 | 7.8238 | 60
2021-04-11 10:30 | 10:30 | 9.2967 | 60
2021-04-11 11:00 | 11:00 | 6.0537 | 60
2021-04-11 11:30 | 11:30 | 3.8617 | 60
2021-04-11 12:00 | 12:00 | 3.6415 | 60
2021-04-11 12:30 | 12:30 | 3.6768 | 60
2021-04-11 13:00 | 13:00 | 4.4722 | 60
2021-04-11 13:30 | 13:30 | 5.7495 | 60
2021-04-11 14:00 | 14:00 | 7.3591 | 60
2021-04-11 14:30 | 14:30 | 9.1806 | 60
2021-04-11 15:00 | 15:00 | 11.1886 | 60
2021-04-11 15:30 | 15:30 | 13.4682 | 60
2021-04-11 16:00 | 16:00 | 15.4898 | 60
2021-04-11 16:30 | 16:30 | 17.5358 | 60
2021-04-11 17:00 | 17:00 | 19.1548 | 60
2021-04-11 17:30 | 17:30 | 19.7491 | 60
2021-04-11 18:00 | 18:00 | 20.3004 | 60
2021-04-11 18:30 | 18:30 | 19.627 | 60
2021-04-11 19:00 | 19:00 | 18.388 | 60
2021-04-11 19:30 | 19:30 | 17.2428 | 60
2021-04-11 20:00 | 20:00 | 16.3006 | 60
2021-04-11 20:30 | 20:30 | 15.1244 | 60
2021-04-11 21:00 | 21:00 | 14.5593 | 60
2021-04-11 21:30 | 21:30 | 13.4203 | 60
2021-04-11 22:00 | 22:00 | 12.469 | 60
2021-04-11 22:30 | 22:30 | 11.9751 | 60
2021-04-11 23:00 | 23:00 | 11.1792 | 60
2021-04-11 23:30 | 23:30 | 10.2594 | 60
2021-04-12 | 0:00 | 9.811 | 60
2021-04-12 00:30 | 0:30 | 9.3015 | 60
2021-04-12 01:00 | 1:00 | 9.1011 | 60
2021-04-12 01:30 | 1:30 | 8.8374 | 60
2021-04-12 02:00 | 2:00 | 8.8163 | 60
2021-04-12 02:30 | 2:30 | 8.6025 | 60
2021-04-12 03:00 | 3:00 | 8.5627 | 60
2021-04-12 03:30 | 3:30 | 8.5653 | 60
2021-04-12 04:00 | 4:00 | 8.8759 | 60
2021-04-12 04:30 | 4:30 | 8.9114 | 60
2021-04-12 05:00 | 5:00 | 9.402 | 60
2021-04-12 05:30 | 5:30 | 9.7334 | 60
2021-04-12 06:00 | 6:00 | 10.1641 | 60
2021-04-12 06:30 | 6:30 | 9.0951 | 60
2021-04-12 07:00 | 7:00 | 7.9259 | 60
2021-04-12 07:30 | 7:30 | 6.4268 | 60
2021-04-12 08:00 | 8:00 | 5.1012 | 60
2021-04-12 08:30 | 8:30 | 3.7415 | 60
2021-04-12 09:00 | 9:00 | 2.7983 | 60
2021-04-12 09:30 | 9:30 | 2.3407 | 60
2021-04-12 10:00 | 10:00 | 2.2644 | 60
2021-04-12 10:30 | 10:30 | 2.42 | 60
2021-04-12 11:00 | 11:00 | 2.5144 | 60
2021-04-12 11:30 | 11:30 | 2.5099 | 60
2021-04-12 12:00 | 12:00 | 2.4109 | 60
2021-04-12 12:30 | 12:30 | 2.2977 | 60
2021-04-12 13:00 | 13:00 | 2.1592 | 60
2021-04-12 13:30 | 13:30 | 2.1907 | 60
2021-04-12 14:00 | 14:00 | 2.8219 | 60
2021-04-12 14:30 | 14:30 | 4.0209 | 60
2021-04-12 15:00 | 15:00 | 6.1186 | 60
2021-04-12 15:30 | 15:30 | 8.2256 | 60
2021-04-12 16:00 | 16:00 | 10.5022 | 60
2021-04-12 16:30 | 16:30 | 12.9105 | 60
2021-04-12 17:00 | 17:00 | 15.2452 | 60
2021-04-12 17:30 | 17:30 | 17.1527 | 60
2021-04-12 18:00 | 18:00 | 18.2379 | 60
2021-04-12 18:30 | 18:30 | 18.1372 | 60
2021-04-12 19:00 | 19:00 | 17.192 | 60
2021-04-12 19:30 | 19:30 | 16.3582 | 60
2021-04-12 20:00 | 20:00 | 15.8203 | 60
2021-04-12 20:30 | 20:30 | 14.8681 | 60
2021-04-12 21:00 | 21:00 | 14.1632 | 60
2021-04-12 21:30 | 21:30 | 13.3216 | 60
2021-04-12 22:00 | 22:00 | 12.4491 | 60
2021-04-12 22:30 | 22:30 | 11.6836 | 60
2021-04-12 23:00 | 23:00 | 10.926 | 60
2021-04-12 23:30 | 23:30 | 10.0179 | 60
2021-04-13 | 0:00 | 9.3532 | 60
2021-04-13 00:30 | 0:30 | 9.0549 | 60
2021-04-13 01:00 | 1:00 | 8.8117 | 60
2021-04-13 01:30 | 1:30 | 8.637 | 60
2021-04-13 02:00 | 2:00 | 8.6228 | 60
2021-04-13 02:30 | 2:30 | 8.4631 | 60
2021-04-13 03:00 | 3:00 | 8.3789 | 60
2021-04-13 03:30 | 3:30 | 8.2687 | 60
2021-04-13 04:00 | 4:00 | 8.4816 | 60
2021-04-13 04:30 | 4:30 | 8.7267 | 60
2021-04-13 05:00 | 5:00 | 9.2694 | 60
2021-04-13 05:30 | 5:30 | 9.5594 | 60
2021-04-13 06:00 | 6:00 | 9.8706 | 60
2021-04-13 06:30 | 6:30 | 9.2072 | 60
2021-04-13 07:00 | 7:00 | 7.8398 | 60
2021-04-13 07:30 | 7:30 | 6.348 | 60
2021-04-13 08:00 | 8:00 | 4.9443 | 60
2021-04-13 08:30 | 8:30 | 3.7245 | 60
2021-04-13 09:00 | 9:00 | 2.7503 | 60
2021-04-13 09:30 | 9:30 | 2.169 | 60
2021-04-13 10:00 | 10:00 | 2.0515 | 60
2021-04-13 10:30 | 10:30 | 2.1843 | 60
2021-04-13 11:00 | 11:00 | 2.1566 | 60
2021-04-13 11:30 | 11:30 | 2.3726 | 60
2021-04-13 12:00 | 12:00 | 2.1809 | 60
2021-04-13 12:30 | 12:30 | 1.9839 | 60
2021-04-13 13:00 | 13:00 | 1.8895 | 60
2021-04-13 13:30 | 13:30 | 2.02 | 60
2021-04-13 14:00 | 14:00 | 2.8582 | 60
2021-04-13 14:30 | 14:30 | 4.08 | 60
2021-04-13 15:00 | 15:00 | 6.0707 | 60
2021-04-13 15:30 | 15:30 | 7.8219 | 60
2021-04-13 16:00 | 16:00 | 10.1458 | 60
2021-04-13 16:30 | 16:30 | 12.8909 | 60
2021-04-13 17:00 | 17:00 | 15.2001 | 60
2021-04-13 17:30 | 17:30 | 16.882 | 60
2021-04-13 18:00 | 18:00 | 17.8307 | 60
2021-04-13 18:30 | 18:30 | 18.0223 | 60
2021-04-13 19:00 | 19:00 | 17.0908 | 60
2021-04-13 19:30 | 19:30 | 16.4082 | 60
2021-04-13 20:00 | 20:00 | 15.6693 | 60
2021-04-13 20:30 | 20:30 | 14.857 | 60
2021-04-13 21:00 | 21:00 | 14.1923 | 60
2021-04-13 21:30 | 21:30 | 13.2356 | 60
2021-04-13 22:00 | 22:00 | 12.3374 | 60
2021-04-13 22:30 | 22:30 | 11.7059 | 60
2021-04-13 23:00 | 23:00 | 10.7683 | 60
2021-04-13 23:30 | 23:30 | 10.0137 | 60
2021-04-14 | 0:00 | 9.4892 | 60
2021-04-14 00:30 | 0:30 | 9.1617 | 60
2021-04-14 01:00 | 1:00 | 8.8596 | 60
2021-04-14 01:30 | 1:30 | 8.7257 | 60
2021-04-14 02:00 | 2:00 | 8.5437 | 60
2021-04-14 02:30 | 2:30 | 8.5311 | 60
2021-04-14 03:00 | 3:00 | 8.3778 | 60
2021-04-14 03:30 | 3:30 | 8.354 | 60
2021-04-14 04:00 | 4:00 | 8.5421 | 60
2021-04-14 04:30 | 4:30 | 8.8478 | 60
2021-04-14 05:00 | 5:00 | 9.3986 | 60
2021-04-14 05:30 | 5:30 | 9.7996 | 60
2021-04-14 06:00 | 6:00 | 9.991 | 60
2021-04-14 06:30 | 6:30 | 9.2798 | 60
2021-04-14 07:00 | 7:00 | 7.7625 | 60
2021-04-14 07:30 | 7:30 | 6.2909 | 60
2021-04-14 08:00 | 8:00 | 4.9459 | 60
2021-04-14 08:30 | 8:30 | 3.7179 | 60
2021-04-14 09:00 | 9:00 | 2.7409 | 60
2021-04-14 09:30 | 9:30 | 2.24 | 60
2021-04-14 10:00 | 10:00 | 2.0634 | 60
2021-04-14 10:30 | 10:30 | 1.8761 | 60
2021-04-14 11:00 | 11:00 | 1.9032 | 60
2021-04-14 11:30 | 11:30 | 2.0029 | 60
2021-04-14 12:00 | 12:00 | 1.8936 | 60
2021-04-14 12:30 | 12:30 | 1.8964 | 60
2021-04-14 13:00 | 13:00 | 1.9018 | 60
2021-04-14 13:30 | 13:30 | 2.4854 | 60
2021-04-14 14:00 | 14:00 | 3.9458 | 60
2021-04-14 14:30 | 14:30 | 5.4655 | 60
2021-04-14 15:00 | 15:00 | 6.8346 | 60
2021-04-14 15:30 | 15:30 | 8.8063 | 60
2021-04-14 16:00 | 16:00 | 10.8437 | 60
2021-04-14 16:30 | 16:30 | 13.2182 | 60
2021-04-14 17:00 | 17:00 | 15.2929 | 60
2021-04-14 17:30 | 17:30 | 17.0991 | 60
2021-04-14 18:00 | 18:00 | 18.0487 | 60
2021-04-14 18:30 | 18:30 | 18.2725 | 60
2021-04-14 19:00 | 19:00 | 17.6368 | 60
2021-04-14 19:30 | 19:30 | 16.6878 | 60
2021-04-14 20:00 | 20:00 | 15.939 | 60
2021-04-14 20:30 | 20:30 | 15.0654 | 60
2021-04-14 21:00 | 21:00 | 14.1574 | 60
2021-04-14 21:30 | 21:30 | 13.192 | 60
2021-04-14 22:00 | 22:00 | 12.3496 | 60
2021-04-14 22:30 | 22:30 | 11.6744 | 60
2021-04-14 23:00 | 23:00 | 10.8465 | 60
2021-04-14 23:30 | 23:30 | 10.0287 | 60
2021-04-15 | 0:00 | 9.4432 | 60
2021-04-15 00:30 | 0:30 | 9.0861 | 60
2021-04-15 01:00 | 1:00 | 8.8585 | 60
2021-04-15 01:30 | 1:30 | 8.6612 | 60
2021-04-15 02:00 | 2:00 | 8.555 | 60
2021-04-15 02:30 | 2:30 | 8.445 | 60
2021-04-15 03:00 | 3:00 | 8.4937 | 60
2021-04-15 03:30 | 3:30 | 8.4158 | 60
2021-04-15 04:00 | 4:00 | 8.6181 | 60
2021-04-15 04:30 | 4:30 | 8.7658 | 60
2021-04-15 05:00 | 5:00 | 9.348 | 60
2021-04-15 05:30 | 5:30 | 9.7296 | 60
2021-04-15 06:00 | 6:00 | 10.0885 | 60
2021-04-15 06:30 | 6:30 | 9.3551 | 60
2021-04-15 07:00 | 7:00 | 7.971 | 60
2021-04-15 07:30 | 7:30 | 6.3855 | 60
2021-04-15 08:00 | 8:00 | 5.0816 | 60
2021-04-15 08:30 | 8:30 | 3.8507 | 60
2021-04-15 09:00 | 9:00 | 2.8306 | 60
2021-04-15 09:30 | 9:30 | 2.3406 | 60
2021-04-15 10:00 | 10:00 | 2.1467 | 60
2021-04-15 10:30 | 10:30 | 2.1672 | 60
2021-04-15 11:00 | 11:00 | 2.1934 | 60
2021-04-15 11:30 | 11:30 | 2.0792 | 60
2021-04-15 12:00 | 12:00 | 1.9057 | 60
2021-04-15 12:30 | 12:30 | 1.8252 | 60
2021-04-15 13:00 | 13:00 | 2.0609 | 60
2021-04-15 13:30 | 13:30 | 2.8934 | 60
2021-04-15 14:00 | 14:00 | 4.1603 | 60
2021-04-15 14:30 | 14:30 | 5.6732 | 60
2021-04-15 15:00 | 15:00 | 7.5662 | 60
2021-04-15 15:30 | 15:30 | 9.4954 | 60
2021-04-15 16:00 | 16:00 | 11.587 | 60
2021-04-15 16:30 | 16:30 | 13.7162 | 60
2021-04-15 17:00 | 17:00 | 15.5478 | 60
2021-04-15 17:30 | 17:30 | 17.0582 | 60
2021-04-15 18:00 | 18:00 | 17.9137 | 60
2021-04-15 18:30 | 18:30 | 17.8361 | 60
2021-04-15 19:00 | 19:00 | 16.9537 | 60
2021-04-15 19:30 | 19:30 | 16.4775 | 60
2021-04-15 20:00 | 20:00 | 16.1222 | 60
2021-04-15 20:30 | 20:30 | 15.2368 | 60
2021-04-15 21:00 | 21:00 | 14.3346 | 60
2021-04-15 21:30 | 21:30 | 13.4621 | 60
2021-04-15 22:00 | 22:00 | 12.6163 | 60
2021-04-15 22:30 | 22:30 | 11.9112 | 60
2021-04-15 23:00 | 23:00 | 11.0586 | 60
2021-04-15 23:30 | 23:30 | 10.2794 | 60
2021-04-16 | 0:00 | 9.5972 | 60
2021-04-16 00:30 | 0:30 | 9.2816 | 60
2021-04-16 01:00 | 1:00 | 8.9077 | 60
2021-04-16 01:30 | 1:30 | 8.7817 | 60
2021-04-16 02:00 | 2:00 | 8.686 | 60
2021-04-16 02:30 | 2:30 | 8.5343 | 60
2021-04-16 03:00 | 3:00 | 8.5333 | 60
2021-04-16 03:30 | 3:30 | 8.4719 | 60
2021-04-16 04:00 | 4:00 | 8.6073 | 60
2021-04-16 04:30 | 4:30 | 8.8135 | 60
2021-04-16 05:00 | 5:00 | 9.3544 | 60
2021-04-16 05:30 | 5:30 | 9.6022 | 60
2021-04-16 06:00 | 6:00 | 9.889 | 60
2021-04-16 06:30 | 6:30 | 9.4466 | 60
2021-04-16 07:00 | 7:00 | 8.2065 | 60
2021-04-16 07:30 | 7:30 | 6.803 | 60
2021-04-16 08:00 | 8:00 | 5.5982 | 60
2021-04-16 08:30 | 8:30 | 4.3696 | 60
2021-04-16 09:00 | 9:00 | 3.2321 | 60
2021-04-16 09:30 | 9:30 | 2.5413 | 60
2021-04-16 10:00 | 10:00 | 2.0634 | 60
2021-04-16 10:30 | 10:30 | 1.8598 | 60
2021-04-16 11:00 | 11:00 | 1.7276 | 60
2021-04-16 11:30 | 11:30 | 1.7412 | 60
2021-04-16 12:00 | 12:00 | 2.0595 | 60
2021-04-16 12:30 | 12:30 | 2.4379 | 60
2021-04-16 13:00 | 13:00 | 2.9583 | 60
2021-04-16 13:30 | 13:30 | 3.7192 | 60
2021-04-16 14:00 | 14:00 | 5.7761 | 60
2021-04-16 14:30 | 14:30 | 9.5782 | 60
2021-04-16 15:00 | 15:00 | 10.7234 | 60
2021-04-16 15:30 | 15:30 | 10.2154 | 60
2021-04-16 16:00 | 16:00 | 12.2457 | 60
2021-04-16 16:30 | 16:30 | 14.3398 | 60
2021-04-16 17:00 | 17:00 | 15.8526 | 60
2021-04-16 17:30 | 17:30 | 17.1086 | 60
2021-04-16 18:00 | 18:00 | 17.7505 | 60
2021-04-16 18:30 | 18:30 | 17.3674 | 60
2021-04-16 19:00 | 19:00 | 16.7775 | 60
2021-04-16 19:30 | 19:30 | 16.1896 | 60
2021-04-16 20:00 | 20:00 | 15.6733 | 60
2021-04-16 20:30 | 20:30 | 14.8797 | 60
2021-04-16 21:00 | 21:00 | 14.0608 | 60
2021-04-16 21:30 | 21:30 | 13.4953 | 60
2021-04-16 22:00 | 22:00 | 12.8454 | 60
2021-04-16 22:30 | 22:30 | 12.3094 | 60
2021-04-16 23:00 | 23:00 | 11.456 | 60
2021-04-16 23:30 | 23:30 | 10.7299 | 60
2021-04-17 | 0:00 | 9.9681 | 60
2021-04-17 00:30 | 0:30 | 9.6219 | 60
2021-04-17 01:00 | 1:00 | 9.3016 | 60
2021-04-17 01:30 | 1:30 | 9.0578 | 60
2021-04-17 02:00 | 2:00 | 8.8861 | 60
2021-04-17 02:30 | 2:30 | 8.7401 | 60
2021-04-17 03:00 | 3:00 | 8.6799 | 60
2021-04-17 03:30 | 3:30 | 8.6323 | 60
2021-04-17 04:00 | 4:00 | 8.5675 | 60
2021-04-17 04:30 | 4:30 | 8.691 | 60
2021-04-17 05:00 | 5:00 | 8.8863 | 60
2021-04-17 05:30 | 5:30 | 9.1159 | 60
2021-04-17 06:00 | 6:00 | 9.388 | 60
2021-04-17 06:30 | 6:30 | 9.7396 | 60
2021-04-17 07:00 | 7:00 | 10.242 | 60
2021-04-17 07:30 | 7:30 | 10.5773 | 60
2021-04-17 08:00 | 8:00 | 9.5759 | 60
2021-04-17 08:30 | 8:30 | 9.4706 | 60
2021-04-17 09:00 | 9:00 | 6.9227 | 60
2021-04-17 09:30 | 9:30 | 8.9487 | 60
2021-04-17 10:00 | 10:00 | 8.4142 | 60
2021-04-17 10:30 | 10:30 | 7.0616 | 60
2021-04-17 11:00 | 11:00 | 8.1629 | 60
2021-04-17 11:30 | 11:30 | 10.3114 | 60
2021-04-17 12:00 | 12:00 | 10.9567 | 60
2021-04-17 12:30 | 12:30 | 10.9883 | 60
2021-04-17 13:00 | 13:00 | 12.2771 | 60
2021-04-17 13:30 | 13:30 | 12.3108 | 60
2021-04-17 14:00 | 14:00 | 12.4937 | 60
2021-04-17 14:30 | 14:30 | 12.0705 | 60
2021-04-17 15:00 | 15:00 | 12.4552 | 60
2021-04-17 15:30 | 15:30 | 13.1761 | 60
2021-04-17 16:00 | 16:00 | 13.456 | 60
2021-04-17 16:30 | 16:30 | 14.4392 | 60
2021-04-17 17:00 | 17:00 | 15.8835 | 60
2021-04-17 17:30 | 17:30 | 17.2322 | 60
2021-04-17 18:00 | 18:00 | 17.3814 | 60
2021-04-17 18:30 | 18:30 | 17.0083 | 60
2021-04-17 19:00 | 19:00 | 16.3138 | 60
2021-04-17 19:30 | 19:30 | 15.6149 | 60
2021-04-17 20:00 | 20:00 | 15.2675 | 60
2021-04-17 20:30 | 20:30 | 14.4263 | 60
2021-04-17 21:00 | 21:00 | 13.8023 | 60
2021-04-17 21:30 | 21:30 | 13.0149 | 60
2021-04-17 22:00 | 22:00 | 12.519 | 60
2021-04-17 22:30 | 22:30 | 12.1264 | 60
2021-04-17 23:00 | 23:00 | 11.4248 | 60
2021-04-17 23:30 | 23:30 | 10.7334 | 60
2021-04-18 | 0:00 | 10.1012 | 60
2021-04-18 00:30 | 0:30 | 9.5806 | 60
2021-04-18 01:00 | 1:00 | 9.2062 | 60
2021-04-18 01:30 | 1:30 | 9.0373 | 60
2021-04-18 02:00 | 2:00 | 8.6969 | 60
2021-04-18 02:30 | 2:30 | 8.6574 | 60
2021-04-18 03:00 | 3:00 | 8.4843 | 60
2021-04-18 03:30 | 3:30 | 8.4819 | 60
2021-04-18 04:00 | 4:00 | 8.4178 | 60
2021-04-18 04:30 | 4:30 | 8.5095 | 60
2021-04-18 05:00 | 5:00 | 8.5454 | 60
2021-04-18 05:30 | 5:30 | 8.7214 | 60
2021-04-18 06:00 | 6:00 | 8.9763 | 60
2021-04-18 06:30 | 6:30 | 8.3938 | 60
2021-04-18 07:00 | 7:00 | 7.3393 | 60
2021-04-18 07:30 | 7:30 | 6.2866 | 60
2021-04-18 08:00 | 8:00 | 5.6427 | 60
2021-04-18 08:30 | 8:30 | 4.5893 | 60
2021-04-18 09:00 | 9:00 | 3.8374 | 60
2021-04-18 09:30 | 9:30 | 3.4085 | 60
2021-04-18 10:00 | 10:00 | 3.3328 | 60
2021-04-18 10:30 | 10:30 | 4.0303 | 60
2021-04-18 11:00 | 11:00 | 4.293 | 60
2021-04-18 11:30 | 11:30 | 6.2902 | 60
2021-04-18 12:00 | 12:00 | 6.1028 | 60
2021-04-18 12:30 | 12:30 | 4.3105 | 60
2021-04-18 13:00 | 13:00 | 5.0719 | 60
2021-04-18 13:30 | 13:30 | 7.5904 | 60
2021-04-18 14:00 | 14:00 | 5.6923 | 60
2021-04-18 14:30 | 14:30 | 6.0198 | 60
2021-04-18 15:00 | 15:00 | 8.153 | 60
2021-04-18 15:30 | 15:30 | 12.7452 | 60
2021-04-18 16:00 | 16:00 | 14.1688 | 60
2021-04-18 16:30 | 16:30 | 15.2648 | 60
2021-04-18 17:00 | 17:00 | 16.6625 | 60
2021-04-18 17:30 | 17:30 | 18.3664 | 60
2021-04-18 18:00 | 18:00 | 18.8467 | 60
2021-04-18 18:30 | 18:30 | 18.2657 | 60
2021-04-18 19:00 | 19:00 | 17.2659 | 60
2021-04-18 19:30 | 19:30 | 16.2024 | 60
2021-04-18 20:00 | 20:00 | 15.7621 | 60
2021-04-18 20:30 | 20:30 | 14.631 | 60
2021-04-18 21:00 | 21:00 | 13.9534 | 60
2021-04-18 21:30 | 21:30 | 12.904 | 60
2021-04-18 22:00 | 22:00 | 12.086 | 60
2021-04-18 22:30 | 22:30 | 11.4856 | 60
2021-04-18 23:00 | 23:00 | 10.6977 | 60
2021-04-18 23:30 | 23:30 | 9.9707 | 60
2021-04-19 | 0:00 | 9.3717 | 60
2021-04-19 00:30 | 0:30 | 9.0275 | 60
2021-04-19 01:00 | 1:00 | 8.7364 | 60
2021-04-19 01:30 | 1:30 | 8.6875 | 60
2021-04-19 02:00 | 2:00 | 8.4559 | 60
2021-04-19 02:30 | 2:30 | 8.3488 | 60
2021-04-19 03:00 | 3:00 | 8.3799 | 60
2021-04-19 03:30 | 3:30 | 8.4458 | 60
2021-04-19 04:00 | 4:00 | 8.5958 | 60
2021-04-19 04:30 | 4:30 | 9.0415 | 60
2021-04-19 05:00 | 5:00 | 9.5636 | 60
2021-04-19 05:30 | 5:30 | 10.0328 | 60
2021-04-19 06:00 | 6:00 | 10.7648 | 60
2021-04-19 06:30 | 6:30 | 10.5763 | 60
2021-04-19 07:00 | 7:00 | 9.3556 | 60
2021-04-19 07:30 | 7:30 | 7.7973 | 60
2021-04-19 08:00 | 8:00 | 5.5772 | 60
2021-04-19 08:30 | 8:30 | 4.0452 | 60
2021-04-19 09:00 | 9:00 | 3.0929 | 60
2021-04-19 09:30 | 9:30 | 2.5172 | 60
2021-04-19 10:00 | 10:00 | 2.3058 | 60
2021-04-19 10:30 | 10:30 | 2.182 | 60
2021-04-19 11:00 | 11:00 | 2.4977 | 60
2021-04-19 11:30 | 11:30 | 2.7206 | 60
2021-04-19 12:00 | 12:00 | 2.245 | 60
2021-04-19 12:30 | 12:30 | 2.3663 | 60
2021-04-19 13:00 | 13:00 | 3.8287 | 60
2021-04-19 13:30 | 13:30 | 4.3265 | 60
2021-04-19 14:00 | 14:00 | 3.8111 | 60
2021-04-19 14:30 | 14:30 | 6.1378 | 60
2021-04-19 15:00 | 15:00 | 7.0913 | 60
2021-04-19 15:30 | 15:30 | 8.7862 | 60
2021-04-19 16:00 | 16:00 | 11.1401 | 60
2021-04-19 16:30 | 16:30 | 13.5242 | 60
2021-04-19 17:00 | 17:00 | 15.8551 | 60
2021-04-19 17:30 | 17:30 | 17.8886 | 60
2021-04-19 18:00 | 18:00 | 18.8478 | 60
2021-04-19 18:30 | 18:30 | 18.4081 | 60
2021-04-19 19:00 | 19:00 | 17.7985 | 60
2021-04-19 19:30 | 19:30 | 16.8856 | 60
2021-04-19 20:00 | 20:00 | 16.2226 | 60
2021-04-19 20:30 | 20:30 | 14.9927 | 60
2021-04-19 21:00 | 21:00 | 14.0402 | 60
2021-04-19 21:30 | 21:30 | 13.1767 | 60
2021-04-19 22:00 | 22:00 | 12.0309 | 60
2021-04-19 22:30 | 22:30 | 11.3927 | 60
2021-04-19 23:00 | 23:00 | 10.6907 | 60
2021-04-19 23:30 | 23:30 | 9.929 | 60
2021-04-20 | 0:00 | 9.2274 | 60
2021-04-20 00:30 | 0:30 | 8.8258 | 60
2021-04-20 01:00 | 1:00 | 8.7335 | 60
2021-04-20 01:30 | 1:30 | 8.5637 | 60
2021-04-20 02:00 | 2:00 | 8.4285 | 60
2021-04-20 02:30 | 2:30 | 8.2704 | 60
2021-04-20 03:00 | 3:00 | 8.3273 | 60
2021-04-20 03:30 | 3:30 | 8.3515 | 60
2021-04-20 04:00 | 4:00 | 8.5132 | 60
2021-04-20 04:30 | 4:30 | 8.8895 | 60
2021-04-20 05:00 | 5:00 | 9.579 | 60
2021-04-20 05:30 | 5:30 | 10.0167 | 60
2021-04-20 06:00 | 6:00 | 11.0589 | 60
2021-04-20 06:30 | 6:30 | 10.7882 | 60
2021-04-20 07:00 | 7:00 | 9.5871 | 60
2021-04-20 07:30 | 7:30 | 7.6489 | 60
2021-04-20 08:00 | 8:00 | 5.688 | 60
2021-04-20 08:30 | 8:30 | 4.074 | 60
2021-04-20 09:00 | 9:00 | 2.9913 | 60
2021-04-20 09:30 | 9:30 | 2.388 | 60
2021-04-20 10:00 | 10:00 | 2.1881 | 60
2021-04-20 10:30 | 10:30 | 2.063 | 60
2021-04-20 11:00 | 11:00 | 2.215 | 60
2021-04-20 11:30 | 11:30 | 2.0112 | 60
2021-04-20 12:00 | 12:00 | 1.8811 | 60
2021-04-20 12:30 | 12:30 | 1.9246 | 60
2021-04-20 13:00 | 13:00 | 2.0424 | 60
2021-04-20 13:30 | 13:30 | 2.4484 | 60
2021-04-20 14:00 | 14:00 | 3.5472 | 60
2021-04-20 14:30 | 14:30 | 4.7468 | 60
2021-04-20 15:00 | 15:00 | 6.6839 | 60
2021-04-20 15:30 | 15:30 | 8.9862 | 60
2021-04-20 16:00 | 16:00 | 11.4881 | 60
2021-04-20 16:30 | 16:30 | 13.9487 | 60
2021-04-20 17:00 | 17:00 | 16.0311 | 60
2021-04-20 17:30 | 17:30 | 17.9626 | 60
2021-04-20 18:00 | 18:00 | 18.809 | 60
2021-04-20 18:30 | 18:30 | 18.479 | 60
2021-04-20 19:00 | 19:00 | 17.6589 | 60
2021-04-20 19:30 | 19:30 | 16.8522 | 60
2021-04-20 20:00 | 20:00 | 16.3792 | 60
2021-04-20 20:30 | 20:30 | 15.3702 | 60
2021-04-20 21:00 | 21:00 | 14.3407 | 60
2021-04-20 21:30 | 21:30 | 13.4038 | 60
2021-04-20 22:00 | 22:00 | 12.4149 | 60
2021-04-20 22:30 | 22:30 | 11.6839 | 60
2021-04-20 23:00 | 23:00 | 10.8276 | 60
2021-04-20 23:30 | 23:30 | 9.9639 | 60
2021-04-21 | 0:00 | 9.3619 | 60
2021-04-21 00:30 | 0:30 | 8.9956 | 60
2021-04-21 01:00 | 1:00 | 8.7615 | 60
2021-04-21 01:30 | 1:30 | 8.6128 | 60
2021-04-21 02:00 | 2:00 | 8.3902 | 60
2021-04-21 02:30 | 2:30 | 8.3304 | 60
2021-04-21 03:00 | 3:00 | 8.459 | 60
2021-04-21 03:30 | 3:30 | 8.481 | 60
2021-04-21 04:00 | 4:00 | 8.7024 | 60
2021-04-21 04:30 | 4:30 | 8.8941 | 60
2021-04-21 05:00 | 5:00 | 9.5982 | 60
2021-04-21 05:30 | 5:30 | 10.164 | 60
2021-04-21 06:00 | 6:00 | 10.8128 | 60
2021-04-21 06:30 | 6:30 | 10.6151 | 60
2021-04-21 07:00 | 7:00 | 9.4181 | 60
2021-04-21 07:30 | 7:30 | 7.7362 | 60
2021-04-21 08:00 | 8:00 | 5.9403 | 60
2021-04-21 08:30 | 8:30 | 4.3328 | 60
2021-04-21 09:00 | 9:00 | 3.2146 | 60
2021-04-21 09:30 | 9:30 | 2.385 | 60
2021-04-21 10:00 | 10:00 | 1.9342 | 60
2021-04-21 10:30 | 10:30 | 1.7568 | 60
2021-04-21 11:00 | 11:00 | 1.7708 | 60
2021-04-21 11:30 | 11:30 | 1.8595 | 60
2021-04-21 12:00 | 12:00 | 1.7708 | 60
2021-04-21 12:30 | 12:30 | 1.8498 | 60
2021-04-21 13:00 | 13:00 | 2.1564 | 60
2021-04-21 13:30 | 13:30 | 3.0368 | 60
2021-04-21 14:00 | 14:00 | 4.1722 | 60
2021-04-21 14:30 | 14:30 | 5.6402 | 60
2021-04-21 15:00 | 15:00 | 7.4928 | 60
2021-04-21 15:30 | 15:30 | 9.8022 | 60
2021-04-21 16:00 | 16:00 | 12.2146 | 60
2021-04-21 16:30 | 16:30 | 14.489 | 60
2021-04-21 17:00 | 17:00 | 16.4976 | 60
2021-04-21 17:30 | 17:30 | 18.0038 | 60
2021-04-21 18:00 | 18:00 | 18.7048 | 60
2021-04-21 18:30 | 18:30 | 18.3954 | 60
2021-04-21 19:00 | 19:00 | 17.8242 | 60
2021-04-21 19:30 | 19:30 | 16.8931 | 60
2021-04-21 20:00 | 20:00 | 16.5044 | 60
2021-04-21 20:30 | 20:30 | 15.306 | 60
2021-04-21 21:00 | 21:00 | 14.5034 | 60
2021-04-21 21:30 | 21:30 | 13.4263 | 60
2021-04-21 22:00 | 22:00 | 12.52 | 60
2021-04-21 22:30 | 22:30 | 11.7383 | 60
2021-04-21 23:00 | 23:00 | 10.8367 | 60
2021-04-21 23:30 | 23:30 | 10.031 | 60
2021-04-22 | 0:00 | 9.3506 | 60
2021-04-22 00:30 | 0:30 | 8.8853 | 60
2021-04-22 01:00 | 1:00 | 8.837 | 60
2021-04-22 01:30 | 1:30 | 8.6447 | 60
2021-04-22 02:00 | 2:00 | 8.4526 | 60
2021-04-22 02:30 | 2:30 | 8.4723 | 60
2021-04-22 03:00 | 3:00 | 8.4748 | 60
2021-04-22 03:30 | 3:30 | 8.4387 | 60
2021-04-22 04:00 | 4:00 | 8.6191 | 60
2021-04-22 04:30 | 4:30 | 9.0581 | 60
2021-04-22 05:00 | 5:00 | 9.6772 | 60
2021-04-22 05:30 | 5:30 | 10.1282 | 60
2021-04-22 06:00 | 6:00 | 10.8785 | 60
2021-04-22 06:30 | 6:30 | 10.186 | 60
2021-04-22 07:00 | 7:00 | 10.6357 | 60
2021-04-22 07:30 | 7:30 | 11.5073 | 60
2021-04-22 08:00 | 8:00 | 9.2532 | 60
2021-04-22 08:30 | 8:30 | 9.0123 | 60
2021-04-22 09:00 | 9:00 | 8.8491 | 60
2021-04-22 09:30 | 9:30 | 8.0128 | 60
2021-04-22 10:00 | 10:00 | 5.1196 | 60
2021-04-22 10:30 | 10:30 | 6.4009 | 60
2021-04-22 11:00 | 11:00 | 4.974 | 60
2021-04-22 11:30 | 11:30 | 4.5519 | 60
2021-04-22 12:00 | 12:00 | 3.3587 | 60
2021-04-22 12:30 | 12:30 | 8.2522 | 60
2021-04-22 13:00 | 13:00 | 9.229 | 60
2021-04-22 13:30 | 13:30 | 5.4944 | 60
2021-04-22 14:00 | 14:00 | 7.625 | 60
2021-04-22 14:30 | 14:30 | 10.3625 | 60
2021-04-22 15:00 | 15:00 | 11.1653 | 60
2021-04-22 15:30 | 15:30 | 11.6987 | 60
2021-04-22 16:00 | 16:00 | 13.1701 | 60
2021-04-22 16:30 | 16:30 | 14.6812 | 60
2021-04-22 17:00 | 17:00 | 16.0552 | 60
2021-04-22 17:30 | 17:30 | 17.2394 | 60
2021-04-22 18:00 | 18:00 | 17.6161 | 60
2021-04-22 18:30 | 18:30 | 17.6838 | 60
2021-04-22 19:00 | 19:00 | 16.9822 | 60
2021-04-22 19:30 | 19:30 | 16.4867 | 60
2021-04-22 20:00 | 20:00 | 16.1202 | 60
2021-04-22 20:30 | 20:30 | 15.1862 | 60
2021-04-22 21:00 | 21:00 | 14.2474 | 60
2021-04-22 21:30 | 21:30 | 13.2958 | 60
2021-04-22 22:00 | 22:00 | 12.3775 | 60
2021-04-22 22:30 | 22:30 | 11.7253 | 60
2021-04-22 23:00 | 23:00 | 10.9628 | 60
2021-04-22 23:30 | 23:30 | 10.0628 | 60
2021-04-23 | 0:00 | 9.3487 | 60
2021-04-23 00:30 | 0:30 | 8.9916 | 60
2021-04-23 01:00 | 1:00 | 8.6807 | 60
2021-04-23 01:30 | 1:30 | 8.5618 | 60
2021-04-23 02:00 | 2:00 | 8.5019 | 60
2021-04-23 02:30 | 2:30 | 8.4567 | 60
2021-04-23 03:00 | 3:00 | 8.4207 | 60
2021-04-23 03:30 | 3:30 | 8.3851 | 60
2021-04-23 04:00 | 4:00 | 8.7087 | 60
2021-04-23 04:30 | 4:30 | 9.0375 | 60
2021-04-23 05:00 | 5:00 | 9.7112 | 60
2021-04-23 05:30 | 5:30 | 10.5111 | 60
2021-04-23 06:00 | 6:00 | 11.4062 | 60
2021-04-23 06:30 | 6:30 | 11.4702 | 60
2021-04-23 07:00 | 7:00 | 10.2998 | 60
2021-04-23 07:30 | 7:30 | 8.5251 | 60
2021-04-23 08:00 | 8:00 | 6.2948 | 60
2021-04-23 08:30 | 8:30 | 4.3431 | 60
2021-04-23 09:00 | 9:00 | 3.093 | 60
2021-04-23 09:30 | 9:30 | 2.3831 | 60
2021-04-23 10:00 | 10:00 | 2.1614 | 60
2021-04-23 10:30 | 10:30 | 2.1441 | 60
2021-04-23 11:00 | 11:00 | 2.2667 | 60
2021-04-23 11:30 | 11:30 | 2.3211 | 60
2021-04-23 12:00 | 12:00 | 2.3233 | 60
2021-04-23 12:30 | 12:30 | 2.066 | 60
2021-04-23 13:00 | 13:00 | 2.0275 | 60
2021-04-23 13:30 | 13:30 | 2.2019 | 60
2021-04-23 14:00 | 14:00 | 3.1534 | 60
2021-04-23 14:30 | 14:30 | 4.5941 | 60
2021-04-23 15:00 | 15:00 | 5.8676 | 60
2021-04-23 15:30 | 15:30 | 8.1693 | 60
2021-04-23 16:00 | 16:00 | 10.4558 | 60
2021-04-23 16:30 | 16:30 | 12.7511 | 60
2021-04-23 17:00 | 17:00 | 14.7147 | 60
2021-04-23 17:30 | 17:30 | 16.2424 | 60
2021-04-23 18:00 | 18:00 | 16.7747 | 60
2021-04-23 18:30 | 18:30 | 16.7015 | 60
2021-04-23 19:00 | 19:00 | 16.181 | 60
2021-04-23 19:30 | 19:30 | 15.8498 | 60
2021-04-23 20:00 | 20:00 | 15.2522 | 60
2021-04-23 20:30 | 20:30 | 14.6465 | 60
2021-04-23 21:00 | 21:00 | 13.9827 | 60
2021-04-23 21:30 | 21:30 | 13.3006 | 60
2021-04-23 22:00 | 22:00 | 12.5496 | 60
2021-04-23 22:30 | 22:30 | 11.9032 | 60
2021-04-23 23:00 | 23:00 | 11.0665 | 60
2021-04-23 23:30 | 23:30 | 10.3291 | 60
2021-04-24 | 0:00 | 9.7663 | 60
2021-04-24 00:30 | 0:30 | 9.2553 | 60
2021-04-24 01:00 | 1:00 | 8.9539 | 60
2021-04-24 01:30 | 1:30 | 8.7087 | 60
2021-04-24 02:00 | 2:00 | 8.5762 | 60
2021-04-24 02:30 | 2:30 | 8.571 | 60
2021-04-24 03:00 | 3:00 | 8.4901 | 60
2021-04-24 03:30 | 3:30 | 8.353 | 60
2021-04-24 04:00 | 4:00 | 8.4103 | 60
2021-04-24 04:30 | 4:30 | 8.5267 | 60
2021-04-24 05:00 | 5:00 | 8.7352 | 60
2021-04-24 05:30 | 5:30 | 9.0314 | 60
2021-04-24 06:00 | 6:00 | 9.5735 | 60
2021-04-24 06:30 | 6:30 | 10.172 | 60
2021-04-24 07:00 | 7:00 | 9.3971 | 60
2021-04-24 07:30 | 7:30 | 7.3528 | 60
2021-04-24 08:00 | 8:00 | 6.17 | 60
2021-04-24 08:30 | 8:30 | 5.6049 | 60
2021-04-24 09:00 | 9:00 | 4.7001 | 60
2021-04-24 09:30 | 9:30 | 3.6516 | 60
2021-04-24 10:00 | 10:00 | 3.7701 | 60
2021-04-24 10:30 | 10:30 | 2.5754 | 60
2021-04-24 11:00 | 11:00 | 2.1584 | 60
2021-04-24 11:30 | 11:30 | 2.547 | 60
2021-04-24 12:00 | 12:00 | 2.9162 | 60
2021-04-24 12:30 | 12:30 | 3.6706 | 60
2021-04-24 13:00 | 13:00 | 3.5877 | 60
2021-04-24 13:30 | 13:30 | 4.1535 | 60
2021-04-24 14:00 | 14:00 | 5.0972 | 60
2021-04-24 14:30 | 14:30 | 6.2012 | 60
2021-04-24 15:00 | 15:00 | 8.3327 | 60
2021-04-24 15:30 | 15:30 | 9.7223 | 60
2021-04-24 16:00 | 16:00 | 11.6688 | 60
2021-04-24 16:30 | 16:30 | 13.355 | 60
2021-04-24 17:00 | 17:00 | 14.7604 | 60
2021-04-24 17:30 | 17:30 | 16.0459 | 60
2021-04-24 18:00 | 18:00 | 16.5221 | 60
2021-04-24 18:30 | 18:30 | 16.2509 | 60
2021-04-24 19:00 | 19:00 | 15.5109 | 60
2021-04-24 19:30 | 19:30 | 14.9618 | 60
2021-04-24 20:00 | 20:00 | 14.3926 | 60
2021-04-24 20:30 | 20:30 | 13.7238 | 60
2021-04-24 21:00 | 21:00 | 13.2073 | 60
2021-04-24 21:30 | 21:30 | 12.564 | 60
2021-04-24 22:00 | 22:00 | 12.0738 | 60
2021-04-24 22:30 | 22:30 | 11.732 | 60
2021-04-24 23:00 | 23:00 | 10.918 | 60
2021-04-24 23:30 | 23:30 | 10.3477 | 60
2021-04-25 | 0:00 | 9.5743 | 60
2021-04-25 00:30 | 0:30 | 9.2281 | 60
2021-04-25 01:00 | 1:00 | 8.9706 | 60
2021-04-25 01:30 | 1:30 | 8.676 | 60
2021-04-25 02:00 | 2:00 | 8.463 | 60
2021-04-25 02:30 | 2:30 | 8.3413 | 60
2021-04-25 03:00 | 3:00 | 8.3227 | 60
2021-04-25 03:30 | 3:30 | 8.3908 | 60
2021-04-25 04:00 | 4:00 | 8.3564 | 60
2021-04-25 04:30 | 4:30 | 8.496 | 60
2021-04-25 05:00 | 5:00 | 8.5799 | 60
2021-04-25 05:30 | 5:30 | 8.7916 | 60
2021-04-25 06:00 | 6:00 | 9.062 | 60
2021-04-25 06:30 | 6:30 | 8.6425 | 60
2021-04-25 07:00 | 7:00 | 8.0119 | 60
2021-04-25 07:30 | 7:30 | 6.7029 | 60
2021-04-25 08:00 | 8:00 | 5.5098 | 60
2021-04-25 08:30 | 8:30 | 4.4116 | 60
2021-04-25 09:00 | 9:00 | 3.7329 | 60
2021-04-25 09:30 | 9:30 | 2.9403 | 60
2021-04-25 10:00 | 10:00 | 2.5495 | 60
2021-04-25 10:30 | 10:30 | 2.3095 | 60
2021-04-25 11:00 | 11:00 | 2.3166 | 60
2021-04-25 11:30 | 11:30 | 2.2442 | 60
2021-04-25 12:00 | 12:00 | 3.3741 | 60
2021-04-25 12:30 | 12:30 | 4.9601 | 60
2021-04-25 13:00 | 13:00 | 6.1162 | 60
2021-04-25 13:30 | 13:30 | 4.5305 | 60
2021-04-25 14:00 | 14:00 | 4.5687 | 60
2021-04-25 14:30 | 14:30 | 5.2217 | 60
2021-04-25 15:00 | 15:00 | 7.0052 | 60
2021-04-25 15:30 | 15:30 | 8.9038 | 60
2021-04-25 16:00 | 16:00 | 11.4869 | 60
2021-04-25 16:30 | 16:30 | 13.5596 | 60
2021-04-25 17:00 | 17:00 | 15.3721 | 60
2021-04-25 17:30 | 17:30 | 16.4523 | 60
2021-04-25 18:00 | 18:00 | 16.7475 | 60
2021-04-25 18:30 | 18:30 | 16.2999 | 60
2021-04-25 19:00 | 19:00 | 15.6366 | 60
2021-04-25 19:30 | 19:30 | 15.1026 | 60
2021-04-25 20:00 | 20:00 | 14.5846 | 60
2021-04-25 20:30 | 20:30 | 13.9248 | 60
2021-04-25 21:00 | 21:00 | 13.3216 | 60
2021-04-25 21:30 | 21:30 | 12.6706 | 60
2021-04-25 22:00 | 22:00 | 11.8963 | 60
2021-04-25 22:30 | 22:30 | 11.5116 | 60
2021-04-25 23:00 | 23:00 | 10.8024 | 60
2021-04-25 23:30 | 23:30 | 10.0656 | 60
2021-04-26 | 0:00 | 9.5751 | 60
2021-04-26 00:30 | 0:30 | 9.1774 | 60
2021-04-26 01:00 | 1:00 | 8.9487 | 60
2021-04-26 01:30 | 1:30 | 8.7458 | 60
2021-04-26 02:00 | 2:00 | 8.5188 | 60
2021-04-26 02:30 | 2:30 | 8.3362 | 60
2021-04-26 03:00 | 3:00 | 8.356 | 60
2021-04-26 03:30 | 3:30 | 8.3146 | 60
2021-04-26 04:00 | 4:00 | 8.4133 | 60
2021-04-26 04:30 | 4:30 | 8.4304 | 60
2021-04-26 05:00 | 5:00 | 8.6782 | 60
2021-04-26 05:30 | 5:30 | 8.9329 | 60
2021-04-26 06:00 | 6:00 | 9.1479 | 60
2021-04-26 06:30 | 6:30 | 8.8093 | 60
2021-04-26 07:00 | 7:00 | 7.704 | 60
2021-04-26 07:30 | 7:30 | 6.7112 | 60
2021-04-26 08:00 | 8:00 | 5.7989 | 60
2021-04-26 08:30 | 8:30 | 4.853 | 60
2021-04-26 09:00 | 9:00 | 3.9472 | 60
2021-04-26 09:30 | 9:30 | 3.2566 | 60
2021-04-26 10:00 | 10:00 | 2.6885 | 60
2021-04-26 10:30 | 10:30 | 2.5327 | 60
2021-04-26 11:00 | 11:00 | 2.3992 | 60
2021-04-26 11:30 | 11:30 | 2.977 | 60
2021-04-26 12:00 | 12:00 | 4.5148 | 60
2021-04-26 12:30 | 12:30 | 6.1182 | 60
2021-04-26 13:00 | 13:00 | 5.7704 | 60
2021-04-26 13:30 | 13:30 | 4.6446 | 60
2021-04-26 14:00 | 14:00 | 4.7545 | 60
2021-04-26 14:30 | 14:30 | 6.4513 | 60
2021-04-26 15:00 | 15:00 | 8.2074 | 60
2021-04-26 15:30 | 15:30 | 10.9572 | 60
2021-04-26 16:00 | 16:00 | 12.7622 | 60
2021-04-26 16:30 | 16:30 | 14.8715 | 60
2021-04-26 17:00 | 17:00 | 17.2713 | 60
2021-04-26 17:30 | 17:30 | 18.9802 | 60
2021-04-26 18:00 | 18:00 | 19.2666 | 60
2021-04-26 18:30 | 18:30 | 18.6239 | 60
2021-04-26 19:00 | 19:00 | 17.474 | 60
2021-04-26 19:30 | 19:30 | 16.5331 | 60
2021-04-26 20:00 | 20:00 | 16.0224 | 60
2021-04-26 20:30 | 20:30 | 14.9775 | 60
2021-04-26 21:00 | 21:00 | 13.8708 | 60
2021-04-26 21:30 | 21:30 | 12.9861 | 60
2021-04-26 22:00 | 22:00 | 12.143 | 60
2021-04-26 22:30 | 22:30 | 11.5238 | 60
2021-04-26 23:00 | 23:00 | 10.7251 | 60
2021-04-26 23:30 | 23:30 | 9.9644 | 60
2021-04-27 | 0:00 | 9.5142 | 60
2021-04-27 00:30 | 0:30 | 9.1573 | 60
2021-04-27 01:00 | 1:00 | 8.7689 | 60
2021-04-27 01:30 | 1:30 | 8.5995 | 60
2021-04-27 02:00 | 2:00 | 8.5235 | 60
2021-04-27 02:30 | 2:30 | 8.4478 | 60
2021-04-27 03:00 | 3:00 | 8.4645 | 60
2021-04-27 03:30 | 3:30 | 8.408 | 60
2021-04-27 04:00 | 4:00 | 8.6298 | 60
2021-04-27 04:30 | 4:30 | 8.8647 | 60
2021-04-27 05:00 | 5:00 | 9.4997 | 60
2021-04-27 05:30 | 5:30 | 10.1615 | 60
2021-04-27 06:00 | 6:00 | 10.8043 | 60
2021-04-27 06:30 | 6:30 | 11.2084 | 60
2021-04-27 07:00 | 7:00 | 9.7524 | 60
2021-04-27 07:30 | 7:30 | 8.0702 | 60
2021-04-27 08:00 | 8:00 | 6.2873 | 60
2021-04-27 08:30 | 8:30 | 4.7658 | 60
2021-04-27 09:00 | 9:00 | 3.3831 | 60
2021-04-27 09:30 | 9:30 | 3.1832 | 60
2021-04-27 10:00 | 10:00 | 2.8884 | 60
2021-04-27 10:30 | 10:30 | 2.6721 | 60
2021-04-27 11:00 | 11:00 | 2.6912 | 60
2021-04-27 11:30 | 11:30 | 2.7515 | 60
2021-04-27 12:00 | 12:00 | 3.6054 | 60
2021-04-27 12:30 | 12:30 | 3.0392 | 60
2021-04-27 13:00 | 13:00 | 2.3503 | 60
2021-04-27 13:30 | 13:30 | 2.8568 | 60
2021-04-27 14:00 | 14:00 | 4.4764 | 60
2021-04-27 14:30 | 14:30 | 4.9123 | 60
2021-04-27 15:00 | 15:00 | 6.6049 | 60
2021-04-27 15:30 | 15:30 | 8.9345 | 60
2021-04-27 16:00 | 16:00 | 11.2032 | 60
2021-04-27 16:30 | 16:30 | 13.75 | 60
2021-04-27 17:00 | 17:00 | 16.1242 | 60
2021-04-27 17:30 | 17:30 | 17.9644 | 60
2021-04-27 18:00 | 18:00 | 18.5196 | 60
2021-04-27 18:30 | 18:30 | 18.2917 | 60
2021-04-27 19:00 | 19:00 | 17.2664 | 60
2021-04-27 19:30 | 19:30 | 16.6079 | 60
2021-04-27 20:00 | 20:00 | 16.3063 | 60
2021-04-27 20:30 | 20:30 | 15.2553 | 60
2021-04-27 21:00 | 21:00 | 14.0607 | 60
2021-04-27 21:30 | 21:30 | 13.25 | 60
2021-04-27 22:00 | 22:00 | 12.2869 | 60
2021-04-27 22:30 | 22:30 | 11.648 | 60
2021-04-27 23:00 | 23:00 | 10.7303 | 60
2021-04-27 23:30 | 23:30 | 9.9031 | 60
2021-04-28 | 0:00 | 9.3654 | 60
2021-04-28 00:30 | 0:30 | 9.0074 | 60
2021-04-28 01:00 | 1:00 | 8.7809 | 60
2021-04-28 01:30 | 1:30 | 8.708 | 60
2021-04-28 02:00 | 2:00 | 8.5562 | 60
2021-04-28 02:30 | 2:30 | 8.345 | 60
2021-04-28 03:00 | 3:00 | 8.3635 | 60
2021-04-28 03:30 | 3:30 | 8.3557 | 60
2021-04-28 04:00 | 4:00 | 8.5216 | 60
2021-04-28 04:30 | 4:30 | 8.7857 | 60
2021-04-28 05:00 | 5:00 | 9.5193 | 60
2021-04-28 05:30 | 5:30 | 10.0692 | 60
2021-04-28 06:00 | 6:00 | 10.8577 | 60
2021-04-28 06:30 | 6:30 | 11.0316 | 60
2021-04-28 07:00 | 7:00 | 9.8166 | 60
2021-04-28 07:30 | 7:30 | 8.2447 | 60
2021-04-28 08:00 | 8:00 | 6.4803 | 60
2021-04-28 08:30 | 8:30 | 4.5483 | 60
2021-04-28 09:00 | 9:00 | 3.3067 | 60
2021-04-28 09:30 | 9:30 | 2.5651 | 60
2021-04-28 10:00 | 10:00 | 3.1071 | 60
2021-04-28 10:30 | 10:30 | 3.1755 | 60
2021-04-28 11:00 | 11:00 | 2.1888 | 60
2021-04-28 11:30 | 11:30 | 2.758 | 60
2021-04-28 12:00 | 12:00 | 3.9394 | 60
2021-04-28 12:30 | 12:30 | 5.7113 | 60
2021-04-28 13:00 | 13:00 | 3.9925 | 60
2021-04-28 13:30 | 13:30 | 7.8888 | 60
2021-04-28 14:00 | 14:00 | 9.7067 | 60
2021-04-28 14:30 | 14:30 | 9.9195 | 60
2021-04-28 15:00 | 15:00 | 10.2534 | 60
2021-04-28 15:30 | 15:30 | 11.6437 | 60
2021-04-28 16:00 | 16:00 | 13.1615 | 60
2021-04-28 16:30 | 16:30 | 14.7104 | 60
2021-04-28 17:00 | 17:00 | 16.5202 | 60
2021-04-28 17:30 | 17:30 | 17.8887 | 60
2021-04-28 18:00 | 18:00 | 18.1051 | 60
2021-04-28 18:30 | 18:30 | 17.8118 | 60
2021-04-28 19:00 | 19:00 | 17.3015 | 60
2021-04-28 19:30 | 19:30 | 16.6659 | 60
2021-04-28 20:00 | 20:00 | 16.0897 | 60
2021-04-28 20:30 | 20:30 | 15.2226 | 60
2021-04-28 21:00 | 21:00 | 14.2771 | 60
2021-04-28 21:30 | 21:30 | 13.3101 | 60
2021-04-28 22:00 | 22:00 | 12.4418 | 60
2021-04-28 22:30 | 22:30 | 11.6628 | 60
2021-04-28 23:00 | 23:00 | 10.7395 | 60
2021-04-28 23:30 | 23:30 | 10.0102 | 60
2021-04-29 | 0:00 | 9.4302 | 60
2021-04-29 00:30 | 0:30 | 9.0766 | 60
2021-04-29 01:00 | 1:00 | 8.8534 | 60
2021-04-29 01:30 | 1:30 | 8.6047 | 60
2021-04-29 02:00 | 2:00 | 8.4192 | 60
2021-04-29 02:30 | 2:30 | 8.4356 | 60
2021-04-29 03:00 | 3:00 | 8.5671 | 60
2021-04-29 03:30 | 3:30 | 8.4196 | 60
2021-04-29 04:00 | 4:00 | 8.5777 | 60
2021-04-29 04:30 | 4:30 | 9.0051 | 60
2021-04-29 05:00 | 5:00 | 9.7012 | 60
2021-04-29 05:30 | 5:30 | 10.2695 | 60
2021-04-29 06:00 | 6:00 | 11.047 | 60
2021-04-29 06:30 | 6:30 | 11.036 | 60
2021-04-29 07:00 | 7:00 | 11.5901 | 60
2021-04-29 07:30 | 7:30 | 9.3253 | 60
2021-04-29 08:00 | 8:00 | 5.5428 | 60
2021-04-29 08:30 | 8:30 | 4.4648 | 60
2021-04-29 09:00 | 9:00 | 4.0888 | 60
2021-04-29 09:30 | 9:30 | 2.6108 | 60
2021-04-29 10:00 | 10:00 | 2.0862 | 60
2021-04-29 10:30 | 10:30 | 2.0624 | 60
2021-04-29 11:00 | 11:00 | 2.2295 | 60
2021-04-29 11:30 | 11:30 | 2.0542 | 60
2021-04-29 12:00 | 12:00 | 3.0339 | 60
2021-04-29 12:30 | 12:30 | 3.0337 | 60
2021-04-29 13:00 | 13:00 | 3.4397 | 60
2021-04-29 13:30 | 13:30 | 7.7616 | 60
2021-04-29 14:00 | 14:00 | 6.1175 | 60
2021-04-29 14:30 | 14:30 | 9.1278 | 60
2021-04-29 15:00 | 15:00 | 8.4797 | 60
2021-04-29 15:30 | 15:30 | 9.6414 | 60
2021-04-29 16:00 | 16:00 | 12.3757 | 60
2021-04-29 16:30 | 16:30 | 14.1982 | 60
2021-04-29 17:00 | 17:00 | 15.9461 | 60
2021-04-29 17:30 | 17:30 | 17.5667 | 60
2021-04-29 18:00 | 18:00 | 17.9157 | 60
2021-04-29 18:30 | 18:30 | 17.6778 | 60
2021-04-29 19:00 | 19:00 | 17.1545 | 60
2021-04-29 19:30 | 19:30 | 16.627 | 60
2021-04-29 20:00 | 20:00 | 16.1447 | 60
2021-04-29 20:30 | 20:30 | 15.2919 | 60
2021-04-29 21:00 | 21:00 | 14.3232 | 60
2021-04-29 21:30 | 21:30 | 13.3391 | 60
2021-04-29 22:00 | 22:00 | 12.4775 | 60
2021-04-29 22:30 | 22:30 | 11.7684 | 60
2021-04-29 23:00 | 23:00 | 10.9068 | 60
2021-04-29 23:30 | 23:30 | 10.0739 | 60
2021-04-30 | 0:00 | 9.4389 | 60
2021-04-30 00:30 | 0:30 | 8.9829 | 60
2021-04-30 01:00 | 1:00 | 8.8019 | 60
2021-04-30 01:30 | 1:30 | 8.5621 | 60
2021-04-30 02:00 | 2:00 | 8.4686 | 60
2021-04-30 02:30 | 2:30 | 8.5319 | 60
2021-04-30 03:00 | 3:00 | 8.4881 | 60
2021-04-30 03:30 | 3:30 | 8.3793 | 60
2021-04-30 04:00 | 4:00 | 8.6392 | 60
2021-04-30 04:30 | 4:30 | 8.8871 | 60
2021-04-30 05:00 | 5:00 | 9.5216 | 60
2021-04-30 05:30 | 5:30 | 10.0101 | 60
2021-04-30 06:00 | 6:00 | 10.6821 | 60
2021-04-30 06:30 | 6:30 | 12.2265 | 60
2021-04-30 07:00 | 7:00 | 12.6466 | 60
2021-04-30 07:30 | 7:30 | 11.7854 | 60
2021-04-30 08:00 | 8:00 | 10.9559 | 60
2021-04-30 08:30 | 8:30 | 10.1747 | 60
2021-04-30 09:00 | 9:00 | 7.1743 | 60
2021-04-30 09:30 | 9:30 | 7.2247 | 60
2021-04-30 10:00 | 10:00 | 7.1116 | 60
2021-04-30 10:30 | 10:30 | 2.8843 | 60
2021-04-30 11:00 | 11:00 | 2.4528 | 60
2021-04-30 11:30 | 11:30 | 2.7446 | 60
2021-04-30 12:00 | 12:00 | 4.125 | 60
2021-04-30 12:30 | 12:30 | 10.6029 | 60
2021-04-30 13:00 | 13:00 | 10.7438 | 60
2021-04-30 13:30 | 13:30 | 8.2358 | 60
2021-04-30 14:00 | 14:00 | 10.7075 | 60
2021-04-30 14:30 | 14:30 | 12.2836 | 60
2021-04-30 15:00 | 15:00 | 12.6364 | 60
2021-04-30 15:30 | 15:30 | 13.2032 | 60
2021-04-30 16:00 | 16:00 | 14.1382 | 60
2021-04-30 16:30 | 16:30 | 15.434 | 60
2021-04-30 17:00 | 17:00 | 17.0276 | 60
2021-04-30 17:30 | 17:30 | 17.3468 | 60
2021-04-30 18:00 | 18:00 | 17.4732 | 60
2021-04-30 18:30 | 18:30 | 17.3939 | 60
2021-04-30 19:00 | 19:00 | 16.8712 | 60
2021-04-30 19:30 | 19:30 | 16.3055 | 60
2021-04-30 20:00 | 20:00 | 15.6335 | 60
2021-04-30 20:30 | 20:30 | 14.9118 | 60
2021-04-30 21:00 | 21:00 | 14.4216 | 60
2021-04-30 21:30 | 21:30 | 13.381 | 60
2021-04-30 22:00 | 22:00 | 12.7131 | 60
2021-04-30 22:30 | 22:30 | 12.2304 | 60
2021-04-30 23:00 | 23:00 | 11.4412 | 60
2021-04-30 23:30 | 23:30 | 10.5517 | 60
2021-05-01 | 0:00 | 9.9372 | 60
2021-05-01 00:30 | 0:30 | 9.6218 | 60
2021-05-01 01:00 | 1:00 | 9.1962 | 60
2021-05-01 01:30 | 1:30 | 9.0585 | 60
2021-05-01 02:00 | 2:00 | 8.7287 | 60
2021-05-01 02:30 | 2:30 | 8.7784 | 60
2021-05-01 03:00 | 3:00 | 8.5633 | 60
2021-05-01 03:30 | 3:30 | 8.5612 | 60
2021-05-01 04:00 | 4:00 | 8.6763 | 60
2021-05-01 04:30 | 4:30 | 8.7338 | 60
2021-05-01 05:00 | 5:00 | 8.8168 | 60
2021-05-01 05:30 | 5:30 | 9.1213 | 60
2021-05-01 06:00 | 6:00 | 9.6619 | 60
2021-05-01 06:30 | 6:30 | 10.1843 | 60
2021-05-01 07:00 | 7:00 | 10.9089 | 60
2021-05-01 07:30 | 7:30 | 10.9543 | 60
2021-05-01 08:00 | 8:00 | 11.2365 | 60
2021-05-01 08:30 | 8:30 | 11.5298 | 60
2021-05-01 09:00 | 9:00 | 12.076 | 60
2021-05-01 09:30 | 9:30 | 10.7621 | 60
2021-05-01 10:00 | 10:00 | 11.3334 | 60
2021-05-01 10:30 | 10:30 | 11.6729 | 60
2021-05-01 11:00 | 11:00 | 12.214 | 60
2021-05-01 11:30 | 11:30 | 12.4403 | 60
2021-05-01 12:00 | 12:00 | 10.9353 | 60
2021-05-01 12:30 | 12:30 | 10.5406 | 60
2021-05-01 13:00 | 13:00 | 9.4956 | 60
2021-05-01 13:30 | 13:30 | 9.3387 | 60
2021-05-01 14:00 | 14:00 | 7.4992 | 60
2021-05-01 14:30 | 14:30 | 11.0329 | 60
2021-05-01 15:00 | 15:00 | 11.8777 | 60
2021-05-01 15:30 | 15:30 | 11.8751 | 60
2021-05-01 16:00 | 16:00 | 12.7224 | 60
2021-05-01 16:30 | 16:30 | 14.0775 | 60
2021-05-01 17:00 | 17:00 | 15.6822 | 60
2021-05-01 17:30 | 17:30 | 17.1987 | 60
2021-05-01 18:00 | 18:00 | 17.3301 | 60
2021-05-01 18:30 | 18:30 | 17.0106 | 60
2021-05-01 19:00 | 19:00 | 16.4617 | 60
2021-05-01 19:30 | 19:30 | 16.0738 | 60
2021-05-01 20:00 | 20:00 | 15.5165 | 60
2021-05-01 20:30 | 20:30 | 15.0283 | 60
2021-05-01 21:00 | 21:00 | 14.2651 | 60
2021-05-01 21:30 | 21:30 | 13.3686 | 60
2021-05-01 22:00 | 22:00 | 12.8611 | 60
2021-05-01 22:30 | 22:30 | 12.5655 | 60
2021-05-01 23:00 | 23:00 | 11.714 | 60
2021-05-01 23:30 | 23:30 | 10.7442 | 60
2021-05-02 | 0:00 | 10.1647 | 60
2021-05-02 00:30 | 0:30 | 9.7655 | 60
2021-05-02 01:00 | 1:00 | 9.5361 | 60
2021-05-02 01:30 | 1:30 | 9.1574 | 60
2021-05-02 02:00 | 2:00 | 8.9175 | 60
2021-05-02 02:30 | 2:30 | 8.7089 | 60
2021-05-02 03:00 | 3:00 | 8.5379 | 60
2021-05-02 03:30 | 3:30 | 8.5207 | 60
2021-05-02 04:00 | 4:00 | 8.4998 | 60
2021-05-02 04:30 | 4:30 | 8.5608 | 60
2021-05-02 05:00 | 5:00 | 8.7179 | 60
2021-05-02 05:30 | 5:30 | 8.8472 | 60
2021-05-02 06:00 | 6:00 | 9.1406 | 60
2021-05-02 06:30 | 6:30 | 9.1663 | 60
2021-05-02 07:00 | 7:00 | 9.7758 | 60
2021-05-02 07:30 | 7:30 | 7.8195 | 60
2021-05-02 08:00 | 8:00 | 9.9785 | 60
2021-05-02 08:30 | 8:30 | 9.4162 | 60
2021-05-02 09:00 | 9:00 | 12.6293 | 60
2021-05-02 09:30 | 9:30 | 9.9537 | 60
2021-05-02 10:00 | 10:00 | 8.0237 | 60
2021-05-02 10:30 | 10:30 | 9.1003 | 60
2021-05-02 11:00 | 11:00 | 9.2242 | 60
2021-05-02 11:30 | 11:30 | 9.5175 | 60
2021-05-02 12:00 | 12:00 | 7.3733 | 60
2021-05-02 12:30 | 12:30 | 8.4623 | 60
2021-05-02 13:00 | 13:00 | 5.7292 | 60
2021-05-02 13:30 | 13:30 | 4.9683 | 60
2021-05-02 14:00 | 14:00 | 7.6581 | 60
2021-05-02 14:30 | 14:30 | 9.0378 | 60
2021-05-02 15:00 | 15:00 | 10.0242 | 60
2021-05-02 15:30 | 15:30 | 11.3281 | 60
2021-05-02 16:00 | 16:00 | 13.2792 | 60
2021-05-02 16:30 | 16:30 | 14.543 | 60
2021-05-02 17:00 | 17:00 | 16.5454 | 60
2021-05-02 17:30 | 17:30 | 17.9252 | 60
2021-05-02 18:00 | 18:00 | 17.7566 | 60
2021-05-02 18:30 | 18:30 | 17.2277 | 60
2021-05-02 19:00 | 19:00 | 16.4783 | 60
2021-05-02 19:30 | 19:30 | 15.7768 | 60
2021-05-02 20:00 | 20:00 | 15.1595 | 60
2021-05-02 20:30 | 20:30 | 14.4287 | 60
2021-05-02 21:00 | 21:00 | 13.7952 | 60
2021-05-02 21:30 | 21:30 | 13.1591 | 60
2021-05-02 22:00 | 22:00 | 12.5401 | 60
2021-05-02 22:30 | 22:30 | 12.1083 | 60
2021-05-02 23:00 | 23:00 | 11.3888 | 60
2021-05-02 23:30 | 23:30 | 10.5882 | 60
2021-05-03 | 0:00 | 9.9653 | 60
2021-05-03 00:30 | 0:30 | 9.4927 | 60
2021-05-03 01:00 | 1:00 | 9.2351 | 60
2021-05-03 01:30 | 1:30 | 8.9836 | 60
2021-05-03 02:00 | 2:00 | 8.8017 | 60
2021-05-03 02:30 | 2:30 | 8.6846 | 60
2021-05-03 03:00 | 3:00 | 8.5874 | 60
2021-05-03 03:30 | 3:30 | 8.5136 | 60
2021-05-03 04:00 | 4:00 | 8.5018 | 60
2021-05-03 04:30 | 4:30 | 8.4965 | 60
2021-05-03 05:00 | 5:00 | 8.6921 | 60
2021-05-03 05:30 | 5:30 | 8.9676 | 60
2021-05-03 06:00 | 6:00 | 9.0639 | 60
2021-05-03 06:30 | 6:30 | 9.2059 | 60
2021-05-03 07:00 | 7:00 | 9.3649 | 60
2021-05-03 07:30 | 7:30 | 7.81 | 60
2021-05-03 08:00 | 8:00 | 6.2971 | 60
2021-05-03 08:30 | 8:30 | 6.0264 | 60
2021-05-03 09:00 | 9:00 | 6.8943 | 60
2021-05-03 09:30 | 9:30 | 6.2041 | 60
2021-05-03 10:00 | 10:00 | 5.2541 | 60
2021-05-03 10:30 | 10:30 | 5.2125 | 60
2021-05-03 11:00 | 11:00 | 3.5935 | 60
2021-05-03 11:30 | 11:30 | 2.9494 | 60
2021-05-03 12:00 | 12:00 | 2.5541 | 60
2021-05-03 12:30 | 12:30 | 2.8399 | 60
2021-05-03 13:00 | 13:00 | 3.4309 | 60
2021-05-03 13:30 | 13:30 | 4.2463 | 60
2021-05-03 14:00 | 14:00 | 5.4196 | 60
2021-05-03 14:30 | 14:30 | 6.7767 | 60
2021-05-03 15:00 | 15:00 | 8.8024 | 60
2021-05-03 15:30 | 15:30 | 10.6382 | 60
2021-05-03 16:00 | 16:00 | 13.4164 | 60
2021-05-03 16:30 | 16:30 | 15.8912 | 60
2021-05-03 17:00 | 17:00 | 17.628 | 60
2021-05-03 17:30 | 17:30 | 19.1093 | 60
2021-05-03 18:00 | 18:00 | 19.1476 | 60
2021-05-03 18:30 | 18:30 | 18.4295 | 60
2021-05-03 19:00 | 19:00 | 17.4994 | 60
2021-05-03 19:30 | 19:30 | 16.7705 | 60
2021-05-03 20:00 | 20:00 | 16.1755 | 60
2021-05-03 20:30 | 20:30 | 14.9213 | 60
2021-05-03 21:00 | 21:00 | 14.1899 | 60
2021-05-03 21:30 | 21:30 | 13.1799 | 60
2021-05-03 22:00 | 22:00 | 12.3309 | 60
2021-05-03 22:30 | 22:30 | 11.7083 | 60
2021-05-03 23:00 | 23:00 | 10.8939 | 60
2021-05-03 23:30 | 23:30 | 10.1679 | 60
2021-05-04 | 0:00 | 9.6625 | 60
2021-05-04 00:30 | 0:30 | 9.1809 | 60
2021-05-04 01:00 | 1:00 | 8.9895 | 60
2021-05-04 01:30 | 1:30 | 8.7126 | 60
2021-05-04 02:00 | 2:00 | 8.6096 | 60
2021-05-04 02:30 | 2:30 | 8.5251 | 60
2021-05-04 03:00 | 3:00 | 8.4858 | 60
2021-05-04 03:30 | 3:30 | 8.48 | 60
2021-05-04 04:00 | 4:00 | 8.7896 | 60
2021-05-04 04:30 | 4:30 | 9.1578 | 60
2021-05-04 05:00 | 5:00 | 9.7565 | 60
2021-05-04 05:30 | 5:30 | 10.364 | 60
2021-05-04 06:00 | 6:00 | 11.1878 | 60
2021-05-04 06:30 | 6:30 | 11.4426 | 60
2021-05-04 07:00 | 7:00 | 10.4044 | 60
2021-05-04 07:30 | 7:30 | 8.4235 | 60
2021-05-04 08:00 | 8:00 | 6.3828 | 60
2021-05-04 08:30 | 8:30 | 4.8021 | 60
2021-05-04 09:00 | 9:00 | 3.593 | 60
2021-05-04 09:30 | 9:30 | 3.1532 | 60
2021-05-04 10:00 | 10:00 | 3.3457 | 60
2021-05-04 10:30 | 10:30 | 2.583 | 60
2021-05-04 11:00 | 11:00 | 2.3507 | 60
2021-05-04 11:30 | 11:30 | 2.5457 | 60
2021-05-04 12:00 | 12:00 | 3.7169 | 60
2021-05-04 12:30 | 12:30 | 3.6852 | 60
2021-05-04 13:00 | 13:00 | 4.2515 | 60
2021-05-04 13:30 | 13:30 | 5.0149 | 60
2021-05-04 14:00 | 14:00 | 5.1584 | 60
2021-05-04 14:30 | 14:30 | 6.3199 | 60
2021-05-04 15:00 | 15:00 | 7.3951 | 60
2021-05-04 15:30 | 15:30 | 11.0498 | 60
2021-05-04 16:00 | 16:00 | 13.3112 | 60
2021-05-04 16:30 | 16:30 | 15.0439 | 60
2021-05-04 17:00 | 17:00 | 16.9057 | 60
2021-05-04 17:30 | 17:30 | 18.4728 | 60
2021-05-04 18:00 | 18:00 | 18.4778 | 60
2021-05-04 18:30 | 18:30 | 18.2459 | 60
2021-05-04 19:00 | 19:00 | 17.6005 | 60
2021-05-04 19:30 | 19:30 | 16.8947 | 60
2021-05-04 20:00 | 20:00 | 16.3372 | 60
2021-05-04 20:30 | 20:30 | 15.2936 | 60
2021-05-04 21:00 | 21:00 | 14.2703 | 60
2021-05-04 21:30 | 21:30 | 13.395 | 60
2021-05-04 22:00 | 22:00 | 12.5841 | 60
2021-05-04 22:30 | 22:30 | 12.0056 | 60
2021-05-04 23:00 | 23:00 | 11.1807 | 60
2021-05-04 23:30 | 23:30 | 10.3361 | 60
2021-05-05 | 0:00 | 9.4606 | 60
2021-05-05 00:30 | 0:30 | 9.2968 | 60
2021-05-05 01:00 | 1:00 | 9.0042 | 60
2021-05-05 01:30 | 1:30 | 8.8524 | 60
2021-05-05 02:00 | 2:00 | 8.7039 | 60
2021-05-05 02:30 | 2:30 | 8.649 | 60
2021-05-05 03:00 | 3:00 | 8.6236 | 60
2021-05-05 03:30 | 3:30 | 8.6324 | 60
2021-05-05 04:00 | 4:00 | 8.8639 | 60
2021-05-05 04:30 | 4:30 | 9.1428 | 60
2021-05-05 05:00 | 5:00 | 9.7545 | 60
2021-05-05 05:30 | 5:30 | 10.2631 | 60
2021-05-05 06:00 | 6:00 | 11.1079 | 60
2021-05-05 06:30 | 6:30 | 10.9258 | 60
2021-05-05 07:00 | 7:00 | 9.0117 | 60
2021-05-05 07:30 | 7:30 | 10.6224 | 60
2021-05-05 08:00 | 8:00 | 11.8478 | 60
2021-05-05 08:30 | 8:30 | 9.9776 | 60
2021-05-05 09:00 | 9:00 | 12.4336 | 60
2021-05-05 09:30 | 9:30 | 12.789 | 60
2021-05-05 10:00 | 10:00 | 13.7073 | 60
2021-05-05 10:30 | 10:30 | 13.0831 | 60
2021-05-05 11:00 | 11:00 | 12.9913 | 60
2021-05-05 11:30 | 11:30 | 13.3652 | 60
2021-05-05 12:00 | 12:00 | 12.9442 | 60
2021-05-05 12:30 | 12:30 | 11.7349 | 60
2021-05-05 13:00 | 13:00 | 12.2223 | 60
2021-05-05 13:30 | 13:30 | 12.8056 | 60
2021-05-05 14:00 | 14:00 | 12.1301 | 60
2021-05-05 14:30 | 14:30 | 11.762 | 60
2021-05-05 15:00 | 15:00 | 7.7583 | 60
2021-05-05 15:30 | 15:30 | 9.6335 | 60
2021-05-05 16:00 | 16:00 | 13.4549 | 60
2021-05-05 16:30 | 16:30 | 14.9655 | 60
2021-05-05 17:00 | 17:00 | 17.411 | 60
2021-05-05 17:30 | 17:30 | 19.5798 | 60
2021-05-05 18:00 | 18:00 | 19.9511 | 60
2021-05-05 18:30 | 18:30 | 19.5716 | 60
2021-05-05 19:00 | 19:00 | 19.0321 | 60
2021-05-05 19:30 | 19:30 | 18.5203 | 60
2021-05-05 20:00 | 20:00 | 17.7891 | 60
2021-05-05 20:30 | 20:30 | 16.7869 | 60
2021-05-05 21:00 | 21:00 | 15.5595 | 60
2021-05-05 21:30 | 21:30 | 14.4208 | 60
2021-05-05 22:00 | 22:00 | 13.275 | 60
2021-05-05 22:30 | 22:30 | 12.4924 | 60
2021-05-05 23:00 | 23:00 | 11.476 | 60
2021-05-05 23:30 | 23:30 | 10.7946 | 60
2021-05-06 | 0:00 | 10.0492 | 60
2021-05-06 00:30 | 0:30 | 9.6257 | 60
2021-05-06 01:00 | 1:00 | 9.3266 | 60
2021-05-06 01:30 | 1:30 | 9.0696 | 60
2021-05-06 02:00 | 2:00 | 8.9351 | 60
2021-05-06 02:30 | 2:30 | 8.8713 | 60
2021-05-06 03:00 | 3:00 | 8.8919 | 60
2021-05-06 03:30 | 3:30 | 8.897 | 60
2021-05-06 04:00 | 4:00 | 9.2347 | 60
2021-05-06 04:30 | 4:30 | 9.6618 | 60
2021-05-06 05:00 | 5:00 | 10.3845 | 60
2021-05-06 05:30 | 5:30 | 11.4682 | 60
2021-05-06 06:00 | 6:00 | 12.5483 | 60
2021-05-06 06:30 | 6:30 | 13.04 | 60
2021-05-06 07:00 | 7:00 | 11.8466 | 60
2021-05-06 07:30 | 7:30 | 9.7924 | 60
2021-05-06 08:00 | 8:00 | 7.3217 | 60
2021-05-06 08:30 | 8:30 | 5.1229 | 60
2021-05-06 09:00 | 9:00 | 3.7575 | 60
2021-05-06 09:30 | 9:30 | 2.7619 | 60
2021-05-06 10:00 | 10:00 | 2.3096 | 60
2021-05-06 10:30 | 10:30 | 2.2381 | 60
2021-05-06 11:00 | 11:00 | 2.2888 | 60
2021-05-06 11:30 | 11:30 | 2.3304 | 60
2021-05-06 12:00 | 12:00 | 2.3708 | 60
2021-05-06 12:30 | 12:30 | 2.3207 | 60
2021-05-06 13:00 | 13:00 | 2.6546 | 60
2021-05-06 13:30 | 13:30 | 2.9927 | 60
2021-05-06 14:00 | 14:00 | 5.1242 | 60
2021-05-06 14:30 | 14:30 | 5.7503 | 60
2021-05-06 15:00 | 15:00 | 10.0881 | 60
2021-05-06 15:30 | 15:30 | 11.5902 | 60
2021-05-06 16:00 | 16:00 | 12.973 | 60
2021-05-06 16:30 | 16:30 | 14.2993 | 60
2021-05-06 17:00 | 17:00 | 16.0361 | 60
2021-05-06 17:30 | 17:30 | 17.654 | 60
2021-05-06 18:00 | 18:00 | 17.959 | 60
2021-05-06 18:30 | 18:30 | 17.9385 | 60
2021-05-06 19:00 | 19:00 | 17.5126 | 60
2021-05-06 19:30 | 19:30 | 16.8385 | 60
2021-05-06 20:00 | 20:00 | 16.4251 | 60
2021-05-06 20:30 | 20:30 | 15.5983 | 60
2021-05-06 21:00 | 21:00 | 14.6024 | 60
2021-05-06 21:30 | 21:30 | 13.6967 | 60
2021-05-06 22:00 | 22:00 | 12.8246 | 60
2021-05-06 22:30 | 22:30 | 12.1477 | 60
2021-05-06 23:00 | 23:00 | 11.2483 | 60
2021-05-06 23:30 | 23:30 | 10.3595 | 60
2021-05-07 | 0:00 | 9.7572 | 60
2021-05-07 00:30 | 0:30 | 9.2985 | 60
2021-05-07 01:00 | 1:00 | 8.9734 | 60
2021-05-07 01:30 | 1:30 | 8.7004 | 60
2021-05-07 02:00 | 2:00 | 8.6056 | 60
2021-05-07 02:30 | 2:30 | 8.5345 | 60
2021-05-07 03:00 | 3:00 | 8.6636 | 60
2021-05-07 03:30 | 3:30 | 8.6147 | 60
2021-05-07 04:00 | 4:00 | 8.8436 | 60
2021-05-07 04:30 | 4:30 | 9.2978 | 60
2021-05-07 05:00 | 5:00 | 9.9609 | 60
2021-05-07 05:30 | 5:30 | 10.6609 | 60
2021-05-07 06:00 | 6:00 | 11.5192 | 60
2021-05-07 06:30 | 6:30 | 11.9466 | 60
2021-05-07 07:00 | 7:00 | 11.0963 | 60
2021-05-07 07:30 | 7:30 | 9.6841 | 60
2021-05-07 08:00 | 8:00 | 7.6785 | 60
2021-05-07 08:30 | 8:30 | 5.4173 | 60
2021-05-07 09:00 | 9:00 | 4.2751 | 60
2021-05-07 09:30 | 9:30 | 4.3477 | 60
2021-05-07 10:00 | 10:00 | 2.2746 | 60
2021-05-07 10:30 | 10:30 | 2.5124 | 60
2021-05-07 11:00 | 11:00 | 2.1486 | 60
2021-05-07 11:30 | 11:30 | 2.545 | 60
2021-05-07 12:00 | 12:00 | 2.3723 | 60
2021-05-07 12:30 | 12:30 | 2.2538 | 60
2021-05-07 13:00 | 13:00 | 2.1761 | 60
2021-05-07 13:30 | 13:30 | 4.4789 | 60
2021-05-07 14:00 | 14:00 | 5.5594 | 60
2021-05-07 14:30 | 14:30 | 9.6541 | 60
2021-05-07 15:00 | 15:00 | 10.0887 | 60
2021-05-07 15:30 | 15:30 | 11.8737 | 60
2021-05-07 16:00 | 16:00 | 13.1155 | 60
2021-05-07 16:30 | 16:30 | 14.0972 | 60
2021-05-07 17:00 | 17:00 | 15.6658 | 60
2021-05-07 17:30 | 17:30 | 16.8929 | 60
2021-05-07 18:00 | 18:00 | 17.0739 | 60
2021-05-07 18:30 | 18:30 | 17.0433 | 60
2021-05-07 19:00 | 19:00 | 16.3437 | 60
2021-05-07 19:30 | 19:30 | 15.8522 | 60
2021-05-07 20:00 | 20:00 | 15.3945 | 60
2021-05-07 20:30 | 20:30 | 14.7275 | 60
2021-05-07 21:00 | 21:00 | 14.1673 | 60
2021-05-07 21:30 | 21:30 | 13.4592 | 60
2021-05-07 22:00 | 22:00 | 12.7098 | 60
2021-05-07 22:30 | 22:30 | 12.3157 | 60
2021-05-07 23:00 | 23:00 | 11.5062 | 60
2021-05-07 23:30 | 23:30 | 10.721 | 60
2021-05-08 | 0:00 | 9.9519 | 60
2021-05-08 00:30 | 0:30 | 9.5023 | 60
2021-05-08 01:00 | 1:00 | 9.0925 | 60
2021-05-08 01:30 | 1:30 | 8.9425 | 60
2021-05-08 02:00 | 2:00 | 8.8227 | 60
2021-05-08 02:30 | 2:30 | 8.7031 | 60
2021-05-08 03:00 | 3:00 | 8.6706 | 60
2021-05-08 03:30 | 3:30 | 8.5779 | 60
2021-05-08 04:00 | 4:00 | 8.6408 | 60
2021-05-08 04:30 | 4:30 | 8.7719 | 60
2021-05-08 05:00 | 5:00 | 9.0539 | 60
2021-05-08 05:30 | 5:30 | 9.2886 | 60
2021-05-08 06:00 | 6:00 | 9.7192 | 60
2021-05-08 06:30 | 6:30 | 10.0734 | 60
2021-05-08 07:00 | 7:00 | 8.9866 | 60
2021-05-08 07:30 | 7:30 | 7.8655 | 60
2021-05-08 08:00 | 8:00 | 6.8307 | 60
2021-05-08 08:30 | 8:30 | 5.6888 | 60
2021-05-08 09:00 | 9:00 | 4.5709 | 60
2021-05-08 09:30 | 9:30 | 3.8697 | 60
2021-05-08 10:00 | 10:00 | 3.1109 | 60
2021-05-08 10:30 | 10:30 | 2.625 | 60
2021-05-08 11:00 | 11:00 | 2.4259 | 60
2021-05-08 11:30 | 11:30 | 2.2861 | 60
2021-05-08 12:00 | 12:00 | 2.5088 | 60
2021-05-08 12:30 | 12:30 | 4.1985 | 60
2021-05-08 13:00 | 13:00 | 3.0479 | 60
2021-05-08 13:30 | 13:30 | 7.9715 | 60
2021-05-08 14:00 | 14:00 | 8.0727 | 60
2021-05-08 14:30 | 14:30 | 10.0107 | 60
2021-05-08 15:00 | 15:00 | 11.281 | 60
2021-05-08 15:30 | 15:30 | 12.268 | 60
2021-05-08 16:00 | 16:00 | 13.2063 | 60
2021-05-08 16:30 | 16:30 | 14.4065 | 60
2021-05-08 17:00 | 17:00 | 16.1031 | 60
2021-05-08 17:30 | 17:30 | 17.2641 | 60
2021-05-08 18:00 | 18:00 | 17.2426 | 60
2021-05-08 18:30 | 18:30 | 17.0396 | 60
2021-05-08 19:00 | 19:00 | 16.1281 | 60
2021-05-08 19:30 | 19:30 | 15.7414 | 60
2021-05-08 20:00 | 20:00 | 15.2512 | 60
2021-05-08 20:30 | 20:30 | 14.6563 | 60
2021-05-08 21:00 | 21:00 | 13.7329 | 60
2021-05-08 21:30 | 21:30 | 13.2586 | 60
2021-05-08 22:00 | 22:00 | 12.6568 | 60
2021-05-08 22:30 | 22:30 | 12.359 | 60
2021-05-08 23:00 | 23:00 | 11.5325 | 60
2021-05-08 23:30 | 23:30 | 10.6372 | 60
2021-05-09 | 0:00 | 10.0262 | 60
2021-05-09 00:30 | 0:30 | 9.6301 | 60
2021-05-09 01:00 | 1:00 | 9.3431 | 60
2021-05-09 01:30 | 1:30 | 8.965 | 60
2021-05-09 02:00 | 2:00 | 8.8393 | 60
2021-05-09 02:30 | 2:30 | 8.7089 | 60
2021-05-09 03:00 | 3:00 | 8.5912 | 60
2021-05-09 03:30 | 3:30 | 8.5735 | 60
2021-05-09 04:00 | 4:00 | 8.5338 | 60
2021-05-09 04:30 | 4:30 | 8.6393 | 60
2021-05-09 05:00 | 5:00 | 8.7231 | 60
2021-05-09 05:30 | 5:30 | 8.9353 | 60
2021-05-09 06:00 | 6:00 | 9.3405 | 60
2021-05-09 06:30 | 6:30 | 9.5542 | 60
2021-05-09 07:00 | 7:00 | 9.4106 | 60
2021-05-09 07:30 | 7:30 | 9.5889 | 60
2021-05-09 08:00 | 8:00 | 8.7234 | 60
2021-05-09 08:30 | 8:30 | 9.1136 | 60
2021-05-09 09:00 | 9:00 | 9.0649 | 60
2021-05-09 09:30 | 9:30 | 5.4402 | 60
2021-05-09 10:00 | 10:00 | 10.7572 | 60
2021-05-09 10:30 | 10:30 | 11.5324 | 60
2021-05-09 11:00 | 11:00 | 7.3628 | 60
2021-05-09 11:30 | 11:30 | 5.7991 | 60
2021-05-09 12:00 | 12:00 | 5.9715 | 60
2021-05-09 12:30 | 12:30 | 3.7948 | 60
2021-05-09 13:00 | 13:00 | 6.8625 | 60
2021-05-09 13:30 | 13:30 | 6.7931 | 60
2021-05-09 14:00 | 14:00 | 5.2897 | 60
2021-05-09 14:30 | 14:30 | 6.5584 | 60
2021-05-09 15:00 | 15:00 | 8.4029 | 60
2021-05-09 15:30 | 15:30 | 10.4745 | 60
2021-05-09 16:00 | 16:00 | 12.7949 | 60
2021-05-09 16:30 | 16:30 | 14.7273 | 60
2021-05-09 17:00 | 17:00 | 16.9252 | 60
2021-05-09 17:30 | 17:30 | 18.2542 | 60
2021-05-09 18:00 | 18:00 | 18.3413 | 60
2021-05-09 18:30 | 18:30 | 17.9857 | 60
2021-05-09 19:00 | 19:00 | 17.1638 | 60
2021-05-09 19:30 | 19:30 | 16.4069 | 60
2021-05-09 20:00 | 20:00 | 15.985 | 60
2021-05-09 20:30 | 20:30 | 14.9601 | 60
2021-05-09 21:00 | 21:00 | 14.4537 | 60
2021-05-09 21:30 | 21:30 | 13.5602 | 60
2021-05-09 22:00 | 22:00 | 12.6457 | 60
2021-05-09 22:30 | 22:30 | 12.0956 | 60
2021-05-09 23:00 | 23:00 | 11.094 | 60
2021-05-09 23:30 | 23:30 | 10.2621 | 60
2021-05-10 | 0:00 | 9.7388 | 60
2021-05-10 00:30 | 0:30 | 9.3093 | 60
2021-05-10 01:00 | 1:00 | 9.0766 | 60
2021-05-10 01:30 | 1:30 | 8.919 | 60
2021-05-10 02:00 | 2:00 | 8.7493 | 60
2021-05-10 02:30 | 2:30 | 8.6403 | 60
2021-05-10 03:00 | 3:00 | 8.6134 | 60
2021-05-10 03:30 | 3:30 | 8.7161 | 60
2021-05-10 04:00 | 4:00 | 8.8444 | 60
2021-05-10 04:30 | 4:30 | 9.2756 | 60
2021-05-10 05:00 | 5:00 | 9.7727 | 60
2021-05-10 05:30 | 5:30 | 10.3261 | 60
2021-05-10 06:00 | 6:00 | 11.0958 | 60
2021-05-10 06:30 | 6:30 | 11.645 | 60
2021-05-10 07:00 | 7:00 | 10.6837 | 60
2021-05-10 07:30 | 7:30 | 8.8291 | 60
2021-05-10 08:00 | 8:00 | 8.2343 | 60
2021-05-10 08:30 | 8:30 | 8.7859 | 60
2021-05-10 09:00 | 9:00 | 8.0099 | 60
2021-05-10 09:30 | 9:30 | 4.1761 | 60
2021-05-10 10:00 | 10:00 | 2.6897 | 60
2021-05-10 10:30 | 10:30 | 2.3082 | 60
2021-05-10 11:00 | 11:00 | 2.0398 | 60
2021-05-10 11:30 | 11:30 | 1.987 | 60
2021-05-10 12:00 | 12:00 | 2.1526 | 60
2021-05-10 12:30 | 12:30 | 2.5337 | 60
2021-05-10 13:00 | 13:00 | 3.1474 | 60
2021-05-10 13:30 | 13:30 | 4.1721 | 60
2021-05-10 14:00 | 14:00 | 5.6463 | 60
2021-05-10 14:30 | 14:30 | 7.135 | 60
2021-05-10 15:00 | 15:00 | 9.1634 | 60
2021-05-10 15:30 | 15:30 | 11.2952 | 60
2021-05-10 16:00 | 16:00 | 13.4021 | 60
2021-05-10 16:30 | 16:30 | 15.7018 | 60
2021-05-10 17:00 | 17:00 | 17.7801 | 60
2021-05-10 17:30 | 17:30 | 19.561 | 60
2021-05-10 18:00 | 18:00 | 19.7959 | 60
2021-05-10 18:30 | 18:30 | 19.1982 | 60
2021-05-10 19:00 | 19:00 | 18.3804 | 60
2021-05-10 19:30 | 19:30 | 17.4692 | 60
2021-05-10 20:00 | 20:00 | 16.7069 | 60
2021-05-10 20:30 | 20:30 | 15.5332 | 60
2021-05-10 21:00 | 21:00 | 14.529 | 60
2021-05-10 21:30 | 21:30 | 13.4931 | 60
2021-05-10 22:00 | 22:00 | 12.5619 | 60
2021-05-10 22:30 | 22:30 | 12.0671 | 60
2021-05-10 23:00 | 23:00 | 11.0281 | 60
2021-05-10 23:30 | 23:30 | 10.2158 | 60
2021-05-11 | 0:00 | 9.765 | 60
2021-05-11 00:30 | 0:30 | 9.2432 | 60
2021-05-11 01:00 | 1:00 | 9.0583 | 60
2021-05-11 01:30 | 1:30 | 8.9656 | 60
2021-05-11 02:00 | 2:00 | 9.481 | 60
2021-05-11 02:30 | 2:30 | 8.6528 | 60
2021-05-11 03:00 | 3:00 | 8.6353 | 60
2021-05-11 03:30 | 3:30 | 8.6697 | 60
2021-05-11 04:00 | 4:00 | 8.8534 | 60
2021-05-11 04:30 | 4:30 | 9.0573 | 60
2021-05-11 05:00 | 5:00 | 9.6096 | 60
2021-05-11 05:30 | 5:30 | 10.2068 | 60
2021-05-11 06:00 | 6:00 | 10.8912 | 60
2021-05-11 06:30 | 6:30 | 11.2386 | 60
2021-05-11 07:00 | 7:00 | 10.6689 | 60
2021-05-11 07:30 | 7:30 | 8.8311 | 60
2021-05-11 08:00 | 8:00 | 7.0595 | 60
2021-05-11 08:30 | 8:30 | 5.4288 | 60
2021-05-11 09:00 | 9:00 | 4.2582 | 60
2021-05-11 09:30 | 9:30 | 4.9737 | 60
2021-05-11 10:00 | 10:00 | 3.8582 | 60
2021-05-11 10:30 | 10:30 | 2.6103 | 60
2021-05-11 11:00 | 11:00 | 2.2633 | 60
2021-05-11 11:30 | 11:30 | 2.2331 | 60
2021-05-11 12:00 | 12:00 | 2.4567 | 60
2021-05-11 12:30 | 12:30 | 2.9501 | 60
2021-05-11 13:00 | 13:00 | 3.673 | 60
2021-05-11 13:30 | 13:30 | 4.6636 | 60
2021-05-11 14:00 | 14:00 | 6.2936 | 60
2021-05-11 14:30 | 14:30 | 7.7653 | 60
2021-05-11 15:00 | 15:00 | 9.4278 | 60
2021-05-11 15:30 | 15:30 | 11.5817 | 60
2021-05-11 16:00 | 16:00 | 13.8566 | 60
2021-05-11 16:30 | 16:30 | 15.8727 | 60
2021-05-11 17:00 | 17:00 | 17.7716 | 60
2021-05-11 17:30 | 17:30 | 19.2518 | 60
2021-05-11 18:00 | 18:00 | 19.457 | 60
2021-05-11 18:30 | 18:30 | 19.0878 | 60
2021-05-11 19:00 | 19:00 | 18.4395 | 60
2021-05-11 19:30 | 19:30 | 17.5636 | 60
2021-05-11 20:00 | 20:00 | 16.728 | 60
2021-05-11 20:30 | 20:30 | 15.7776 | 60
2021-05-11 21:00 | 21:00 | 14.8203 | 60
2021-05-11 21:30 | 21:30 | 13.6736 | 60
2021-05-11 22:00 | 22:00 | 12.755 | 60
2021-05-11 22:30 | 22:30 | 12.2622 | 60
2021-05-11 23:00 | 23:00 | 11.2209 | 60
2021-05-11 23:30 | 23:30 | 10.4528 | 60
2021-05-12 | 0:00 | 9.9199 | 60
2021-05-12 00:30 | 0:30 | 9.3665 | 60
2021-05-12 01:00 | 1:00 | 9.2553 | 60
2021-05-12 01:30 | 1:30 | 9.2092 | 60
2021-05-12 02:00 | 2:00 | 9.175 | 60
2021-05-12 02:30 | 2:30 | 8.7651 | 60
2021-05-12 03:00 | 3:00 | 8.825 | 60
2021-05-12 03:30 | 3:30 | 8.6421 | 60
2021-05-12 04:00 | 4:00 | 8.7714 | 60
2021-05-12 04:30 | 4:30 | 9.0607 | 60
2021-05-12 05:00 | 5:00 | 9.6869 | 60
2021-05-12 05:30 | 5:30 | 10.3409 | 60
2021-05-12 06:00 | 6:00 | 11.1148 | 60
2021-05-12 06:30 | 6:30 | 11.9686 | 60
2021-05-12 07:00 | 7:00 | 11.3811 | 60
2021-05-12 07:30 | 7:30 | 9.5612 | 60
2021-05-12 08:00 | 8:00 | 10.1182 | 60
2021-05-12 08:30 | 8:30 | 9.1357 | 60
2021-05-12 09:00 | 9:00 | 7.3572 | 60
2021-05-12 09:30 | 9:30 | 7.7164 | 60
2021-05-12 10:00 | 10:00 | 9.4559 | 60
2021-05-12 10:30 | 10:30 | 7.5857 | 60
2021-05-12 11:00 | 11:00 | 7.6111 | 60
2021-05-12 11:30 | 11:30 | 6.438 | 60
2021-05-12 12:00 | 12:00 | 4.442 | 60
2021-05-12 12:30 | 12:30 | 9.6831 | 60
2021-05-12 13:00 | 13:00 | 9.1201 | 60
2021-05-12 13:30 | 13:30 | 8.9871 | 60
2021-05-12 14:00 | 14:00 | 6.1899 | 60
2021-05-12 14:30 | 14:30 | 10.8194 | 60
2021-05-12 15:00 | 15:00 | 12.4324 | 60
2021-05-12 15:30 | 15:30 | 13.9113 | 60
2021-05-12 16:00 | 16:00 | 15.2023 | 60
2021-05-12 16:30 | 16:30 | 16.8489 | 60
2021-05-12 17:00 | 17:00 | 17.7097 | 60
2021-05-12 17:30 | 17:30 | 18.5871 | 60
2021-05-12 18:00 | 18:00 | 17.9859 | 60
2021-05-12 18:30 | 18:30 | 17.6588 | 60
2021-05-12 19:00 | 19:00 | 16.9844 | 60
2021-05-12 19:30 | 19:30 | 16.2283 | 60
2021-05-12 20:00 | 20:00 | 15.2579 | 60
2021-05-12 20:30 | 20:30 | 14.5555 | 60
2021-05-12 21:00 | 21:00 | 13.96 | 60
2021-05-12 21:30 | 21:30 | 12.9606 | 60
2021-05-12 22:00 | 22:00 | 12.1458 | 60
2021-05-12 22:30 | 22:30 | 11.3154 | 60
2021-05-12 23:00 | 23:00 | 10.3727 | 60
2021-05-12 23:30 | 23:30 | 9.7821 | 60
2021-05-13 | 0:00 | 9.335 | 60
2021-05-13 00:30 | 0:30 | 8.9274 | 60
2021-05-13 01:00 | 1:00 | 8.8036 | 60
2021-05-13 01:30 | 1:30 | 8.6417 | 60
2021-05-13 02:00 | 2:00 | 8.6194 | 60
2021-05-13 02:30 | 2:30 | 8.3256 | 60
2021-05-13 03:00 | 3:00 | 8.4654 | 60
2021-05-13 03:30 | 3:30 | 8.4678 | 60
2021-05-13 04:00 | 4:00 | 8.7483 | 60
2021-05-13 04:30 | 4:30 | 9.0416 | 60
2021-05-13 05:00 | 5:00 | 9.6303 | 60
2021-05-13 05:30 | 5:30 | 10.3027 | 60
2021-05-13 06:00 | 6:00 | 11.334 | 60
2021-05-13 06:30 | 6:30 | 12.3407 | 60
2021-05-13 07:00 | 7:00 | 11.314 | 60
2021-05-13 07:30 | 7:30 | 9.2292 | 60
2021-05-13 08:00 | 8:00 | 7.0615 | 60
2021-05-13 08:30 | 8:30 | 5.3388 | 60
2021-05-13 09:00 | 9:00 | 4.0453 | 60
2021-05-13 09:30 | 9:30 | 3.0549 | 60
2021-05-13 10:00 | 10:00 | 2.3768 | 60
2021-05-13 10:30 | 10:30 | 2.1319 | 60
2021-05-13 11:00 | 11:00 | 2.0772 | 60
2021-05-13 11:30 | 11:30 | 2.0258 | 60
2021-05-13 12:00 | 12:00 | 1.9608 | 60
2021-05-13 12:30 | 12:30 | 2.0666 | 60
2021-05-13 13:00 | 13:00 | 2.3658 | 60
2021-05-13 13:30 | 13:30 | 3.2054 | 60
2021-05-13 14:00 | 14:00 | 4.5715 | 60
2021-05-13 14:30 | 14:30 | 5.5656 | 60
2021-05-13 15:00 | 15:00 | 7.2443 | 60
2021-05-13 15:30 | 15:30 | 9.457 | 60
2021-05-13 16:00 | 16:00 | 11.6923 | 60
2021-05-13 16:30 | 16:30 | 14.1191 | 60
2021-05-13 17:00 | 17:00 | 15.9781 | 60
2021-05-13 17:30 | 17:30 | 17.6684 | 60
2021-05-13 18:00 | 18:00 | 18.1637 | 60
2021-05-13 18:30 | 18:30 | 18.1355 | 60
2021-05-13 19:00 | 19:00 | 17.3581 | 60
2021-05-13 19:30 | 19:30 | 16.776 | 60
2021-05-13 20:00 | 20:00 | 16.4053 | 60
2021-05-13 20:30 | 20:30 | 15.5694 | 60
2021-05-13 21:00 | 21:00 | 14.7798 | 60
2021-05-13 21:30 | 21:30 | 13.769 | 60
2021-05-13 22:00 | 22:00 | 12.6538 | 60
2021-05-13 22:30 | 22:30 | 12.0625 | 60
2021-05-13 23:00 | 23:00 | 11.2659 | 60
2021-05-13 23:30 | 23:30 | 10.4386 | 60
2021-05-14 | 0:00 | 9.8295 | 60
2021-05-14 00:30 | 0:30 | 9.3209 | 60
2021-05-14 01:00 | 1:00 | 9.1491 | 60
2021-05-14 01:30 | 1:30 | 8.9236 | 60
2021-05-14 02:00 | 2:00 | 8.8469 | 60
2021-05-14 02:30 | 2:30 | 8.7185 | 60
2021-05-14 03:00 | 3:00 | 8.816 | 60
2021-05-14 03:30 | 3:30 | 8.8591 | 60
2021-05-14 04:00 | 4:00 | 9.022 | 60
2021-05-14 04:30 | 4:30 | 9.4827 | 60
2021-05-14 05:00 | 5:00 | 10.19 | 60
2021-05-14 05:30 | 5:30 | 10.7828 | 60
2021-05-14 06:00 | 6:00 | 11.7502 | 60
2021-05-14 06:30 | 6:30 | 12.5576 | 60
2021-05-14 07:00 | 7:00 | 11.459 | 60
2021-05-14 07:30 | 7:30 | 9.4996 | 60
2021-05-14 08:00 | 8:00 | 7.1228 | 60
2021-05-14 08:30 | 8:30 | 5.1681 | 60
2021-05-14 09:00 | 9:00 | 3.6795 | 60
2021-05-14 09:30 | 9:30 | 2.8376 | 60
2021-05-14 10:00 | 10:00 | 2.4216 | 60
2021-05-14 10:30 | 10:30 | 2.3153 | 60
2021-05-14 11:00 | 11:00 | 2.3405 | 60
2021-05-14 11:30 | 11:30 | 2.3158 | 60
2021-05-14 12:00 | 12:00 | 2.2038 | 60
2021-05-14 12:30 | 12:30 | 2.1624 | 60
2021-05-14 13:00 | 13:00 | 2.3432 | 60
2021-05-14 13:30 | 13:30 | 2.7921 | 60
2021-05-14 14:00 | 14:00 | 3.8191 | 60
2021-05-14 14:30 | 14:30 | 5.0628 | 60
2021-05-14 15:00 | 15:00 | 6.9863 | 60
2021-05-14 15:30 | 15:30 | 9.2453 | 60
2021-05-14 16:00 | 16:00 | 11.4844 | 60
2021-05-14 16:30 | 16:30 | 13.9395 | 60
2021-05-14 17:00 | 17:00 | 15.7302 | 60
2021-05-14 17:30 | 17:30 | 17.1 | 60
2021-05-14 18:00 | 18:00 | 17.3081 | 60
2021-05-14 18:30 | 18:30 | 17.2581 | 60
2021-05-14 19:00 | 19:00 | 16.831 | 60
2021-05-14 19:30 | 19:30 | 16.2238 | 60
2021-05-14 20:00 | 20:00 | 16.0696 | 60
2021-05-14 20:30 | 20:30 | 15.2116 | 60
2021-05-14 21:00 | 21:00 | 14.5938 | 60
2021-05-14 21:30 | 21:30 | 13.9453 | 60
2021-05-14 22:00 | 22:00 | 13.1076 | 60
2021-05-14 22:30 | 22:30 | 12.626 | 60
2021-05-14 23:00 | 23:00 | 11.7634 | 60
2021-05-14 23:30 | 23:30 | 10.8623 | 60
2021-05-15 | 0:00 | 10.169 | 60
2021-05-15 00:30 | 0:30 | 9.7766 | 60
2021-05-15 01:00 | 1:00 | 9.4822 | 60
2021-05-15 01:30 | 1:30 | 9.2835 | 60
2021-05-15 02:00 | 2:00 | 9.06 | 60
2021-05-15 02:30 | 2:30 | 8.8962 | 60
2021-05-15 03:00 | 3:00 | 8.9127 | 60
2021-05-15 03:30 | 3:30 | 8.8146 | 60
2021-05-15 04:00 | 4:00 | 8.9207 | 60
2021-05-15 04:30 | 4:30 | 9.0816 | 60
2021-05-15 05:00 | 5:00 | 9.4044 | 60
2021-05-15 05:30 | 5:30 | 9.753 | 60
2021-05-15 06:00 | 6:00 | 10.292 | 60
2021-05-15 06:30 | 6:30 | 10.4788 | 60
2021-05-15 07:00 | 7:00 | 9.9014 | 60
2021-05-15 07:30 | 7:30 | 8.757 | 60
2021-05-15 08:00 | 8:00 | 7.5337 | 60
2021-05-15 08:30 | 8:30 | 6.3232 | 60
2021-05-15 09:00 | 9:00 | 4.9989 | 60
2021-05-15 09:30 | 9:30 | 3.9702 | 60
2021-05-15 10:00 | 10:00 | 2.9764 | 60
2021-05-15 10:30 | 10:30 | 2.4939 | 60
2021-05-15 11:00 | 11:00 | 2.3298 | 60
2021-05-15 11:30 | 11:30 | 2.2617 | 60
2021-05-15 12:00 | 12:00 | 2.2356 | 60
2021-05-15 12:30 | 12:30 | 2.3374 | 60
2021-05-15 13:00 | 13:00 | 2.5627 | 60
2021-05-15 13:30 | 13:30 | 3.0465 | 60
2021-05-15 14:00 | 14:00 | 4.1172 | 60
2021-05-15 14:30 | 14:30 | 5.562 | 60
2021-05-15 15:00 | 15:00 | 7.2423 | 60
2021-05-15 15:30 | 15:30 | 9.1836 | 60
2021-05-15 16:00 | 16:00 | 11.5573 | 60
2021-05-15 16:30 | 16:30 | 13.9753 | 60
2021-05-15 17:00 | 17:00 | 15.8279 | 60
2021-05-15 17:30 | 17:30 | 16.8766 | 60
2021-05-15 18:00 | 18:00 | 16.9323 | 60
2021-05-15 18:30 | 18:30 | 16.8551 | 60
2021-05-15 19:00 | 19:00 | 16.2845 | 60
2021-05-15 19:30 | 19:30 | 15.8656 | 60
2021-05-15 20:00 | 20:00 | 15.4045 | 60
2021-05-15 20:30 | 20:30 | 14.6191 | 60
2021-05-15 21:00 | 21:00 | 14.168 | 60
2021-05-15 21:30 | 21:30 | 13.3287 | 60
2021-05-15 22:00 | 22:00 | 12.7817 | 60
2021-05-15 22:30 | 22:30 | 12.4372 | 60
2021-05-15 23:00 | 23:00 | 11.6486 | 60
2021-05-15 23:30 | 23:30 | 10.8181 | 60
2021-05-16 | 0:00 | 9.9882 | 60
2021-05-16 00:30 | 0:30 | 9.5671 | 60
2021-05-16 01:00 | 1:00 | 9.3721 | 60
2021-05-16 01:30 | 1:30 | 9.1779 | 60
2021-05-16 02:00 | 2:00 | 9.124 | 60
2021-05-16 02:30 | 2:30 | 8.8576 | 60
2021-05-16 03:00 | 3:00 | 8.8057 | 60
2021-05-16 03:30 | 3:30 | 8.7762 | 60
2021-05-16 04:00 | 4:00 | 8.8617 | 60
2021-05-16 04:30 | 4:30 | 8.9331 | 60
2021-05-16 05:00 | 5:00 | 9.1831 | 60
2021-05-16 05:30 | 5:30 | 9.4107 | 60
2021-05-16 06:00 | 6:00 | 9.8203 | 60
2021-05-16 06:30 | 6:30 | 10.098 | 60
2021-05-16 07:00 | 7:00 | 9.3872 | 60
2021-05-16 07:30 | 7:30 | 8.3146 | 60
2021-05-16 08:00 | 8:00 | 7.3653 | 60
2021-05-16 08:30 | 8:30 | 6.1175 | 60
2021-05-16 09:00 | 9:00 | 4.9411 | 60
2021-05-16 09:30 | 9:30 | 3.9058 | 60
2021-05-16 10:00 | 10:00 | 3.1353 | 60
2021-05-16 10:30 | 10:30 | 2.6621 | 60
2021-05-16 11:00 | 11:00 | 2.4034 | 60
2021-05-16 11:30 | 11:30 | 2.3542 | 60
2021-05-16 12:00 | 12:00 | 2.4027 | 60
2021-05-16 12:30 | 12:30 | 2.4968 | 60
2021-05-16 13:00 | 13:00 | 2.7444 | 60
2021-05-16 13:30 | 13:30 | 3.3354 | 60
2021-05-16 14:00 | 14:00 | 4.3525 | 60
2021-05-16 14:30 | 14:30 | 5.8725 | 60
2021-05-16 15:00 | 15:00 | 7.8598 | 60
2021-05-16 15:30 | 15:30 | 10.188 | 60
2021-05-16 16:00 | 16:00 | 12.7925 | 60
2021-05-16 16:30 | 16:30 | 15.6831 | 60
2021-05-16 17:00 | 17:00 | 18.0737 | 60
2021-05-16 17:30 | 17:30 | 19.9876 | 60
2021-05-16 18:00 | 18:00 | 20.0841 | 60
2021-05-16 18:30 | 18:30 | 19.4624 | 60
2021-05-16 19:00 | 19:00 | 18.8073 | 60
2021-05-16 19:30 | 19:30 | 18.0853 | 60
2021-05-16 20:00 | 20:00 | 17.5239 | 60
2021-05-16 20:30 | 20:30 | 16.59 | 60
2021-05-16 21:00 | 21:00 | 15.5409 | 60
2021-05-16 21:30 | 21:30 | 14.3423 | 60
2021-05-16 22:00 | 22:00 | 13.243 | 60
2021-05-16 22:30 | 22:30 | 12.6233 | 60
2021-05-16 23:00 | 23:00 | 11.6909 | 60
2021-05-16 23:30 | 23:30 | 10.8561 | 60
2021-05-17 | 0:00 | 10.3096 | 60
2021-05-17 00:30 | 0:30 | 9.8524 | 60
2021-05-17 01:00 | 1:00 | 9.6808 | 60
2021-05-17 01:30 | 1:30 | 9.4531 | 60
2021-05-17 02:00 | 2:00 | 9.3033 | 60
2021-05-17 02:30 | 2:30 | 9.232 | 60
2021-05-17 03:00 | 3:00 | 9.2491 | 60
2021-05-17 03:30 | 3:30 | 9.4021 | 60
2021-05-17 04:00 | 4:00 | 9.7407 | 60
2021-05-17 04:30 | 4:30 | 10.3293 | 60
2021-05-17 05:00 | 5:00 | 11.3573 | 60
2021-05-17 05:30 | 5:30 | 12.4375 | 60
2021-05-17 06:00 | 6:00 | 14.1583 | 60
2021-05-17 06:30 | 6:30 | 15.541 | 60
2021-05-17 07:00 | 7:00 | 14.6201 | 60
2021-05-17 07:30 | 7:30 | 12.1627 | 60
2021-05-17 08:00 | 8:00 | 9.0327 | 60
2021-05-17 08:30 | 8:30 | 6.5633 | 60
2021-05-17 09:00 | 9:00 | 4.7228 | 60
2021-05-17 09:30 | 9:30 | 3.3682 | 60
2021-05-17 10:00 | 10:00 | 2.6465 | 60
2021-05-17 10:30 | 10:30 | 2.3524 | 60
2021-05-17 11:00 | 11:00 | 2.3938 | 60
2021-05-17 11:30 | 11:30 | 2.4685 | 60
2021-05-17 12:00 | 12:00 | 2.4466 | 60
2021-05-17 12:30 | 12:30 | 2.4674 | 60
2021-05-17 13:00 | 13:00 | 2.4494 | 60
2021-05-17 13:30 | 13:30 | 2.7412 | 60
2021-05-17 14:00 | 14:00 | 3.8947 | 60
2021-05-17 14:30 | 14:30 | 4.8291 | 60
2021-05-17 15:00 | 15:00 | 6.702 | 60
2021-05-17 15:30 | 15:30 | 9.2399 | 60
2021-05-17 16:00 | 16:00 | 11.8035 | 60
2021-05-17 16:30 | 16:30 | 14.9162 | 60
2021-05-17 17:00 | 17:00 | 17.8237 | 60
2021-05-17 17:30 | 17:30 | 20.202 | 60
2021-05-17 18:00 | 18:00 | 20.6734 | 60
2021-05-17 18:30 | 18:30 | 20.4921 | 60
2021-05-17 19:00 | 19:00 | 19.6549 | 60
2021-05-17 19:30 | 19:30 | 18.8922 | 60
2021-05-17 20:00 | 20:00 | 18.1917 | 60
2021-05-17 20:30 | 20:30 | 17.0961 | 60
2021-05-17 21:00 | 21:00 | 16.0462 | 60
2021-05-17 21:30 | 21:30 | 14.6953 | 60
2021-05-17 22:00 | 22:00 | 13.3861 | 60
2021-05-17 22:30 | 22:30 | 12.3132 | 60
2021-05-17 23:00 | 23:00 | 11.5492 | 60
2021-05-17 23:30 | 23:30 | 10.6054 | 60
2021-05-18 | 0:00 | 9.9097 | 60
2021-05-18 00:30 | 0:30 | 9.4639 | 60
2021-05-18 01:00 | 1:00 | 9.2021 | 60
2021-05-18 01:30 | 1:30 | 9.0751 | 60
2021-05-18 02:00 | 2:00 | 9.0589 | 60
2021-05-18 02:30 | 2:30 | 8.9152 | 60
2021-05-18 03:00 | 3:00 | 9.0026 | 60
2021-05-18 03:30 | 3:30 | 8.9811 | 60
2021-05-18 04:00 | 4:00 | 9.3771 | 60
2021-05-18 04:30 | 4:30 | 10.0546 | 60
2021-05-18 05:00 | 5:00 | 10.934 | 60
2021-05-18 05:30 | 5:30 | 11.947 | 60
2021-05-18 06:00 | 6:00 | 13.2916 | 60
2021-05-18 06:30 | 6:30 | 14.3313 | 60
2021-05-18 07:00 | 7:00 | 13.4137 | 60
2021-05-18 07:30 | 7:30 | 11.107 | 60
2021-05-18 08:00 | 8:00 | 8.3508 | 60
2021-05-18 08:30 | 8:30 | 6.0527 | 60
2021-05-18 09:00 | 9:00 | 4.4208 | 60
2021-05-18 09:30 | 9:30 | 3.3494 | 60
2021-05-18 10:00 | 10:00 | 2.7193 | 60
2021-05-18 10:30 | 10:30 | 2.482 | 60
2021-05-18 11:00 | 11:00 | 2.5324 | 60
2021-05-18 11:30 | 11:30 | 2.4765 | 60
2021-05-18 12:00 | 12:00 | 2.4865 | 60
2021-05-18 12:30 | 12:30 | 2.7758 | 60
2021-05-18 13:00 | 13:00 | 3.5679 | 60
2021-05-18 13:30 | 13:30 | 3.2985 | 60
2021-05-18 14:00 | 14:00 | 4.0883 | 60
2021-05-18 14:30 | 14:30 | 6.7403 | 60
2021-05-18 15:00 | 15:00 | 7.948 | 60
2021-05-18 15:30 | 15:30 | 10.711 | 60
2021-05-18 16:00 | 16:00 | 12.6628 | 60
2021-05-18 16:30 | 16:30 | 14.7749 | 60
2021-05-18 17:00 | 17:00 | 17.1785 | 60
2021-05-18 17:30 | 17:30 | 19.1401 | 60
2021-05-18 18:00 | 18:00 | 19.6079 | 60
2021-05-18 18:30 | 18:30 | 19.4426 | 60
2021-05-18 19:00 | 19:00 | 18.6741 | 60
2021-05-18 19:30 | 19:30 | 18.1874 | 60
2021-05-18 20:00 | 20:00 | 17.5262 | 60
2021-05-18 20:30 | 20:30 | 16.1776 | 60
2021-05-18 21:00 | 21:00 | 15.0907 | 60
2021-05-18 21:30 | 21:30 | 13.9913 | 60
2021-05-18 22:00 | 22:00 | 12.8714 | 60
2021-05-18 22:30 | 22:30 | 12.0438 | 60
2021-05-18 23:00 | 23:00 | 10.9704 | 60
2021-05-18 23:30 | 23:30 | 10.1579 | 60
2021-05-19 | 0:00 | 9.6337 | 60
2021-05-19 00:30 | 0:30 | 9.1716 | 60
2021-05-19 01:00 | 1:00 | 8.9291 | 60
2021-05-19 01:30 | 1:30 | 8.6419 | 60
2021-05-19 02:00 | 2:00 | 8.5326 | 60
2021-05-19 02:30 | 2:30 | 8.4722 | 60
2021-05-19 03:00 | 3:00 | 8.7214 | 60
2021-05-19 03:30 | 3:30 | 8.5721 | 60
2021-05-19 04:00 | 4:00 | 8.9159 | 60
2021-05-19 04:30 | 4:30 | 9.1874 | 60
2021-05-19 05:00 | 5:00 | 10.0155 | 60
2021-05-19 05:30 | 5:30 | 10.8526 | 60
2021-05-19 06:00 | 6:00 | 11.8848 | 60
2021-05-19 06:30 | 6:30 | 12.7579 | 60
2021-05-19 07:00 | 7:00 | 11.7631 | 60
2021-05-19 07:30 | 7:30 | 9.9496 | 60
2021-05-19 08:00 | 8:00 | 7.6413 | 60
2021-05-19 08:30 | 8:30 | 5.6818 | 60
2021-05-19 09:00 | 9:00 | 4.5097 | 60
2021-05-19 09:30 | 9:30 | 5.9618 | 60
2021-05-19 10:00 | 10:00 | 5.1524 | 60
2021-05-19 10:30 | 10:30 | 2.9445 | 60
2021-05-19 11:00 | 11:00 | 6.2878 | 60
2021-05-19 11:30 | 11:30 | 6.8097 | 60
2021-05-19 12:00 | 12:00 | 6.1497 | 60
2021-05-19 12:30 | 12:30 | 6.4173 | 60
2021-05-19 13:00 | 13:00 | 6.057 | 60
2021-05-19 13:30 | 13:30 | 6.6571 | 60
2021-05-19 14:00 | 14:00 | 7.3065 | 60
2021-05-19 14:30 | 14:30 | 8.329 | 60
2021-05-19 15:00 | 15:00 | 10.2798 | 60
2021-05-19 15:30 | 15:30 | 10.9516 | 60
2021-05-19 16:00 | 16:00 | 12.0018 | 60
2021-05-19 16:30 | 16:30 | 14.5942 | 60
2021-05-19 17:00 | 17:00 | 16.9065 | 60
2021-05-19 17:30 | 17:30 | 18.4228 | 60
2021-05-19 18:00 | 18:00 | 19.001 | 60
2021-05-19 18:30 | 18:30 | 18.8904 | 60
2021-05-19 19:00 | 19:00 | 18.0298 | 60
2021-05-19 19:30 | 19:30 | 17.5286 | 60
2021-05-19 20:00 | 20:00 | 17.0442 | 60
2021-05-19 20:30 | 20:30 | 15.9671 | 60
2021-05-19 21:00 | 21:00 | 14.9151 | 60
2021-05-19 21:30 | 21:30 | 13.942 | 60
2021-05-19 22:00 | 22:00 | 12.9035 | 60
2021-05-19 22:30 | 22:30 | 12.0788 | 60
2021-05-19 23:00 | 23:00 | 11.1983 | 60
2021-05-19 23:30 | 23:30 | 10.3103 | 60
2021-05-20 | 0:00 | 9.6222 | 60
2021-05-20 00:30 | 0:30 | 9.2328 | 60
2021-05-20 01:00 | 1:00 | 8.9263 | 60
2021-05-20 01:30 | 1:30 | 8.7294 | 60
2021-05-20 02:00 | 2:00 | 8.6428 | 60
2021-05-20 02:30 | 2:30 | 8.6006 | 60
2021-05-20 03:00 | 3:00 | 8.6189 | 60
2021-05-20 03:30 | 3:30 | 8.6596 | 60
2021-05-20 04:00 | 4:00 | 9.0386 | 60
2021-05-20 04:30 | 4:30 | 9.3289 | 60
2021-05-20 05:00 | 5:00 | 10.0928 | 60
2021-05-20 05:30 | 5:30 | 10.8223 | 60
2021-05-20 06:00 | 6:00 | 12.1398 | 60
2021-05-20 06:30 | 6:30 | 13.0229 | 60
2021-05-20 07:00 | 7:00 | 11.8089 | 60
2021-05-20 07:30 | 7:30 | 10.2323 | 60
2021-05-20 08:00 | 8:00 | 7.7741 | 60
2021-05-20 08:30 | 8:30 | 5.8139 | 60
2021-05-20 09:00 | 9:00 | 4.2005 | 60
2021-05-20 09:30 | 9:30 | 3.0465 | 60
2021-05-20 10:00 | 10:00 | 2.4448 | 60
2021-05-20 10:30 | 10:30 | 2.282 | 60
2021-05-20 11:00 | 11:00 | 2.3172 | 60
2021-05-20 11:30 | 11:30 | 2.3317 | 60
2021-05-20 12:00 | 12:00 | 2.1652 | 60
2021-05-20 12:30 | 12:30 | 2.1624 | 60
2021-05-20 13:00 | 13:00 | 2.3027 | 60
2021-05-20 13:30 | 13:30 | 2.8321 | 60
2021-05-20 14:00 | 14:00 | 3.8206 | 60
2021-05-20 14:30 | 14:30 | 5.1823 | 60
2021-05-20 15:00 | 15:00 | 6.8916 | 60
2021-05-20 15:30 | 15:30 | 9.379 | 60
2021-05-20 16:00 | 16:00 | 11.7979 | 60
2021-05-20 16:30 | 16:30 | 14.3508 | 60
2021-05-20 17:00 | 17:00 | 16.3283 | 60
2021-05-20 17:30 | 17:30 | 18.0409 | 60
2021-05-20 18:00 | 18:00 | 18.4629 | 60
2021-05-20 18:30 | 18:30 | 18.4166 | 60
2021-05-20 19:00 | 19:00 | 18.0415 | 60
2021-05-20 19:30 | 19:30 | 17.3104 | 60
2021-05-20 20:00 | 20:00 | 16.9771 | 60
2021-05-20 20:30 | 20:30 | 16.0691 | 60
2021-05-20 21:00 | 21:00 | 15.2741 | 60
2021-05-20 21:30 | 21:30 | 14.2179 | 60
2021-05-20 22:00 | 22:00 | 13.2989 | 60
2021-05-20 22:30 | 22:30 | 12.4124 | 60
2021-05-20 23:00 | 23:00 | 11.4963 | 60
2021-05-20 23:30 | 23:30 | 10.5647 | 60
2021-05-21 | 0:00 | 9.8508 | 60
2021-05-21 00:30 | 0:30 | 9.4562 | 60
2021-05-21 01:00 | 1:00 | 9.3129 | 60
2021-05-21 01:30 | 1:30 | 9.0404 | 60
2021-05-21 02:00 | 2:00 | 8.9585 | 60
2021-05-21 02:30 | 2:30 | 8.8733 | 60
2021-05-21 03:00 | 3:00 | 8.8965 | 60
2021-05-21 03:30 | 3:30 | 8.9164 | 60
2021-05-21 04:00 | 4:00 | 9.1607 | 60
2021-05-21 04:30 | 4:30 | 9.522 | 60
2021-05-21 05:00 | 5:00 | 10.2707 | 60
2021-05-21 05:30 | 5:30 | 11.1469 | 60
2021-05-21 06:00 | 6:00 | 12.2859 | 60
2021-05-21 06:30 | 6:30 | 13.318 | 60
2021-05-21 07:00 | 7:00 | 12.5307 | 60
2021-05-21 07:30 | 7:30 | 10.7509 | 60
2021-05-21 08:00 | 8:00 | 8.0511 | 60
2021-05-21 08:30 | 8:30 | 5.9477 | 60
2021-05-21 09:00 | 9:00 | 4.5193 | 60
2021-05-21 09:30 | 9:30 | 3.4071 | 60
2021-05-21 10:00 | 10:00 | 2.5866 | 60
2021-05-21 10:30 | 10:30 | 2.2565 | 60
2021-05-21 11:00 | 11:00 | 2.2066 | 60
2021-05-21 11:30 | 11:30 | 2.2 | 60
2021-05-21 12:00 | 12:00 | 2.1986 | 60
2021-05-21 12:30 | 12:30 | 2.2474 | 60
2021-05-21 13:00 | 13:00 | 2.4398 | 60
2021-05-21 13:30 | 13:30 | 2.8635 | 60
2021-05-21 14:00 | 14:00 | 4.672 | 60
2021-05-21 14:30 | 14:30 | 6.0528 | 60
2021-05-21 15:00 | 15:00 | 8.1921 | 60
2021-05-21 15:30 | 15:30 | 10.2634 | 60
2021-05-21 16:00 | 16:00 | 13.1881 | 60
2021-05-21 16:30 | 16:30 | 14.6538 | 60
2021-05-21 17:00 | 17:00 | 16.6181 | 60
2021-05-21 17:30 | 17:30 | 17.4835 | 60
2021-05-21 18:00 | 18:00 | 17.5867 | 60
2021-05-21 18:30 | 18:30 | 17.6273 | 60
2021-05-21 19:00 | 19:00 | 17.0003 | 60
2021-05-21 19:30 | 19:30 | 16.5234 | 60
2021-05-21 20:00 | 20:00 | 16.2319 | 60
2021-05-21 20:30 | 20:30 | 15.4485 | 60
2021-05-21 21:00 | 21:00 | 14.6318 | 60
2021-05-21 21:30 | 21:30 | 13.8321 | 60
2021-05-21 22:00 | 22:00 | 13.118 | 60
2021-05-21 22:30 | 22:30 | 12.4938 | 60
2021-05-21 23:00 | 23:00 | 11.6581 | 60
2021-05-21 23:30 | 23:30 | 10.8138 | 60
2021-05-22 | 0:00 | 10.2223 | 60
2021-05-22 00:30 | 0:30 | 9.6559 | 60
2021-05-22 01:00 | 1:00 | 9.334 | 60
2021-05-22 01:30 | 1:30 | 9.1616 | 60
2021-05-22 02:00 | 2:00 | 8.9652 | 60
2021-05-22 02:30 | 2:30 | 8.8774 | 60
2021-05-22 03:00 | 3:00 | 8.7347 | 60
2021-05-22 03:30 | 3:30 | 8.7114 | 60
2021-05-22 04:00 | 4:00 | 8.773 | 60
2021-05-22 04:30 | 4:30 | 8.9221 | 60
2021-05-22 05:00 | 5:00 | 9.1326 | 60
2021-05-22 05:30 | 5:30 | 9.5885 | 60
2021-05-22 06:00 | 6:00 | 9.9783 | 60
2021-05-22 06:30 | 6:30 | 10.5512 | 60
2021-05-22 07:00 | 7:00 | 9.9724 | 60
2021-05-22 07:30 | 7:30 | 8.6813 | 60
2021-05-22 08:00 | 8:00 | 7.7062 | 60
2021-05-22 08:30 | 8:30 | 6.6667 | 60
2021-05-22 09:00 | 9:00 | 4.983 | 60
2021-05-22 09:30 | 9:30 | 3.9735 | 60
2021-05-22 10:00 | 10:00 | 3.33 | 60
2021-05-22 10:30 | 10:30 | 2.6757 | 60
2021-05-22 11:00 | 11:00 | 2.5873 | 60
2021-05-22 11:30 | 11:30 | 2.5953 | 60
2021-05-22 12:00 | 12:00 | 2.4065 | 60
2021-05-22 12:30 | 12:30 | 3.4415 | 60
2021-05-22 13:00 | 13:00 | 4.0427 | 60
2021-05-22 13:30 | 13:30 | 3.9796 | 60
2021-05-22 14:00 | 14:00 | 5.4002 | 60
2021-05-22 14:30 | 14:30 | 6.1295 | 60
2021-05-22 15:00 | 15:00 | 8.7863 | 60
2021-05-22 15:30 | 15:30 | 9.4348 | 60
2021-05-22 16:00 | 16:00 | 11.9766 | 60
2021-05-22 16:30 | 16:30 | 14.3355 | 60
2021-05-22 17:00 | 17:00 | 16.2029 | 60
2021-05-22 17:30 | 17:30 | 17.287 | 60
2021-05-22 18:00 | 18:00 | 17.0297 | 60
2021-05-22 18:30 | 18:30 | 16.8608 | 60
2021-05-22 19:00 | 19:00 | 16.2649 | 60
2021-05-22 19:30 | 19:30 | 15.652 | 60
2021-05-22 20:00 | 20:00 | 15.4616 | 60
2021-05-22 20:30 | 20:30 | 14.7981 | 60
2021-05-22 21:00 | 21:00 | 14.0476 | 60
2021-05-22 21:30 | 21:30 | 13.3513 | 60
2021-05-22 22:00 | 22:00 | 12.6535 | 60
2021-05-22 22:30 | 22:30 | 12.3273 | 60
2021-05-22 23:00 | 23:00 | 11.5588 | 60
2021-05-22 23:30 | 23:30 | 10.8251 | 60
2021-05-23 | 0:00 | 10.2787 | 60
2021-05-23 00:30 | 0:30 | 9.901 | 60
2021-05-23 01:00 | 1:00 | 9.5451 | 60
2021-05-23 01:30 | 1:30 | 9.1413 | 60
2021-05-23 02:00 | 2:00 | 8.9698 | 60
2021-05-23 02:30 | 2:30 | 8.8437 | 60
2021-05-23 03:00 | 3:00 | 8.7253 | 60
2021-05-23 03:30 | 3:30 | 8.6853 | 60
2021-05-23 04:00 | 4:00 | 8.6757 | 60
2021-05-23 04:30 | 4:30 | 8.7109 | 60
2021-05-23 05:00 | 5:00 | 9.0687 | 60
2021-05-23 05:30 | 5:30 | 9.2439 | 60
2021-05-23 06:00 | 6:00 | 9.4556 | 60
2021-05-23 06:30 | 6:30 | 9.6114 | 60
2021-05-23 07:00 | 7:00 | 10.2448 | 60
2021-05-23 07:30 | 7:30 | 8.9408 | 60
2021-05-23 08:00 | 8:00 | 7.6756 | 60
2021-05-23 08:30 | 8:30 | 7.5355 | 60
2021-05-23 09:00 | 9:00 | 8.1168 | 60
2021-05-23 09:30 | 9:30 | 5.254 | 60
2021-05-23 10:00 | 10:00 | 4.3529 | 60
2021-05-23 10:30 | 10:30 | 4.4407 | 60
2021-05-23 11:00 | 11:00 | 3.0432 | 60
2021-05-23 11:30 | 11:30 | 4.0122 | 60
2021-05-23 12:00 | 12:00 | 5.3375 | 60
2021-05-23 12:30 | 12:30 | 6.1829 | 60
2021-05-23 13:00 | 13:00 | 4.5075 | 60
2021-05-23 13:30 | 13:30 | 6.0929 | 60
2021-05-23 14:00 | 14:00 | 6.2176 | 60
2021-05-23 14:30 | 14:30 | 6.8039 | 60
2021-05-23 15:00 | 15:00 | 8.8978 | 60
2021-05-23 15:30 | 15:30 | 10.8831 | 60
2021-05-23 16:00 | 16:00 | 13.2851 | 60
2021-05-23 16:30 | 16:30 | 15.7883 | 60
2021-05-23 17:00 | 17:00 | 18.1768 | 60
2021-05-23 17:30 | 17:30 | 19.7555 | 60
2021-05-23 18:00 | 18:00 | 19.6867 | 60
2021-05-23 18:30 | 18:30 | 18.9733 | 60
2021-05-23 19:00 | 19:00 | 17.8722 | 60
2021-05-23 19:30 | 19:30 | 17.2749 | 60
2021-05-23 20:00 | 20:00 | 16.5509 | 60
2021-05-23 20:30 | 20:30 | 15.5409 | 60
2021-05-23 21:00 | 21:00 | 14.5589 | 60
2021-05-23 21:30 | 21:30 | 13.5644 | 60
2021-05-23 22:00 | 22:00 | 12.5917 | 60
2021-05-23 22:30 | 22:30 | 12.0343 | 60
2021-05-23 23:00 | 23:00 | 11.1131 | 60
2021-05-23 23:30 | 23:30 | 10.2673 | 60
2021-05-24 | 0:00 | 9.7076 | 60
2021-05-24 00:30 | 0:30 | 9.3959 | 60
2021-05-24 01:00 | 1:00 | 9.2019 | 60
2021-05-24 01:30 | 1:30 | 8.938 | 60
2021-05-24 02:00 | 2:00 | 8.8843 | 60
2021-05-24 02:30 | 2:30 | 8.7387 | 60
2021-05-24 03:00 | 3:00 | 8.7627 | 60
2021-05-24 03:30 | 3:30 | 8.8397 | 60
2021-05-24 04:00 | 4:00 | 9.0536 | 60
2021-05-24 04:30 | 4:30 | 9.5181 | 60
2021-05-24 05:00 | 5:00 | 10.2243 | 60
2021-05-24 05:30 | 5:30 | 10.934 | 60
2021-05-24 06:00 | 6:00 | 11.9754 | 60
2021-05-24 06:30 | 6:30 | 12.786 | 60
2021-05-24 07:00 | 7:00 | 12.0031 | 60
2021-05-24 07:30 | 7:30 | 10.2011 | 60
2021-05-24 08:00 | 8:00 | 7.8567 | 60
2021-05-24 08:30 | 8:30 | 5.9497 | 60
2021-05-24 09:00 | 9:00 | 4.6161 | 60
2021-05-24 09:30 | 9:30 | 3.3935 | 60
2021-05-24 10:00 | 10:00 | 2.6273 | 60
2021-05-24 10:30 | 10:30 | 2.3206 | 60
2021-05-24 11:00 | 11:00 | 2.5909 | 60
2021-05-24 11:30 | 11:30 | 4.484 | 60
2021-05-24 12:00 | 12:00 | 3.9484 | 60
2021-05-24 12:30 | 12:30 | 4.6538 | 60
2021-05-24 13:00 | 13:00 | 3.2161 | 60
2021-05-24 13:30 | 13:30 | 3.6574 | 60
2021-05-24 14:00 | 14:00 | 5.016 | 60
2021-05-24 14:30 | 14:30 | 6.1737 | 60
2021-05-24 15:00 | 15:00 | 7.7445 | 60
2021-05-24 15:30 | 15:30 | 10.0252 | 60
2021-05-24 16:00 | 16:00 | 12.9055 | 60
2021-05-24 16:30 | 16:30 | 15.0067 | 60
2021-05-24 17:00 | 17:00 | 17.6577 | 60
2021-05-24 17:30 | 17:30 | 19.5456 | 60
2021-05-24 18:00 | 18:00 | 19.7321 | 60
2021-05-24 18:30 | 18:30 | 19.2799 | 60
2021-05-24 19:00 | 19:00 | 18.4262 | 60
2021-05-24 19:30 | 19:30 | 17.621 | 60
2021-05-24 20:00 | 20:00 | 16.901 | 60
2021-05-24 20:30 | 20:30 | 15.8738 | 60
2021-05-24 21:00 | 21:00 | 14.8969 | 60
2021-05-24 21:30 | 21:30 | 13.8764 | 60
2021-05-24 22:00 | 22:00 | 12.8155 | 60
2021-05-24 22:30 | 22:30 | 12.0253 | 60
2021-05-24 23:00 | 23:00 | 11.1627 | 60
2021-05-24 23:30 | 23:30 | 10.3843 | 60
2021-05-25 | 0:00 | 9.7464 | 60
2021-05-25 00:30 | 0:30 | 9.4324 | 60
2021-05-25 01:00 | 1:00 | 9.1917 | 60
2021-05-25 01:30 | 1:30 | 8.9015 | 60
2021-05-25 02:00 | 2:00 | 8.8284 | 60
2021-05-25 02:30 | 2:30 | 8.7499 | 60
2021-05-25 03:00 | 3:00 | 8.6832 | 60
2021-05-25 03:30 | 3:30 | 8.6869 | 60
2021-05-25 04:00 | 4:00 | 9.0937 | 60
2021-05-25 04:30 | 4:30 | 9.3812 | 60
2021-05-25 05:00 | 5:00 | 10.0573 | 60
2021-05-25 05:30 | 5:30 | 10.86 | 60
2021-05-25 06:00 | 6:00 | 11.8156 | 60
2021-05-25 06:30 | 6:30 | 12.8422 | 60
2021-05-25 07:00 | 7:00 | 13.2122 | 60
2021-05-25 07:30 | 7:30 | 10.6333 | 60
2021-05-25 08:00 | 8:00 | 7.6025 | 60
2021-05-25 08:30 | 8:30 | 6.1759 | 60
2021-05-25 09:00 | 9:00 | 4.5404 | 60
2021-05-25 09:30 | 9:30 | 3.3093 | 60
2021-05-25 10:00 | 10:00 | 2.6714 | 60
2021-05-25 10:30 | 10:30 | 2.7457 | 60
2021-05-25 11:00 | 11:00 | 2.2267 | 60
2021-05-25 11:30 | 11:30 | 2.1667 | 60
2021-05-25 12:00 | 12:00 | 2.1546 | 60
2021-05-25 12:30 | 12:30 | 2.2242 | 60
2021-05-25 13:00 | 13:00 | 2.4888 | 60
2021-05-25 13:30 | 13:30 | 3.0438 | 60
2021-05-25 14:00 | 14:00 | 4.0237 | 60
2021-05-25 14:30 | 14:30 | 5.583 | 60
2021-05-25 15:00 | 15:00 | 7.0734 | 60
2021-05-25 15:30 | 15:30 | 9.5041 | 60
2021-05-25 16:00 | 16:00 | 11.908 | 60
2021-05-25 16:30 | 16:30 | 14.6927 | 60
2021-05-25 17:00 | 17:00 | 16.9368 | 60
2021-05-25 17:30 | 17:30 | 18.865 | 60
2021-05-25 18:00 | 18:00 | 19.0306 | 60
2021-05-25 18:30 | 18:30 | 18.1493 | 60
2021-05-25 19:00 | 19:00 | 17.4888 | 60
2021-05-25 19:30 | 19:30 | 16.8694 | 60
2021-05-25 20:00 | 20:00 | 18.3761 | 60
2021-05-25 20:30 | 20:30 | 16.7472 | 60
2021-05-25 21:00 | 21:00 | 15.2959 | 60
2021-05-25 21:30 | 21:30 | 13.8423 | 60
2021-05-25 22:00 | 22:00 | 12.593 | 60
2021-05-25 22:30 | 22:30 | 11.3475 | 60
2021-05-25 23:00 | 23:00 | 10.5896 | 60
2021-05-25 23:30 | 23:30 | 9.9673 | 60
2021-05-26 | 0:00 | 9.451 | 60
2021-05-26 00:30 | 0:30 | 9.1929 | 60
2021-05-26 01:00 | 1:00 | 8.9749 | 60
2021-05-26 01:30 | 1:30 | 8.8318 | 60
2021-05-26 02:00 | 2:00 | 8.7339 | 60
2021-05-26 02:30 | 2:30 | 8.793 | 60
2021-05-26 03:00 | 3:00 | 8.7294 | 60
2021-05-26 03:30 | 3:30 | 8.7944 | 60
2021-05-26 04:00 | 4:00 | 9.1271 | 60
2021-05-26 04:30 | 4:30 | 9.6185 | 60
2021-05-26 05:00 | 5:00 | 10.2991 | 60
2021-05-26 05:30 | 5:30 | 11.181 | 60
2021-05-26 06:00 | 6:00 | 12.4426 | 60
2021-05-26 06:30 | 6:30 | 13.4249 | 60
2021-05-26 07:00 | 7:00 | 12.5631 | 60
2021-05-26 07:30 | 7:30 | 10.5526 | 60
2021-05-26 08:00 | 8:00 | 8.1531 | 60
2021-05-26 08:30 | 8:30 | 5.9844 | 60
2021-05-26 09:00 | 9:00 | 4.3731 | 60
2021-05-26 09:30 | 9:30 | 3.3291 | 60
2021-05-26 10:00 | 10:00 | 2.5965 | 60
2021-05-26 10:30 | 10:30 | 2.331 | 60
2021-05-26 11:00 | 11:00 | 2.2994 | 60
2021-05-26 11:30 | 11:30 | 2.2917 | 60
2021-05-26 12:00 | 12:00 | 2.2247 | 60
2021-05-26 12:30 | 12:30 | 2.2942 | 60
2021-05-26 13:00 | 13:00 | 2.4869 | 60
2021-05-26 13:30 | 13:30 | 3.0405 | 60
2021-05-26 14:00 | 14:00 | 4.1251 | 60
2021-05-26 14:30 | 14:30 | 5.5883 | 60
2021-05-26 15:00 | 15:00 | 7.4276 | 60
2021-05-26 15:30 | 15:30 | 9.7054 | 60
2021-05-26 16:00 | 16:00 | 11.8414 | 60
2021-05-26 16:30 | 16:30 | 14.2392 | 60
2021-05-26 17:00 | 17:00 | 16.3833 | 60
2021-05-26 17:30 | 17:30 | 18.3562 | 60
2021-05-26 18:00 | 18:00 | 18.7308 | 60
2021-05-26 18:30 | 18:30 | 18.3149 | 60
2021-05-26 19:00 | 19:00 | 17.5134 | 60
2021-05-26 19:30 | 19:30 | 16.8573 | 60
2021-05-26 20:00 | 20:00 | 16.4546 | 60
2021-05-26 20:30 | 20:30 | 15.6859 | 60
2021-05-26 21:00 | 21:00 | 14.5798 | 60
2021-05-26 21:30 | 21:30 | 14.2044 | 60
2021-05-26 22:00 | 22:00 | 12.934 | 60
2021-05-26 22:30 | 22:30 | 12.0592 | 60
2021-05-26 23:00 | 23:00 | 11.3229 | 60
2021-05-26 23:30 | 23:30 | 10.9361 | 60
2021-05-27 | 0:00 | 10.1549 | 60
2021-05-27 00:30 | 0:30 | 9.4796 | 60
2021-05-27 01:00 | 1:00 | 9.1157 | 60
2021-05-27 01:30 | 1:30 | 8.9115 | 60
2021-05-27 02:00 | 2:00 | 8.7547 | 60
2021-05-27 02:30 | 2:30 | 8.7898 | 60
2021-05-27 03:00 | 3:00 | 8.7591 | 60
2021-05-27 03:30 | 3:30 | 8.7609 | 60
2021-05-27 04:00 | 4:00 | 8.9614 | 60
2021-05-27 04:30 | 4:30 | 9.4561 | 60
2021-05-27 05:00 | 5:00 | 10.2558 | 60
2021-05-27 05:30 | 5:30 | 11.0502 | 60
2021-05-27 06:00 | 6:00 | 12.1867 | 60
2021-05-27 06:30 | 6:30 | 13.3272 | 60
2021-05-27 07:00 | 7:00 | 12.3075 | 60
2021-05-27 07:30 | 7:30 | 9.9012 | 60
2021-05-27 08:00 | 8:00 | 9.1022 | 60
2021-05-27 08:30 | 8:30 | 7.5499 | 60
2021-05-27 09:00 | 9:00 | 7.0132 | 60
2021-05-27 09:30 | 9:30 | 7.1031 | 60
2021-05-27 10:00 | 10:00 | 4.2532 | 60
2021-05-27 10:30 | 10:30 | 4.0629 | 60
2021-05-27 11:00 | 11:00 | 2.5004 | 60
2021-05-27 11:30 | 11:30 | 2.7536 | 60
2021-05-27 12:00 | 12:00 | 2.875 | 60
2021-05-27 12:30 | 12:30 | 4.0996 | 60
2021-05-27 13:00 | 13:00 | 5.3624 | 60
2021-05-27 13:30 | 13:30 | 6.2543 | 60
2021-05-27 14:00 | 14:00 | 6.9871 | 60
2021-05-27 14:30 | 14:30 | 7.5335 | 60
2021-05-27 15:00 | 15:00 | 7.5364 | 60
2021-05-27 15:30 | 15:30 | 9.6365 | 60
2021-05-27 16:00 | 16:00 | 10.7858 | 60
2021-05-27 16:30 | 16:30 | 12.9336 | 60
2021-05-27 17:00 | 17:00 | 15.8946 | 60
2021-05-27 17:30 | 17:30 | 18.7135 | 60
2021-05-27 18:00 | 18:00 | 18.6329 | 60
2021-05-27 18:30 | 18:30 | 18.3674 | 60
2021-05-27 19:00 | 19:00 | 17.8447 | 60
2021-05-27 19:30 | 19:30 | 17.1078 | 60
2021-05-27 20:00 | 20:00 | 16.8547 | 60
2021-05-27 20:30 | 20:30 | 16.3026 | 60
2021-05-27 21:00 | 21:00 | 15.0009 | 60
2021-05-27 21:30 | 21:30 | 14.2898 | 60
2021-05-27 22:00 | 22:00 | 12.9876 | 60
2021-05-27 22:30 | 22:30 | 12.2009 | 60
2021-05-27 23:00 | 23:00 | 11.4724 | 60
2021-05-27 23:30 | 23:30 | 10.491 | 60
2021-05-28 | 0:00 | 9.9204 | 60
2021-05-28 00:30 | 0:30 | 9.3882 | 60
2021-05-28 01:00 | 1:00 | 9.2814 | 60
2021-05-28 01:30 | 1:30 | 9.0233 | 60
2021-05-28 02:00 | 2:00 | 9.1486 | 60
2021-05-28 02:30 | 2:30 | 9.5058 | 60
2021-05-28 03:00 | 3:00 | 9.3807 | 60
2021-05-28 03:30 | 3:30 | 9.2289 | 60
2021-05-28 04:00 | 4:00 | 9.3445 | 60
2021-05-28 04:30 | 4:30 | 9.8226 | 60
2021-05-28 05:00 | 5:00 | 10.6018 | 60
2021-05-28 05:30 | 5:30 | 11.5846 | 60
2021-05-28 06:00 | 6:00 | 12.8671 | 60
2021-05-28 06:30 | 6:30 | 14.0597 | 60
2021-05-28 07:00 | 7:00 | 13.5846 | 60
2021-05-28 07:30 | 7:30 | 11.6582 | 60
2021-05-28 08:00 | 8:00 | 8.8516 | 60
2021-05-28 08:30 | 8:30 | 6.5713 | 60
2021-05-28 09:00 | 9:00 | 4.9263 | 60
2021-05-28 09:30 | 9:30 | 3.7372 | 60
2021-05-28 10:00 | 10:00 | 2.9182 | 60
2021-05-28 10:30 | 10:30 | 2.4195 | 60
2021-05-28 11:00 | 11:00 | 2.3434 | 60
2021-05-28 11:30 | 11:30 | 2.3454 | 60
2021-05-28 12:00 | 12:00 | 2.3812 | 60
2021-05-28 12:30 | 12:30 | 2.4939 | 60
2021-05-28 13:00 | 13:00 | 2.7338 | 60
2021-05-28 13:30 | 13:30 | 4.0096 | 60
2021-05-28 14:00 | 14:00 | 5.2054 | 60
2021-05-28 14:30 | 14:30 | 5.7791 | 60
2021-05-28 15:00 | 15:00 | 7.2497 | 60
2021-05-28 15:30 | 15:30 | 9.4244 | 60
2021-05-28 16:00 | 16:00 | 11.9212 | 60
2021-05-28 16:30 | 16:30 | 14.5725 | 60
2021-05-28 17:00 | 17:00 | 16.7715 | 60
2021-05-28 17:30 | 17:30 | 18.2649 | 60
2021-05-28 18:00 | 18:00 | 18.425 | 60
2021-05-28 18:30 | 18:30 | 18.504 | 60
2021-05-28 19:00 | 19:00 | 18.1128 | 60
2021-05-28 19:30 | 19:30 | 17.7603 | 60
2021-05-28 20:00 | 20:00 | 17.3871 | 60
2021-05-28 20:30 | 20:30 | 16.466 | 60
2021-05-28 21:00 | 21:00 | 15.643 | 60
2021-05-28 21:30 | 21:30 | 14.7441 | 60
2021-05-28 22:00 | 22:00 | 13.8374 | 60
2021-05-28 22:30 | 22:30 | 13.144 | 60
2021-05-28 23:00 | 23:00 | 12.2442 | 60
2021-05-28 23:30 | 23:30 | 11.2992 | 60
2021-05-29 | 0:00 | 10.6567 | 60
2021-05-29 00:30 | 0:30 | 10.1915 | 60
2021-05-29 01:00 | 1:00 | 9.8331 | 60
2021-05-29 01:30 | 1:30 | 9.4294 | 60
2021-05-29 02:00 | 2:00 | 9.3108 | 60
2021-05-29 02:30 | 2:30 | 9.3003 | 60
2021-05-29 03:00 | 3:00 | 9.1438 | 60
2021-05-29 03:30 | 3:30 | 9.1293 | 60
2021-05-29 04:00 | 4:00 | 9.2117 | 60
2021-05-29 04:30 | 4:30 | 9.3333 | 60
2021-05-29 05:00 | 5:00 | 9.7716 | 60
2021-05-29 05:30 | 5:30 | 10.3462 | 60
2021-05-29 06:00 | 6:00 | 11.1871 | 60
2021-05-29 06:30 | 6:30 | 12.2873 | 60
2021-05-29 07:00 | 7:00 | 12.1224 | 60
2021-05-29 07:30 | 7:30 | 10.6747 | 60
2021-05-29 08:00 | 8:00 | 9.3696 | 60
2021-05-29 08:30 | 8:30 | 9.4823 | 60
2021-05-29 09:00 | 9:00 | 7.6948 | 60
2021-05-29 09:30 | 9:30 | 8.7844 | 60
2021-05-29 10:00 | 10:00 | 6.4848 | 60
2021-05-29 10:30 | 10:30 | 3.5799 | 60
2021-05-29 11:00 | 11:00 | 3.4124 | 60
2021-05-29 11:30 | 11:30 | 3.1422 | 60
2021-05-29 12:00 | 12:00 | 3.3612 | 60
2021-05-29 12:30 | 12:30 | 4.5653 | 60
2021-05-29 13:00 | 13:00 | 4.6376 | 60
2021-05-29 13:30 | 13:30 | 4.3478 | 60
2021-05-29 14:00 | 14:00 | 4.8389 | 60
2021-05-29 14:30 | 14:30 | 6.3465 | 60
2021-05-29 15:00 | 15:00 | 7.7986 | 60
2021-05-29 15:30 | 15:30 | 10.449 | 60
2021-05-29 16:00 | 16:00 | 12.9909 | 60
2021-05-29 16:30 | 16:30 | 15.4306 | 60
2021-05-29 17:00 | 17:00 | 17.8187 | 60
2021-05-29 17:30 | 17:30 | 19.037 | 60
2021-05-29 18:00 | 18:00 | 18.8958 | 60
2021-05-29 18:30 | 18:30 | 18.9236 | 60
2021-05-29 19:00 | 19:00 | 18.3569 | 60
2021-05-29 19:30 | 19:30 | 17.9009 | 60
2021-05-29 20:00 | 20:00 | 17.4318 | 60
2021-05-29 20:30 | 20:30 | 16.6289 | 60
2021-05-29 21:00 | 21:00 | 16.19 | 60
2021-05-29 21:30 | 21:30 | 15.1843 | 60
2021-05-29 22:00 | 22:00 | 14.3444 | 60
2021-05-29 22:30 | 22:30 | 13.9123 | 60
2021-05-29 23:00 | 23:00 | 12.8833 | 60
2021-05-29 23:30 | 23:30 | 11.955 | 60
2021-05-30 | 0:00 | 11.2231 | 60
2021-05-30 00:30 | 0:30 | 10.5483 | 60
2021-05-30 01:00 | 1:00 | 10.028 | 60
2021-05-30 01:30 | 1:30 | 9.6642 | 60
2021-05-30 02:00 | 2:00 | 9.5018 | 60
2021-05-30 02:30 | 2:30 | 9.3829 | 60
2021-05-30 03:00 | 3:00 | 9.3436 | 60
2021-05-30 03:30 | 3:30 | 9.3161 | 60
2021-05-30 04:00 | 4:00 | 9.3586 | 60
2021-05-30 04:30 | 4:30 | 9.5722 | 60
2021-05-30 05:00 | 5:00 | 9.9308 | 60
2021-05-30 05:30 | 5:30 | 10.2318 | 60
2021-05-30 06:00 | 6:00 | 10.709 | 60
2021-05-30 06:30 | 6:30 | 11.6692 | 60
2021-05-30 07:00 | 7:00 | 11.8786 | 60
2021-05-30 07:30 | 7:30 | 12.0368 | 60
2021-05-30 08:00 | 8:00 | 9.8767 | 60
2021-05-30 08:30 | 8:30 | 8.758 | 60
2021-05-30 09:00 | 9:00 | 9.1872 | 60
2021-05-30 09:30 | 9:30 | 8.9095 | 60
2021-05-30 10:00 | 10:00 | 8.4325 | 60
2021-05-30 10:30 | 10:30 | 9.3993 | 60
2021-05-30 11:00 | 11:00 | 5.4481 | 60
2021-05-30 11:30 | 11:30 | 7.9438 | 60
2021-05-30 12:00 | 12:00 | 7.2276 | 60
2021-05-30 12:30 | 12:30 | 9.355 | 60
2021-05-30 13:00 | 13:00 | 8.0254 | 60
2021-05-30 13:30 | 13:30 | 9.9722 | 60
2021-05-30 14:00 | 14:00 | 10.8836 | 60
2021-05-30 14:30 | 14:30 | 12.1422 | 60
2021-05-30 15:00 | 15:00 | 11.7719 | 60
2021-05-30 15:30 | 15:30 | 12.9807 | 60
2021-05-30 16:00 | 16:00 | 16.3432 | 60
2021-05-30 16:30 | 16:30 | 17.9202 | 60
2021-05-30 17:00 | 17:00 | 20.3145 | 60
2021-05-30 17:30 | 17:30 | 21.5139 | 60
2021-05-30 18:00 | 18:00 | 21.3848 | 60
2021-05-30 18:30 | 18:30 | 20.4114 | 60
2021-05-30 19:00 | 19:00 | 19.5757 | 60
2021-05-30 19:30 | 19:30 | 18.6782 | 60
2021-05-30 20:00 | 20:00 | 17.959 | 60
2021-05-30 20:30 | 20:30 | 16.5661 | 60
2021-05-30 21:00 | 21:00 | 15.5079 | 60
2021-05-30 21:30 | 21:30 | 14.3934 | 60
2021-05-30 22:00 | 22:00 | 13.3629 | 60
2021-05-30 22:30 | 22:30 | 12.5536 | 60
2021-05-30 23:00 | 23:00 | 11.5531 | 60
2021-05-30 23:30 | 23:30 | 10.7478 | 60
2021-05-31 | 0:00 | 10.139 | 60
2021-05-31 00:30 | 0:30 | 9.5216 | 60
2021-05-31 01:00 | 1:00 | 9.3973 | 60
2021-05-31 01:30 | 1:30 | 9.1697 | 60
2021-05-31 02:00 | 2:00 | 9.0718 | 60
2021-05-31 02:30 | 2:30 | 9.0793 | 60
2021-05-31 03:00 | 3:00 | 9.0791 | 60
2021-05-31 03:30 | 3:30 | 9.1276 | 60
2021-05-31 04:00 | 4:00 | 9.4092 | 60
2021-05-31 04:30 | 4:30 | 9.9133 | 60
2021-05-31 05:00 | 5:00 | 10.7073 | 60
2021-05-31 05:30 | 5:30 | 11.6566 | 60
2021-05-31 06:00 | 6:00 | 12.8768 | 60
2021-05-31 06:30 | 6:30 | 14.0738 | 60
2021-05-31 07:00 | 7:00 | 14.627 | 60
2021-05-31 07:30 | 7:30 | 14.3487 | 60
2021-05-31 08:00 | 8:00 | 11.1937 | 60
2021-05-31 08:30 | 8:30 | 8.4356 | 60
2021-05-31 09:00 | 9:00 | 8.8014 | 60
2021-05-31 09:30 | 9:30 | 5.5423 | 60
2021-05-31 10:00 | 10:00 | 3.9619 | 60
2021-05-31 10:30 | 10:30 | 4.1461 | 60
2021-05-31 11:00 | 11:00 | 6.1238 | 60
2021-05-31 11:30 | 11:30 | 8.4677 | 60
2021-05-31 12:00 | 12:00 | 7.4471 | 60
2021-05-31 12:30 | 12:30 | 6.793 | 60
2021-05-31 13:00 | 13:00 | 7.4429 | 60
2021-05-31 13:30 | 13:30 | 6.6218 | 60
2021-05-31 14:00 | 14:00 | 5.0998 | 60
2021-05-31 14:30 | 14:30 | 6.7217 | 60
2021-05-31 15:00 | 15:00 | 8.3466 | 60
2021-05-31 15:30 | 15:30 | 10.3981 | 60
2021-05-31 16:00 | 16:00 | 13.0994 | 60
2021-05-31 16:30 | 16:30 | 15.7901 | 60
2021-05-31 17:00 | 17:00 | 18.8404 | 60
2021-05-31 17:30 | 17:30 | 20.8626 | 60
2021-05-31 18:00 | 18:00 | 21.228 | 60
2021-05-31 18:30 | 18:30 | 20.9588 | 60
2021-05-31 19:00 | 19:00 | 20.0205 | 60
2021-05-31 19:30 | 19:30 | 19.0858 | 60
2021-05-31 20:00 | 20:00 | 18.4255 | 60
2021-05-31 20:30 | 20:30 | 17.2724 | 60
2021-05-31 21:00 | 21:00 | 16.2634 | 60
2021-05-31 21:30 | 21:30 | 14.8856 | 60
2021-05-31 22:00 | 22:00 | 13.7639 | 60
2021-05-31 22:30 | 22:30 | 12.9093 | 60
2021-05-31 23:00 | 23:00 | 11.8995 | 60
2021-05-31 23:30 | 23:30 | 11.09 | 60
2021-06-01 | 0:00 | 10.29 | 60
2021-06-01 00:30 | 0:30 | 9.9181 | 60
2021-06-01 01:00 | 1:00 | 9.5389 | 60
2021-06-01 01:30 | 1:30 | 9.4469 | 60
2021-06-01 02:00 | 2:00 | 9.3178 | 60
2021-06-01 02:30 | 2:30 | 9.2117 | 60
2021-06-01 03:00 | 3:00 | 9.2488 | 60
2021-06-01 03:30 | 3:30 | 9.4678 | 60
2021-06-01 04:00 | 4:00 | 9.7196 | 60
2021-06-01 04:30 | 4:30 | 10.1725 | 60
2021-06-01 05:00 | 5:00 | 10.9784 | 60
2021-06-01 05:30 | 5:30 | 12.0847 | 60
2021-06-01 06:00 | 6:00 | 13.3723 | 60
2021-06-01 06:30 | 6:30 | 14.4465 | 60
2021-06-01 07:00 | 7:00 | 13.9443 | 60
2021-06-01 07:30 | 7:30 | 12.8029 | 60
2021-06-01 08:00 | 8:00 | 10.8806 | 60
2021-06-01 08:30 | 8:30 | 9.0139 | 60
2021-06-01 09:00 | 9:00 | 5.856 | 60
2021-06-01 09:30 | 9:30 | 3.8373 | 60
2021-06-01 10:00 | 10:00 | 2.5301 | 60
2021-06-01 10:30 | 10:30 | 3.9746 | 60
2021-06-01 11:00 | 11:00 | 3.1291 | 60
2021-06-01 11:30 | 11:30 | 2.6716 | 60
2021-06-01 12:00 | 12:00 | 3.0853 | 60
2021-06-01 12:30 | 12:30 | 5.1777 | 60
2021-06-01 13:00 | 13:00 | 4.7178 | 60
2021-06-01 13:30 | 13:30 | 4.685 | 60
2021-06-01 14:00 | 14:00 | 7.0672 | 60
2021-06-01 14:30 | 14:30 | 7.4203 | 60
2021-06-01 15:00 | 15:00 | 7.7058 | 60
2021-06-01 15:30 | 15:30 | 10.7586 | 60
2021-06-01 16:00 | 16:00 | 12.7327 | 60
2021-06-01 16:30 | 16:30 | 15.3882 | 60
2021-06-01 17:00 | 17:00 | 17.6824 | 60
2021-06-01 17:30 | 17:30 | 19.6715 | 60
2021-06-01 18:00 | 18:00 | 19.9078 | 60
2021-06-01 18:30 | 18:30 | 19.8477 | 60
2021-06-01 19:00 | 19:00 | 19.1505 | 60
2021-06-01 19:30 | 19:30 | 18.5114 | 60
2021-06-01 20:00 | 20:00 | 17.9894 | 60
2021-06-01 20:30 | 20:30 | 16.9707 | 60
2021-06-01 21:00 | 21:00 | 15.8908 | 60
2021-06-01 21:30 | 21:30 | 14.658 | 60
2021-06-01 22:00 | 22:00 | 13.5009 | 60
2021-06-01 22:30 | 22:30 | 12.5917 | 60
2021-06-01 23:00 | 23:00 | 11.6346 | 60
2021-06-01 23:30 | 23:30 | 10.5791 | 60
2021-06-02 | 0:00 | 10.0163 | 60
2021-06-02 00:30 | 0:30 | 9.5189 | 60
2021-06-02 01:00 | 1:00 | 9.3612 | 60
2021-06-02 01:30 | 1:30 | 9.0884 | 60
2021-06-02 02:00 | 2:00 | 9.0316 | 60
2021-06-02 02:30 | 2:30 | 9.067 | 60
2021-06-02 03:00 | 3:00 | 8.9672 | 60
2021-06-02 03:30 | 3:30 | 9.1129 | 60
2021-06-02 04:00 | 4:00 | 9.278 | 60
2021-06-02 04:30 | 4:30 | 9.8194 | 60
2021-06-02 05:00 | 5:00 | 10.8293 | 60
2021-06-02 05:30 | 5:30 | 11.7024 | 60
2021-06-02 06:00 | 6:00 | 13.0789 | 60
2021-06-02 06:30 | 6:30 | 13.9848 | 60
2021-06-02 07:00 | 7:00 | 14.0097 | 60
2021-06-02 07:30 | 7:30 | 14.2727 | 60
2021-06-02 08:00 | 8:00 | 11.1055 | 60
2021-06-02 08:30 | 8:30 | 6.5647 | 60
2021-06-02 09:00 | 9:00 | 6.4456 | 60
2021-06-02 09:30 | 9:30 | 4.5873 | 60
2021-06-02 10:00 | 10:00 | 3.2959 | 60
2021-06-02 10:30 | 10:30 | 3.1056 | 60
2021-06-02 11:00 | 11:00 | 3.601 | 60
2021-06-02 11:30 | 11:30 | 3.7311 | 60
2021-06-02 12:00 | 12:00 | 3.8744 | 60
2021-06-02 12:30 | 12:30 | 7.2777 | 60
2021-06-02 13:00 | 13:00 | 9.5069 | 60
2021-06-02 13:30 | 13:30 | 8.1312 | 60
2021-06-02 14:00 | 14:00 | 6.9854 | 60
2021-06-02 14:30 | 14:30 | 7.0829 | 60
2021-06-02 15:00 | 15:00 | 9.171 | 60
2021-06-02 15:30 | 15:30 | 11.3079 | 60
2021-06-02 16:00 | 16:00 | 13.4056 | 60
2021-06-02 16:30 | 16:30 | 15.586 | 60
2021-06-02 17:00 | 17:00 | 17.7943 | 60
2021-06-02 17:30 | 17:30 | 19.3095 | 60
2021-06-02 18:00 | 18:00 | 19.458 | 60
2021-06-02 18:30 | 18:30 | 19.2719 | 60
2021-06-02 19:00 | 19:00 | 18.7384 | 60
2021-06-02 19:30 | 19:30 | 17.9312 | 60
2021-06-02 20:00 | 20:00 | 17.5621 | 60
2021-06-02 20:30 | 20:30 | 16.594 | 60
2021-06-02 21:00 | 21:00 | 15.4068 | 60
2021-06-02 21:30 | 21:30 | 14.2853 | 60
2021-06-02 22:00 | 22:00 | 13.2338 | 60
2021-06-02 22:30 | 22:30 | 12.4648 | 60
2021-06-02 23:00 | 23:00 | 11.3918 | 60
2021-06-02 23:30 | 23:30 | 10.597 | 60
2021-06-03 | 0:00 | 9.9339 | 60
2021-06-03 00:30 | 0:30 | 9.5214 | 60
2021-06-03 01:00 | 1:00 | 9.1659 | 60
2021-06-03 01:30 | 1:30 | 8.9149 | 60
2021-06-03 02:00 | 2:00 | 8.7822 | 60
2021-06-03 02:30 | 2:30 | 8.7262 | 60
2021-06-03 03:00 | 3:00 | 8.8822 | 60
2021-06-03 03:30 | 3:30 | 8.7896 | 60
2021-06-03 04:00 | 4:00 | 9.0472 | 60
2021-06-03 04:30 | 4:30 | 9.5761 | 60
2021-06-03 05:00 | 5:00 | 10.0058 | 60
2021-06-03 05:30 | 5:30 | 10.8718 | 60
2021-06-03 06:00 | 6:00 | 12.0954 | 60
2021-06-03 06:30 | 6:30 | 13.3299 | 60
2021-06-03 07:00 | 7:00 | 13.2228 | 60
2021-06-03 07:30 | 7:30 | 12.5054 | 60
2021-06-03 08:00 | 8:00 | 11.172 | 60
2021-06-03 08:30 | 8:30 | 8.7831 | 60
2021-06-03 09:00 | 9:00 | 6.2639 | 60
2021-06-03 09:30 | 9:30 | 6.6382 | 60
2021-06-03 10:00 | 10:00 | 5.7953 | 60
2021-06-03 10:30 | 10:30 | 4.2576 | 60
2021-06-03 11:00 | 11:00 | 4.698 | 60
2021-06-03 11:30 | 11:30 | 6.9643 | 60
2021-06-03 12:00 | 12:00 | 8.0047 | 60
2021-06-03 12:30 | 12:30 | 9.2335 | 60
2021-06-03 13:00 | 13:00 | 10.1815 | 60
2021-06-03 13:30 | 13:30 | 11.4907 | 60
2021-06-03 14:00 | 14:00 | 10.9366 | 60
2021-06-03 14:30 | 14:30 | 11.4058 | 60
2021-06-03 15:00 | 15:00 | 11.5503 | 60
2021-06-03 15:30 | 15:30 | 12.9555 | 60
2021-06-03 16:00 | 16:00 | 14.4843 | 60
2021-06-03 16:30 | 16:30 | 16.1292 | 60
2021-06-03 17:00 | 17:00 | 18.2973 | 60
2021-06-03 17:30 | 17:30 | 19.623 | 60
2021-06-03 18:00 | 18:00 | 19.9107 | 60
2021-06-03 18:30 | 18:30 | 19.4361 | 60
2021-06-03 19:00 | 19:00 | 18.986 | 60
2021-06-03 19:30 | 19:30 | 18.3449 | 60
2021-06-03 20:00 | 20:00 | 17.8323 | 60
2021-06-03 20:30 | 20:30 | 16.8584 | 60
2021-06-03 21:00 | 21:00 | 15.6508 | 60
2021-06-03 21:30 | 21:30 | 14.4934 | 60
2021-06-03 22:00 | 22:00 | 13.2675 | 60
2021-06-03 22:30 | 22:30 | 12.7394 | 60
2021-06-03 23:00 | 23:00 | 11.6503 | 60
2021-06-03 23:30 | 23:30 | 10.6705 | 60
2021-06-04 | 0:00 | 10.0481 | 60
2021-06-04 00:30 | 0:30 | 9.5584 | 60
2021-06-04 01:00 | 1:00 | 9.3294 | 60
2021-06-04 01:30 | 1:30 | 9.0962 | 60
2021-06-04 02:00 | 2:00 | 8.873 | 60
2021-06-04 02:30 | 2:30 | 8.859 | 60
2021-06-04 03:00 | 3:00 | 8.8367 | 60
2021-06-04 03:30 | 3:30 | 8.8807 | 60
2021-06-04 04:00 | 4:00 | 9.2454 | 60
2021-06-04 04:30 | 4:30 | 9.5965 | 60
2021-06-04 05:00 | 5:00 | 10.4815 | 60
2021-06-04 05:30 | 5:30 | 11.3324 | 60
2021-06-04 06:00 | 6:00 | 12.5432 | 60
2021-06-04 06:30 | 6:30 | 13.6273 | 60
2021-06-04 07:00 | 7:00 | 13.247 | 60
2021-06-04 07:30 | 7:30 | 11.2415 | 60
2021-06-04 08:00 | 8:00 | 8.8862 | 60
2021-06-04 08:30 | 8:30 | 6.6412 | 60
2021-06-04 09:00 | 9:00 | 5.1012 | 60
2021-06-04 09:30 | 9:30 | 3.9079 | 60
2021-06-04 10:00 | 10:00 | 3.0747 | 60
2021-06-04 10:30 | 10:30 | 2.6684 | 60
2021-06-04 11:00 | 11:00 | 2.5062 | 60
2021-06-04 11:30 | 11:30 | 2.9212 | 60
2021-06-04 12:00 | 12:00 | 3.71 | 60
2021-06-04 12:30 | 12:30 | 5.4441 | 60
2021-06-04 13:00 | 13:00 | 5.3065 | 60
2021-06-04 13:30 | 13:30 | 4.1814 | 60
2021-06-04 14:00 | 14:00 | 4.6804 | 60
2021-06-04 14:30 | 14:30 | 6.1823 | 60
2021-06-04 15:00 | 15:00 | 8.9032 | 60
2021-06-04 15:30 | 15:30 | 10.4277 | 60
2021-06-04 16:00 | 16:00 | 12.4375 | 60
2021-06-04 16:30 | 16:30 | 14.6318 | 60
2021-06-04 17:00 | 17:00 | 16.6652 | 60
2021-06-04 17:30 | 17:30 | 18.0818 | 60
2021-06-04 18:00 | 18:00 | 18.5453 | 60
2021-06-04 18:30 | 18:30 | 18.4611 | 60
2021-06-04 19:00 | 19:00 | 17.9872 | 60
2021-06-04 19:30 | 19:30 | 17.6234 | 60
2021-06-04 20:00 | 20:00 | 17.1066 | 60
2021-06-04 20:30 | 20:30 | 16.419 | 60
2021-06-04 21:00 | 21:00 | 15.6323 | 60
2021-06-04 21:30 | 21:30 | 14.7181 | 60
2021-06-04 22:00 | 22:00 | 13.8365 | 60
2021-06-04 22:30 | 22:30 | 13.2283 | 60
2021-06-04 23:00 | 23:00 | 12.476 | 60
2021-06-04 23:30 | 23:30 | 11.4814 | 60
2021-06-05 | 0:00 | 10.7425 | 60
2021-06-05 00:30 | 0:30 | 10.248 | 60
2021-06-05 01:00 | 1:00 | 9.8507 | 60
2021-06-05 01:30 | 1:30 | 9.594 | 60
2021-06-05 02:00 | 2:00 | 9.4581 | 60
2021-06-05 02:30 | 2:30 | 9.3159 | 60
2021-06-05 03:00 | 3:00 | 9.3594 | 60
2021-06-05 03:30 | 3:30 | 9.2189 | 60
2021-06-05 04:00 | 4:00 | 9.3788 | 60
2021-06-05 04:30 | 4:30 | 9.5654 | 60
2021-06-05 05:00 | 5:00 | 10.0634 | 60
2021-06-05 05:30 | 5:30 | 10.6769 | 60
2021-06-05 06:00 | 6:00 | 11.4764 | 60
2021-06-05 06:30 | 6:30 | 12.4779 | 60
2021-06-05 07:00 | 7:00 | 12.2568 | 60
2021-06-05 07:30 | 7:30 | 11.1408 | 60
2021-06-05 08:00 | 8:00 | 9.7259 | 60
2021-06-05 08:30 | 8:30 | 8.1073 | 60
2021-06-05 09:00 | 9:00 | 6.6463 | 60
2021-06-05 09:30 | 9:30 | 5.0172 | 60
2021-06-05 10:00 | 10:00 | 4.0752 | 60
2021-06-05 10:30 | 10:30 | 3.2319 | 60
2021-06-05 11:00 | 11:00 | 2.8457 | 60
2021-06-05 11:30 | 11:30 | 2.6351 | 60
2021-06-05 12:00 | 12:00 | 2.6243 | 60
2021-06-05 12:30 | 12:30 | 3.059 | 60
2021-06-05 13:00 | 13:00 | 4.4013 | 60
2021-06-05 13:30 | 13:30 | 4.9903 | 60
2021-06-05 14:00 | 14:00 | 6.9011 | 60
2021-06-05 14:30 | 14:30 | 6.0509 | 60
2021-06-05 15:00 | 15:00 | 7.8855 | 60
2021-06-05 15:30 | 15:30 | 10.0467 | 60
2021-06-05 16:00 | 16:00 | 13.0011 | 60
2021-06-05 16:30 | 16:30 | 15.1331 | 60
2021-06-05 17:00 | 17:00 | 17.1123 | 60
2021-06-05 17:30 | 17:30 | 18.6311 | 60
2021-06-05 18:00 | 18:00 | 18.7625 | 60
2021-06-05 18:30 | 18:30 | 18.4707 | 60
2021-06-05 19:00 | 19:00 | 18.266 | 60
2021-06-05 19:30 | 19:30 | 17.6905 | 60
2021-06-05 20:00 | 20:00 | 17.4536 | 60
2021-06-05 20:30 | 20:30 | 16.637 | 60
2021-06-05 21:00 | 21:00 | 15.8864 | 60
2021-06-05 21:30 | 21:30 | 15.1056 | 60
2021-06-05 22:00 | 22:00 | 14.5533 | 60
2021-06-05 22:30 | 22:30 | 13.8444 | 60
2021-06-05 23:00 | 23:00 | 13.0871 | 60
2021-06-05 23:30 | 23:30 | 12.1249 | 60
2021-06-06 | 0:00 | 11.3644 | 60
2021-06-06 00:30 | 0:30 | 10.5971 | 60
2021-06-06 01:00 | 1:00 | 10.1999 | 60
2021-06-06 01:30 | 1:30 | 9.9792 | 60
2021-06-06 02:00 | 2:00 | 9.8359 | 60
2021-06-06 02:30 | 2:30 | 9.701 | 60
2021-06-06 03:00 | 3:00 | 9.6701 | 60
2021-06-06 03:30 | 3:30 | 9.5732 | 60
2021-06-06 04:00 | 4:00 | 9.6244 | 60
2021-06-06 04:30 | 4:30 | 9.9829 | 60
2021-06-06 05:00 | 5:00 | 10.3754 | 60
2021-06-06 05:30 | 5:30 | 10.7739 | 60
2021-06-06 06:00 | 6:00 | 11.4657 | 60
2021-06-06 06:30 | 6:30 | 12.3139 | 60
2021-06-06 07:00 | 7:00 | 12.6608 | 60
2021-06-06 07:30 | 7:30 | 11.9219 | 60
2021-06-06 08:00 | 8:00 | 10.6405 | 60
2021-06-06 08:30 | 8:30 | 9.168 | 60
2021-06-06 09:00 | 9:00 | 7.4637 | 60
2021-06-06 09:30 | 9:30 | 5.9196 | 60
2021-06-06 10:00 | 10:00 | 4.8633 | 60
2021-06-06 10:30 | 10:30 | 3.7597 | 60
2021-06-06 11:00 | 11:00 | 3.1939 | 60
2021-06-06 11:30 | 11:30 | 2.9298 | 60
2021-06-06 12:00 | 12:00 | 2.9185 | 60
2021-06-06 12:30 | 12:30 | 2.9814 | 60
2021-06-06 13:00 | 13:00 | 3.2921 | 60
2021-06-06 13:30 | 13:30 | 4.0099 | 60
2021-06-06 14:00 | 14:00 | 5.0566 | 60
2021-06-06 14:30 | 14:30 | 6.5222 | 60
2021-06-06 15:00 | 15:00 | 8.3463 | 60
2021-06-06 15:30 | 15:30 | 10.735 | 60
2021-06-06 16:00 | 16:00 | 13.4412 | 60
2021-06-06 16:30 | 16:30 | 16.5258 | 60
2021-06-06 17:00 | 17:00 | 19.335 | 60
2021-06-06 17:30 | 17:30 | 21.3267 | 60
2021-06-06 18:00 | 18:00 | 21.5176 | 60
2021-06-06 18:30 | 18:30 | 20.9927 | 60
2021-06-06 19:00 | 19:00 | 20.2929 | 60
2021-06-06 19:30 | 19:30 | 19.7748 | 60
2021-06-06 20:00 | 20:00 | 19.0408 | 60
2021-06-06 20:30 | 20:30 | 17.9751 | 60
2021-06-06 21:00 | 21:00 | 16.5036 | 60
2021-06-06 21:30 | 21:30 | 15.4207 | 60
2021-06-06 22:00 | 22:00 | 14.2492 | 60
2021-06-06 22:30 | 22:30 | 13.2479 | 60
2021-06-06 23:00 | 23:00 | 12.1678 | 60
2021-06-06 23:30 | 23:30 | 11.3456 | 60
2021-06-07 | 0:00 | 10.5646 | 60
2021-06-07 00:30 | 0:30 | 10.2916 | 60
2021-06-07 01:00 | 1:00 | 9.9387 | 60
2021-06-07 01:30 | 1:30 | 9.6403 | 60
2021-06-07 02:00 | 2:00 | 9.6308 | 60
2021-06-07 02:30 | 2:30 | 9.5613 | 60
2021-06-07 03:00 | 3:00 | 9.6408 | 60
2021-06-07 03:30 | 3:30 | 9.6854 | 60
2021-06-07 04:00 | 4:00 | 10.1577 | 60
2021-06-07 04:30 | 4:30 | 10.8325 | 60
2021-06-07 05:00 | 5:00 | 11.821 | 60
2021-06-07 05:30 | 5:30 | 13.1138 | 60
2021-06-07 06:00 | 6:00 | 14.7886 | 60
2021-06-07 06:30 | 6:30 | 16.5536 | 60
2021-06-07 07:00 | 7:00 | 16.5234 | 60
2021-06-07 07:30 | 7:30 | 14.1725 | 60
2021-06-07 08:00 | 8:00 | 10.997 | 60
2021-06-07 08:30 | 8:30 | 8.0978 | 60
2021-06-07 09:00 | 9:00 | 5.978 | 60
2021-06-07 09:30 | 9:30 | 4.6101 | 60
2021-06-07 10:00 | 10:00 | 3.497 | 60
2021-06-07 10:30 | 10:30 | 2.7941 | 60
2021-06-07 11:00 | 11:00 | 2.5323 | 60
2021-06-07 11:30 | 11:30 | 2.4772 | 60
2021-06-07 12:00 | 12:00 | 2.9153 | 60
2021-06-07 12:30 | 12:30 | 3.0837 | 60
2021-06-07 13:00 | 13:00 | 3.2509 | 60
2021-06-07 13:30 | 13:30 | 3.3526 | 60
2021-06-07 14:00 | 14:00 | 4.5043 | 60
2021-06-07 14:30 | 14:30 | 5.803 | 60
2021-06-07 15:00 | 15:00 | 7.5501 | 60
2021-06-07 15:30 | 15:30 | 10.0461 | 60
2021-06-07 16:00 | 16:00 | 12.6478 | 60
2021-06-07 16:30 | 16:30 | 15.5962 | 60
2021-06-07 17:00 | 17:00 | 18.8829 | 60
2021-06-07 17:30 | 17:30 | 21.1124 | 60
2021-06-07 18:00 | 18:00 | 21.4948 | 60
2021-06-07 18:30 | 18:30 | 21.1557 | 60
2021-06-07 19:00 | 19:00 | 20.638 | 60
2021-06-07 19:30 | 19:30 | 19.8982 | 60
2021-06-07 20:00 | 20:00 | 19.4186 | 60
2021-06-07 20:30 | 20:30 | 18.248 | 60
2021-06-07 21:00 | 21:00 | 17.0326 | 60
2021-06-07 21:30 | 21:30 | 15.5558 | 60
2021-06-07 22:00 | 22:00 | 14.345 | 60
2021-06-07 22:30 | 22:30 | 13.5458 | 60
2021-06-07 23:00 | 23:00 | 12.4211 | 60
2021-06-07 23:30 | 23:30 | 11.53 | 60
2021-06-08 | 0:00 | 10.7453 | 60
2021-06-08 00:30 | 0:30 | 10.2236 | 60
2021-06-08 01:00 | 1:00 | 9.8618 | 60
2021-06-08 01:30 | 1:30 | 9.6333 | 60
2021-06-08 02:00 | 2:00 | 9.547 | 60
2021-06-08 02:30 | 2:30 | 9.4204 | 60
2021-06-08 03:00 | 3:00 | 9.4545 | 60
2021-06-08 03:30 | 3:30 | 9.5527 | 60
2021-06-08 04:00 | 4:00 | 10.0744 | 60
2021-06-08 04:30 | 4:30 | 10.7743 | 60
2021-06-08 05:00 | 5:00 | 11.9009 | 60
2021-06-08 05:30 | 5:30 | 13.143 | 60
2021-06-08 06:00 | 6:00 | 14.9809 | 60
2021-06-08 06:30 | 6:30 | 16.7063 | 60
2021-06-08 07:00 | 7:00 | 16.8025 | 60
2021-06-08 07:30 | 7:30 | 14.3889 | 60
2021-06-08 08:00 | 8:00 | 10.8283 | 60
2021-06-08 08:30 | 8:30 | 8.0263 | 60
2021-06-08 09:00 | 9:00 | 6.1289 | 60
2021-06-08 09:30 | 9:30 | 4.4619 | 60
2021-06-08 10:00 | 10:00 | 3.8906 | 60
2021-06-08 10:30 | 10:30 | 4.4988 | 60
2021-06-08 11:00 | 11:00 | 4.6128 | 60
2021-06-08 11:30 | 11:30 | 4.7067 | 60
2021-06-08 12:00 | 12:00 | 8.2015 | 60
2021-06-08 12:30 | 12:30 | 9.4259 | 60
2021-06-08 13:00 | 13:00 | 9.161 | 60
2021-06-08 13:30 | 13:30 | 9.6316 | 60
2021-06-08 14:00 | 14:00 | 10.4771 | 60
2021-06-08 14:30 | 14:30 | 10.7877 | 60
2021-06-08 15:00 | 15:00 | 10.0972 | 60
2021-06-08 15:30 | 15:30 | 11.9643 | 60
2021-06-08 16:00 | 16:00 | 13.9921 | 60
2021-06-08 16:30 | 16:30 | 16.5342 | 60
2021-06-08 17:00 | 17:00 | 19.4394 | 60
2021-06-08 17:30 | 17:30 | 21.4527 | 60
2021-06-08 18:00 | 18:00 | 21.6305 | 60
2021-06-08 18:30 | 18:30 | 21.7653 | 60
2021-06-08 19:00 | 19:00 | 20.8254 | 60
2021-06-08 19:30 | 19:30 | 20.0528 | 60
2021-06-08 20:00 | 20:00 | 19.3901 | 60
2021-06-08 20:30 | 20:30 | 18.0452 | 60
2021-06-08 21:00 | 21:00 | 16.6196 | 60
2021-06-08 21:30 | 21:30 | 15.2629 | 60
2021-06-08 22:00 | 22:00 | 13.9893 | 60
2021-06-08 22:30 | 22:30 | 13.0136 | 60
2021-06-08 23:00 | 23:00 | 12.1922 | 60
2021-06-08 23:30 | 23:30 | 11.0336 | 60
2021-06-09 | 0:00 | 10.3584 | 60
2021-06-09 00:30 | 0:30 | 9.8308 | 60
2021-06-09 01:00 | 1:00 | 9.4366 | 60
2021-06-09 01:30 | 1:30 | 9.1327 | 60
2021-06-09 02:00 | 2:00 | 9.0474 | 60
2021-06-09 02:30 | 2:30 | 9.006 | 60
2021-06-09 03:00 | 3:00 | 9.0893 | 60
2021-06-09 03:30 | 3:30 | 9.0863 | 60
2021-06-09 04:00 | 4:00 | 9.3767 | 60
2021-06-09 04:30 | 4:30 | 9.7721 | 60
2021-06-09 05:00 | 5:00 | 10.4898 | 60
2021-06-09 05:30 | 5:30 | 11.329 | 60
2021-06-09 06:00 | 6:00 | 12.4472 | 60
2021-06-09 06:30 | 6:30 | 13.5881 | 60
2021-06-09 07:00 | 7:00 | 14.2971 | 60
2021-06-09 07:30 | 7:30 | 14.2247 | 60
2021-06-09 08:00 | 8:00 | 13.147 | 60
2021-06-09 08:30 | 8:30 | 12.2964 | 60
2021-06-09 09:00 | 9:00 | 10.699 | 60
2021-06-09 09:30 | 9:30 | 9.6591 | 60
2021-06-09 10:00 | 10:00 | 7.9134 | 60
2021-06-09 10:30 | 10:30 | 8.6617 | 60
2021-06-09 11:00 | 11:00 | 5.4514 | 60
2021-06-09 11:30 | 11:30 | 6.7584 | 60
2021-06-09 12:00 | 12:00 | 7.6433 | 60
2021-06-09 12:30 | 12:30 | 10.3187 | 60
2021-06-09 13:00 | 13:00 | 7.661 | 60
2021-06-09 13:30 | 13:30 | 3.774 | 60
2021-06-09 14:00 | 14:00 | 4.4855 | 60
2021-06-09 14:30 | 14:30 | 6.4738 | 60
2021-06-09 15:00 | 15:00 | 8.2064 | 60
2021-06-09 15:30 | 15:30 | 10.3154 | 60
2021-06-09 16:00 | 16:00 | 13.5457 | 60
2021-06-09 16:30 | 16:30 | 17.2879 | 60
2021-06-09 17:00 | 17:00 | 20.8575 | 60
2021-06-09 17:30 | 17:30 | 23.4485 | 60
2021-06-09 18:00 | 18:00 | 24.1873 | 60
2021-06-09 18:30 | 18:30 | 24.5746 | 60
2021-06-09 19:00 | 19:00 | 24.7061 | 60
2021-06-09 19:30 | 19:30 | 23.7378 | 60
2021-06-09 20:00 | 20:00 | 23.1172 | 60
2021-06-09 20:30 | 20:30 | 21.6716 | 60
2021-06-09 21:00 | 21:00 | 20.4547 | 60
2021-06-09 21:30 | 21:30 | 18.693 | 60
2021-06-09 22:00 | 22:00 | 16.9934 | 60
2021-06-09 22:30 | 22:30 | 15.8962 | 60
2021-06-09 23:00 | 23:00 | 14.3243 | 60
2021-06-09 23:30 | 23:30 | 13.1255 | 60
2021-06-10 | 0:00 | 12.2389 | 60
2021-06-10 00:30 | 0:30 | 11.5768 | 60
2021-06-10 01:00 | 1:00 | 11.276 | 60
2021-06-10 01:30 | 1:30 | 10.9104 | 60
2021-06-10 02:00 | 2:00 | 10.8449 | 60
2021-06-10 02:30 | 2:30 | 10.8774 | 60
2021-06-10 03:00 | 3:00 | 10.8627 | 60
2021-06-10 03:30 | 3:30 | 11.054 | 60
2021-06-10 04:00 | 4:00 | 11.7085 | 60
2021-06-10 04:30 | 4:30 | 12.5109 | 60
2021-06-10 05:00 | 5:00 | 14.0907 | 60
2021-06-10 05:30 | 5:30 | 15.8428 | 60
2021-06-10 06:00 | 6:00 | 18.2882 | 60
2021-06-10 06:30 | 6:30 | 20.5224 | 60
2021-06-10 07:00 | 7:00 | 20.5665 | 60
2021-06-10 07:30 | 7:30 | 18.0607 | 60
2021-06-10 08:00 | 8:00 | 14.2849 | 60
2021-06-10 08:30 | 8:30 | 10.963 | 60
2021-06-10 09:00 | 9:00 | 8.3475 | 60
2021-06-10 09:30 | 9:30 | 6.4138 | 60
2021-06-10 10:00 | 10:00 | 4.7795 | 60
2021-06-10 10:30 | 10:30 | 3.796 | 60
2021-06-10 11:00 | 11:00 | 3.0582 | 60
2021-06-10 11:30 | 11:30 | 2.6421 | 60
2021-06-10 12:00 | 12:00 | 2.6638 | 60
2021-06-10 12:30 | 12:30 | 2.7813 | 60
2021-06-10 13:00 | 13:00 | 2.9982 | 60
2021-06-10 13:30 | 13:30 | 3.5502 | 60
2021-06-10 14:00 | 14:00 | 4.5927 | 60
2021-06-10 14:30 | 14:30 | 5.9892 | 60
2021-06-10 15:00 | 15:00 | 8.2323 | 60
2021-06-10 15:30 | 15:30 | 10.844 | 60
2021-06-10 16:00 | 16:00 | 14.3784 | 60
2021-06-10 16:30 | 16:30 | 18.3669 | 60
2021-06-10 17:00 | 17:00 | 21.9412 | 60
2021-06-10 17:30 | 17:30 | 24.8157 | 60
2021-06-10 18:00 | 18:00 | 26.1418 | 60
2021-06-10 18:30 | 18:30 | 26.578 | 60
2021-06-10 19:00 | 19:00 | 26.4771 | 60
2021-06-10 19:30 | 19:30 | 25.9675 | 60
2021-06-10 20:00 | 20:00 | 24.9928 | 60
2021-06-10 20:30 | 20:30 | 23.5678 | 60
2021-06-10 21:00 | 21:00 | 21.9769 | 60
2021-06-10 21:30 | 21:30 | 20.0552 | 60
2021-06-10 22:00 | 22:00 | 18.1391 | 60
2021-06-10 22:30 | 22:30 | 16.6918 | 60
2021-06-10 23:00 | 23:00 | 15.2278 | 60
2021-06-10 23:30 | 23:30 | 14.206 | 60
2021-06-11 | 0:00 | 13.1504 | 60
2021-06-11 00:30 | 0:30 | 12.4302 | 60
2021-06-11 01:00 | 1:00 | 11.9377 | 60
2021-06-11 01:30 | 1:30 | 11.6026 | 60
2021-06-11 02:00 | 2:00 | 11.4144 | 60
2021-06-11 02:30 | 2:30 | 11.2855 | 60
2021-06-11 03:00 | 3:00 | 11.3135 | 60
2021-06-11 03:30 | 3:30 | 11.5008 | 60
2021-06-11 04:00 | 4:00 | 12.0299 | 60
2021-06-11 04:30 | 4:30 | 13.0041 | 60
2021-06-11 05:00 | 5:00 | 14.3748 | 60
2021-06-11 05:30 | 5:30 | 15.986 | 60
2021-06-11 06:00 | 6:00 | 18.221 | 60
2021-06-11 06:30 | 6:30 | 20.8921 | 60
2021-06-11 07:00 | 7:00 | 21.5382 | 60
2021-06-11 07:30 | 7:30 | 20.7049 | 60
2021-06-11 08:00 | 8:00 | 17.7579 | 60
2021-06-11 08:30 | 8:30 | 16.7824 | 60
2021-06-11 09:00 | 9:00 | 14.2146 | 60
2021-06-11 09:30 | 9:30 | 8.3629 | 60
2021-06-11 10:00 | 10:00 | 6.2255 | 60
2021-06-11 10:30 | 10:30 | 5.1631 | 60
2021-06-11 11:00 | 11:00 | 4.8747 | 60
2021-06-11 11:30 | 11:30 | 4.1628 | 60
2021-06-11 12:00 | 12:00 | 3.0907 | 60
2021-06-11 12:30 | 12:30 | 4.4582 | 60
2021-06-11 13:00 | 13:00 | 4.584 | 60
2021-06-11 13:30 | 13:30 | 4.0746 | 60
2021-06-11 14:00 | 14:00 | 5.7919 | 60
2021-06-11 14:30 | 14:30 | 8.4962 | 60
2021-06-11 15:00 | 15:00 | 8.4239 | 60
2021-06-11 15:30 | 15:30 | 12.188 | 60
2021-06-11 16:00 | 16:00 | 14.4446 | 60
2021-06-11 16:30 | 16:30 | 17.7105 | 60
2021-06-11 17:00 | 17:00 | 21.2872 | 60
2021-06-11 17:30 | 17:30 | 23.7818 | 60
2021-06-11 18:00 | 18:00 | 24.5365 | 60
2021-06-11 18:30 | 18:30 | 24.7056 | 60
2021-06-11 19:00 | 19:00 | 24.2435 | 60
2021-06-11 19:30 | 19:30 | 23.7648 | 60
2021-06-11 20:00 | 20:00 | 23.2491 | 60
2021-06-11 20:30 | 20:30 | 22.0214 | 60
2021-06-11 21:00 | 21:00 | 20.9166 | 60
2021-06-11 21:30 | 21:30 | 19.4503 | 60
2021-06-11 22:00 | 22:00 | 17.9078 | 60
2021-06-11 22:30 | 22:30 | 16.9472 | 60
2021-06-11 23:00 | 23:00 | 15.4467 | 60
2021-06-11 23:30 | 23:30 | 14.2208 | 60
2021-06-12 | 0:00 | 13.1098 | 60
2021-06-12 00:30 | 0:30 | 12.4627 | 60
2021-06-12 01:00 | 1:00 | 11.9707 | 60
2021-06-12 01:30 | 1:30 | 11.5094 | 60
2021-06-12 02:00 | 2:00 | 11.2567 | 60
2021-06-12 02:30 | 2:30 | 11.3015 | 60
2021-06-12 03:00 | 3:00 | 11.1978 | 60
2021-06-12 03:30 | 3:30 | 11.146 | 60
2021-06-12 04:00 | 4:00 | 11.2915 | 60
2021-06-12 04:30 | 4:30 | 11.6338 | 60
2021-06-12 05:00 | 5:00 | 12.3212 | 60
2021-06-12 05:30 | 5:30 | 13.129 | 60
2021-06-12 06:00 | 6:00 | 14.484 | 60
2021-06-12 06:30 | 6:30 | 16.057 | 60
2021-06-12 07:00 | 7:00 | 16.795 | 60
2021-06-12 07:30 | 7:30 | 15.7526 | 60
2021-06-12 08:00 | 8:00 | 13.9596 | 60
2021-06-12 08:30 | 8:30 | 12.1023 | 60
2021-06-12 09:00 | 9:00 | 9.7625 | 60
2021-06-12 09:30 | 9:30 | 7.5473 | 60
2021-06-12 10:00 | 10:00 | 5.7932 | 60
2021-06-12 10:30 | 10:30 | 4.4908 | 60
2021-06-12 11:00 | 11:00 | 3.6459 | 60
2021-06-12 11:30 | 11:30 | 3.2334 | 60
2021-06-12 12:00 | 12:00 | 3.059 | 60
2021-06-12 12:30 | 12:30 | 3.0355 | 60
2021-06-12 13:00 | 13:00 | 3.5807 | 60
2021-06-12 13:30 | 13:30 | 4.341 | 60
2021-06-12 14:00 | 14:00 | 5.2797 | 60
2021-06-12 14:30 | 14:30 | 6.6798 | 60
2021-06-12 15:00 | 15:00 | 8.3396 | 60
2021-06-12 15:30 | 15:30 | 10.5582 | 60
2021-06-12 16:00 | 16:00 | 12.9451 | 60
2021-06-12 16:30 | 16:30 | 15.8672 | 60
2021-06-12 17:00 | 17:00 | 18.6925 | 60
2021-06-12 17:30 | 17:30 | 20.5781 | 60
2021-06-12 18:00 | 18:00 | 20.9734 | 60
2021-06-12 18:30 | 18:30 | 21.332 | 60
2021-06-12 19:00 | 19:00 | 20.8271 | 60
2021-06-12 19:30 | 19:30 | 20.4738 | 60
2021-06-12 20:00 | 20:00 | 20.0077 | 60
2021-06-12 20:30 | 20:30 | 19.5166 | 60
2021-06-12 21:00 | 21:00 | 18.7766 | 60
2021-06-12 21:30 | 21:30 | 17.7909 | 60
2021-06-12 22:00 | 22:00 | 16.796 | 60
2021-06-12 22:30 | 22:30 | 16.0654 | 60
2021-06-12 23:00 | 23:00 | 14.8017 | 60
2021-06-12 23:30 | 23:30 | 13.641 | 60
2021-06-13 | 0:00 | 12.8052 | 60
2021-06-13 00:30 | 0:30 | 12.1257 | 60
2021-06-13 01:00 | 1:00 | 11.7127 | 60
2021-06-13 01:30 | 1:30 | 11.2714 | 60
2021-06-13 02:00 | 2:00 | 11.011 | 60
2021-06-13 02:30 | 2:30 | 10.9073 | 60
2021-06-13 03:00 | 3:00 | 10.8313 | 60
2021-06-13 03:30 | 3:30 | 10.738 | 60
2021-06-13 04:00 | 4:00 | 10.8605 | 60
2021-06-13 04:30 | 4:30 | 11.1836 | 60
2021-06-13 05:00 | 5:00 | 11.5561 | 60
2021-06-13 05:30 | 5:30 | 12.082 | 60
2021-06-13 06:00 | 6:00 | 13.0122 | 60
2021-06-13 06:30 | 6:30 | 14.3304 | 60
2021-06-13 07:00 | 7:00 | 14.9505 | 60
2021-06-13 07:30 | 7:30 | 14.1686 | 60
2021-06-13 08:00 | 8:00 | 13.1948 | 60
2021-06-13 08:30 | 8:30 | 11.3692 | 60
2021-06-13 09:00 | 9:00 | 9.3734 | 60
2021-06-13 09:30 | 9:30 | 7.6281 | 60
2021-06-13 10:00 | 10:00 | 5.9176 | 60
2021-06-13 10:30 | 10:30 | 4.8198 | 60
2021-06-13 11:00 | 11:00 | 3.9762 | 60
2021-06-13 11:30 | 11:30 | 3.1384 | 60
2021-06-13 12:00 | 12:00 | 3.1678 | 60
2021-06-13 12:30 | 12:30 | 3.1863 | 60
2021-06-13 13:00 | 13:00 | 3.5341 | 60
2021-06-13 13:30 | 13:30 | 4.2629 | 60
2021-06-13 14:00 | 14:00 | 5.3571 | 60
2021-06-13 14:30 | 14:30 | 6.7489 | 60
2021-06-13 15:00 | 15:00 | 8.7202 | 60
2021-06-13 15:30 | 15:30 | 11.0538 | 60
2021-06-13 16:00 | 16:00 | 14.0727 | 60
2021-06-13 16:30 | 16:30 | 17.6029 | 60
2021-06-13 17:00 | 17:00 | 20.8685 | 60
2021-06-13 17:30 | 17:30 | 22.7222 | 60
2021-06-13 18:00 | 18:00 | 23.0082 | 60
2021-06-13 18:30 | 18:30 | 22.7132 | 60
2021-06-13 19:00 | 19:00 | 22.3439 | 60
2021-06-13 19:30 | 19:30 | 21.6899 | 60
2021-06-13 20:00 | 20:00 | 20.9219 | 60
2021-06-13 20:30 | 20:30 | 19.8998 | 60
2021-06-13 21:00 | 21:00 | 18.6378 | 60
2021-06-13 21:30 | 21:30 | 17.1351 | 60
2021-06-13 22:00 | 22:00 | 15.9293 | 60
2021-06-13 22:30 | 22:30 | 14.8191 | 60
2021-06-13 23:00 | 23:00 | 13.7485 | 60
2021-06-13 23:30 | 23:30 | 12.8611 | 60
2021-06-14 | 0:00 | 12.0388 | 60
2021-06-14 00:30 | 0:30 | 11.4552 | 60
2021-06-14 01:00 | 1:00 | 11.1989 | 60
2021-06-14 01:30 | 1:30 | 10.8968 | 60
2021-06-14 02:00 | 2:00 | 10.8921 | 60
2021-06-14 02:30 | 2:30 | 10.6737 | 60
2021-06-14 03:00 | 3:00 | 10.6748 | 60
2021-06-14 03:30 | 3:30 | 10.7803 | 60
2021-06-14 04:00 | 4:00 | 11.4672 | 60
2021-06-14 04:30 | 4:30 | 12.2072 | 60
2021-06-14 05:00 | 5:00 | 13.755 | 60
2021-06-14 05:30 | 5:30 | 15.3716 | 60
2021-06-14 06:00 | 6:00 | 17.6712 | 60
2021-06-14 06:30 | 6:30 | 20.3234 | 60
2021-06-14 07:00 | 7:00 | 20.8356 | 60
2021-06-14 07:30 | 7:30 | 19.651 | 60
2021-06-14 08:00 | 8:00 | 16.5062 | 60
2021-06-14 08:30 | 8:30 | 11.5318 | 60
2021-06-14 09:00 | 9:00 | 8.6893 | 60
2021-06-14 09:30 | 9:30 | 6.4285 | 60
2021-06-14 10:00 | 10:00 | 4.9065 | 60
2021-06-14 10:30 | 10:30 | 3.8172 | 60
2021-06-14 11:00 | 11:00 | 3.1797 | 60
2021-06-14 11:30 | 11:30 | 2.803 | 60
2021-06-14 12:00 | 12:00 | 2.8598 | 60
2021-06-14 12:30 | 12:30 | 2.9562 | 60
2021-06-14 13:00 | 13:00 | 3.2227 | 60
2021-06-14 13:30 | 13:30 | 3.7514 | 60
2021-06-14 14:00 | 14:00 | 4.6916 | 60
2021-06-14 14:30 | 14:30 | 6.0366 | 60
2021-06-14 15:00 | 15:00 | 7.7499 | 60
2021-06-14 15:30 | 15:30 | 10.2316 | 60
2021-06-14 16:00 | 16:00 | 13.1399 | 60
2021-06-14 16:30 | 16:30 | 16.4004 | 60
2021-06-14 17:00 | 17:00 | 20.3949 | 60
2021-06-14 17:30 | 17:30 | 22.489 | 60
2021-06-14 18:00 | 18:00 | 23.1253 | 60
2021-06-14 18:30 | 18:30 | 23.342 | 60
2021-06-14 19:00 | 19:00 | 22.7443 | 60
2021-06-14 19:30 | 19:30 | 21.8789 | 60
2021-06-14 20:00 | 20:00 | 21.1231 | 60
2021-06-14 20:30 | 20:30 | 19.7174 | 60
2021-06-14 21:00 | 21:00 | 18.2834 | 60
2021-06-14 21:30 | 21:30 | 16.7112 | 60
2021-06-14 22:00 | 22:00 | 15.2067 | 60
2021-06-14 22:30 | 22:30 | 14.0382 | 60
2021-06-14 23:00 | 23:00 | 12.9152 | 60
2021-06-14 23:30 | 23:30 | 11.7812 | 60
2021-06-15 | 0:00 | 11.0813 | 60
2021-06-15 00:30 | 0:30 | 10.5483 | 60
2021-06-15 01:00 | 1:00 | 10.2935 | 60
2021-06-15 01:30 | 1:30 | 10.066 | 60
2021-06-15 02:00 | 2:00 | 9.9172 | 60
2021-06-15 02:30 | 2:30 | 9.7305 | 60
2021-06-15 03:00 | 3:00 | 9.8066 | 60
2021-06-15 03:30 | 3:30 | 9.8931 | 60
2021-06-15 04:00 | 4:00 | 10.4331 | 60
2021-06-15 04:30 | 4:30 | 11.1657 | 60
2021-06-15 05:00 | 5:00 | 12.3096 | 60
2021-06-15 05:30 | 5:30 | 13.4775 | 60
2021-06-15 06:00 | 6:00 | 15.4102 | 60
2021-06-15 06:30 | 6:30 | 17.2632 | 60
2021-06-15 07:00 | 7:00 | 16.9669 | 60
2021-06-15 07:30 | 7:30 | 14.3631 | 60
2021-06-15 08:00 | 8:00 | 11.6421 | 60
2021-06-15 08:30 | 8:30 | 11.0644 | 60
2021-06-15 09:00 | 9:00 | 11.6448 | 60
2021-06-15 09:30 | 9:30 | 13.0142 | 60
2021-06-15 10:00 | 10:00 | 16.3065 | 60
2021-06-15 10:30 | 10:30 | 14.8404 | 60
2021-06-15 11:00 | 11:00 | 13.9696 | 60
2021-06-15 11:30 | 11:30 | 12.1652 | 60
2021-06-15 12:00 | 12:00 | 6.3456 | 60
2021-06-15 12:30 | 12:30 | 3.5685 | 60
2021-06-15 13:00 | 13:00 | 3.6689 | 60
2021-06-15 13:30 | 13:30 | 4.097 | 60
2021-06-15 14:00 | 14:00 | 5.9511 | 60
2021-06-15 14:30 | 14:30 | 8.8011 | 60
2021-06-15 15:00 | 15:00 | 8.0884 | 60
2021-06-15 15:30 | 15:30 | 12.4154 | 60
2021-06-15 16:00 | 16:00 | 14.6643 | 60
2021-06-15 16:30 | 16:30 | 16.8613 | 60
2021-06-15 17:00 | 17:00 | 19.9699 | 60
2021-06-15 17:30 | 17:30 | 21.6682 | 60
2021-06-15 18:00 | 18:00 | 22.264 | 60
2021-06-15 18:30 | 18:30 | 22.2863 | 60
2021-06-15 19:00 | 19:00 | 21.7014 | 60
2021-06-15 19:30 | 19:30 | 20.9529 | 60
2021-06-15 20:00 | 20:00 | 20.5171 | 60
2021-06-15 20:30 | 20:30 | 19.3553 | 60
2021-06-15 21:00 | 21:00 | 18.1206 | 60
2021-06-15 21:30 | 21:30 | 16.6452 | 60
2021-06-15 22:00 | 22:00 | 15.1992 | 60
2021-06-15 22:30 | 22:30 | 14.1785 | 60
2021-06-15 23:00 | 23:00 | 13.1023 | 60
2021-06-15 23:30 | 23:30 | 11.9247 | 60
2021-06-16 | 0:00 | 11.12 | 60
2021-06-16 00:30 | 0:30 | 10.7446 | 60
2021-06-16 01:00 | 1:00 | 10.4678 | 60
2021-06-16 01:30 | 1:30 | 10.0359 | 60
2021-06-16 02:00 | 2:00 | 9.9587 | 60
2021-06-16 02:30 | 2:30 | 9.8126 | 60
2021-06-16 03:00 | 3:00 | 9.8976 | 60
2021-06-16 03:30 | 3:30 | 9.8938 | 60
2021-06-16 04:00 | 4:00 | 10.4361 | 60
2021-06-16 04:30 | 4:30 | 11.2044 | 60
2021-06-16 05:00 | 5:00 | 12.5121 | 60
2021-06-16 05:30 | 5:30 | 13.8034 | 60
2021-06-16 06:00 | 6:00 | 15.9074 | 60
2021-06-16 06:30 | 6:30 | 17.9416 | 60
2021-06-16 07:00 | 7:00 | 18.3559 | 60
2021-06-16 07:30 | 7:30 | 15.8175 | 60
2021-06-16 08:00 | 8:00 | 12.2802 | 60
2021-06-16 08:30 | 8:30 | 9.5526 | 60
2021-06-16 09:00 | 9:00 | 7.2474 | 60
2021-06-16 09:30 | 9:30 | 5.0839 | 60
2021-06-16 10:00 | 10:00 | 3.6527 | 60
2021-06-16 10:30 | 10:30 | 2.915 | 60
2021-06-16 11:00 | 11:00 | 2.5679 | 60
2021-06-16 11:30 | 11:30 | 2.4295 | 60
2021-06-16 12:00 | 12:00 | 2.3807 | 60
2021-06-16 12:30 | 12:30 | 2.5544 | 60
2021-06-16 13:00 | 13:00 | 2.8501 | 60
2021-06-16 13:30 | 13:30 | 3.4236 | 60
2021-06-16 14:00 | 14:00 | 6.0587 | 60
2021-06-16 14:30 | 14:30 | 5.9538 | 60
2021-06-16 15:00 | 15:00 | 7.5803 | 60
2021-06-16 15:30 | 15:30 | 9.0883 | 60
2021-06-16 16:00 | 16:00 | 12.7405 | 60
2021-06-16 16:30 | 16:30 | 15.3479 | 60
2021-06-16 17:00 | 17:00 | 18.1276 | 60
2021-06-16 17:30 | 17:30 | 19.7675 | 60
2021-06-16 18:00 | 18:00 | 20.1837 | 60
2021-06-16 18:30 | 18:30 | 20.3878 | 60
2021-06-16 19:00 | 19:00 | 19.8518 | 60
2021-06-16 19:30 | 19:30 | 19.2694 | 60
2021-06-16 20:00 | 20:00 | 18.8522 | 60
2021-06-16 20:30 | 20:30 | 17.8578 | 60
2021-06-16 21:00 | 21:00 | 16.5222 | 60
2021-06-16 21:30 | 21:30 | 15.1926 | 60
2021-06-16 22:00 | 22:00 | 13.9449 | 60
2021-06-16 22:30 | 22:30 | 12.9899 | 60
2021-06-16 23:00 | 23:00 | 12.0145 | 60
2021-06-16 23:30 | 23:30 | 11.0922 | 60
2021-06-17 | 0:00 | 10.4185 | 60
2021-06-17 00:30 | 0:30 | 9.858 | 60
2021-06-17 01:00 | 1:00 | 9.5802 | 60
2021-06-17 01:30 | 1:30 | 9.2779 | 60
2021-06-17 02:00 | 2:00 | 9.07 | 60
2021-06-17 02:30 | 2:30 | 8.8646 | 60
2021-06-17 03:00 | 3:00 | 8.9294 | 60
2021-06-17 03:30 | 3:30 | 8.9948 | 60
2021-06-17 04:00 | 4:00 | 9.2194 | 60
2021-06-17 04:30 | 4:30 | 9.6862 | 60
2021-06-17 05:00 | 5:00 | 10.5115 | 60
2021-06-17 05:30 | 5:30 | 11.3416 | 60
2021-06-17 06:00 | 6:00 | 12.5129 | 60
2021-06-17 06:30 | 6:30 | 13.6699 | 60
2021-06-17 07:00 | 7:00 | 13.513 | 60
2021-06-17 07:30 | 7:30 | 11.6109 | 60
2021-06-17 08:00 | 8:00 | 9.0273 | 60
2021-06-17 08:30 | 8:30 | 6.9048 | 60
2021-06-17 09:00 | 9:00 | 5.3294 | 60
2021-06-17 09:30 | 9:30 | 3.9984 | 60
2021-06-17 10:00 | 10:00 | 3.0158 | 60
2021-06-17 10:30 | 10:30 | 2.5235 | 60
2021-06-17 11:00 | 11:00 | 2.3485 | 60
2021-06-17 11:30 | 11:30 | 2.3107 | 60
2021-06-17 12:00 | 12:00 | 2.3198 | 60
2021-06-17 12:30 | 12:30 | 2.325 | 60
2021-06-17 13:00 | 13:00 | 2.4955 | 60
2021-06-17 13:30 | 13:30 | 2.9326 | 60
2021-06-17 14:00 | 14:00 | 3.8347 | 60
2021-06-17 14:30 | 14:30 | 5.1532 | 60
2021-06-17 15:00 | 15:00 | 6.8442 | 60
2021-06-17 15:30 | 15:30 | 9.1546 | 60
2021-06-17 16:00 | 16:00 | 11.7978 | 60
2021-06-17 16:30 | 16:30 | 14.4719 | 60
2021-06-17 17:00 | 17:00 | 16.9665 | 60
2021-06-17 17:30 | 17:30 | 18.7125 | 60
2021-06-17 18:00 | 18:00 | 19.2406 | 60
2021-06-17 18:30 | 18:30 | 19.6982 | 60
2021-06-17 19:00 | 19:00 | 19.4256 | 60
2021-06-17 19:30 | 19:30 | 19.0341 | 60
2021-06-17 20:00 | 20:00 | 19.0205 | 60
2021-06-17 20:30 | 20:30 | 18.1535 | 60
2021-06-17 21:00 | 21:00 | 16.8639 | 60
2021-06-17 21:30 | 21:30 | 15.6569 | 60
2021-06-17 22:00 | 22:00 | 14.6191 | 60
2021-06-17 22:30 | 22:30 | 13.6572 | 60
2021-06-17 23:00 | 23:00 | 12.5512 | 60
2021-06-17 23:30 | 23:30 | 11.536 | 60
2021-06-18 | 0:00 | 10.7369 | 60
2021-06-18 00:30 | 0:30 | 10.223 | 60
2021-06-18 01:00 | 1:00 | 10.0593 | 60
2021-06-18 01:30 | 1:30 | 9.8516 | 60
2021-06-18 02:00 | 2:00 | 9.6565 | 60
2021-06-18 02:30 | 2:30 | 9.6195 | 60
2021-06-18 03:00 | 3:00 | 9.7895 | 60
2021-06-18 03:30 | 3:30 | 9.8464 | 60
2021-06-18 04:00 | 4:00 | 10.3504 | 60
2021-06-18 04:30 | 4:30 | 11.0221 | 60
2021-06-18 05:00 | 5:00 | 12.2404 | 60
2021-06-18 05:30 | 5:30 | 13.492 | 60
2021-06-18 06:00 | 6:00 | 15.357 | 60
2021-06-18 06:30 | 6:30 | 17.2648 | 60
2021-06-18 07:00 | 7:00 | 17.834 | 60
2021-06-18 07:30 | 7:30 | 15.3813 | 60
2021-06-18 08:00 | 8:00 | 11.9283 | 60
2021-06-18 08:30 | 8:30 | 9.0978 | 60
2021-06-18 09:00 | 9:00 | 6.8289 | 60
2021-06-18 09:30 | 9:30 | 4.9838 | 60
2021-06-18 10:00 | 10:00 | 3.9825 | 60
2021-06-18 10:30 | 10:30 | 3.1245 | 60
2021-06-18 11:00 | 11:00 | 2.7073 | 60
2021-06-18 11:30 | 11:30 | 2.535 | 60
2021-06-18 12:00 | 12:00 | 2.5776 | 60
2021-06-18 12:30 | 12:30 | 2.6875 | 60
2021-06-18 13:00 | 13:00 | 2.7779 | 60
2021-06-18 13:30 | 13:30 | 3.2341 | 60
2021-06-18 14:00 | 14:00 | 3.994 | 60
2021-06-18 14:30 | 14:30 | 5.9971 | 60
2021-06-18 15:00 | 15:00 | 7.7993 | 60
2021-06-18 15:30 | 15:30 | 10.1914 | 60
2021-06-18 16:00 | 16:00 | 12.5699 | 60
2021-06-18 16:30 | 16:30 | 15.4205 | 60
2021-06-18 17:00 | 17:00 | 18.0519 | 60
2021-06-18 17:30 | 17:30 | 19.8881 | 60
2021-06-18 18:00 | 18:00 | 20.4316 | 60
2021-06-18 18:30 | 18:30 | 20.4889 | 60
2021-06-18 19:00 | 19:00 | 20.1379 | 60
2021-06-18 19:30 | 19:30 | 19.8229 | 60
2021-06-18 20:00 | 20:00 | 19.4364 | 60
2021-06-18 20:30 | 20:30 | 18.6325 | 60
2021-06-18 21:00 | 21:00 | 17.9796 | 60
2021-06-18 21:30 | 21:30 | 16.7743 | 60
2021-06-18 22:00 | 22:00 | 15.5203 | 60
2021-06-18 22:30 | 22:30 | 14.9159 | 60
2021-06-18 23:00 | 23:00 | 13.839 | 60
2021-06-18 23:30 | 23:30 | 12.8051 | 60
2021-06-19 | 0:00 | 11.9433 | 60
2021-06-19 00:30 | 0:30 | 11.2765 | 60
2021-06-19 01:00 | 1:00 | 10.8747 | 60
2021-06-19 01:30 | 1:30 | 10.4408 | 60
2021-06-19 02:00 | 2:00 | 10.3437 | 60
2021-06-19 02:30 | 2:30 | 10.1721 | 60
2021-06-19 03:00 | 3:00 | 10.2251 | 60
2021-06-19 03:30 | 3:30 | 10.1043 | 60
2021-06-19 04:00 | 4:00 | 10.2848 | 60
2021-06-19 04:30 | 4:30 | 10.494 | 60
2021-06-19 05:00 | 5:00 | 11.022 | 60
2021-06-19 05:30 | 5:30 | 11.6622 | 60
2021-06-19 06:00 | 6:00 | 12.6902 | 60
2021-06-19 06:30 | 6:30 | 13.6138 | 60
2021-06-19 07:00 | 7:00 | 14.0886 | 60
2021-06-19 07:30 | 7:30 | 12.7743 | 60
2021-06-19 08:00 | 8:00 | 11.4057 | 60
2021-06-19 08:30 | 8:30 | 9.7234 | 60
2021-06-19 09:00 | 9:00 | 7.8311 | 60
2021-06-19 09:30 | 9:30 | 6.1816 | 60
2021-06-19 10:00 | 10:00 | 4.7561 | 60
2021-06-19 10:30 | 10:30 | 3.7025 | 60
2021-06-19 11:00 | 11:00 | 3.007 | 60
2021-06-19 11:30 | 11:30 | 2.7207 | 60
2021-06-19 12:00 | 12:00 | 2.7646 | 60
2021-06-19 12:30 | 12:30 | 2.8246 | 60
2021-06-19 13:00 | 13:00 | 3.0885 | 60
2021-06-19 13:30 | 13:30 | 3.6835 | 60
2021-06-19 14:00 | 14:00 | 4.6817 | 60
2021-06-19 14:30 | 14:30 | 6.1761 | 60
2021-06-19 15:00 | 15:00 | 7.9374 | 60
2021-06-19 15:30 | 15:30 | 10.0507 | 60
2021-06-19 16:00 | 16:00 | 12.8063 | 60
2021-06-19 16:30 | 16:30 | 16.0333 | 60
2021-06-19 17:00 | 17:00 | 19.2489 | 60
2021-06-19 17:30 | 17:30 | 21.1233 | 60
2021-06-19 18:00 | 18:00 | 21.4365 | 60
2021-06-19 18:30 | 18:30 | 21.4057 | 60
2021-06-19 19:00 | 19:00 | 20.751 | 60
2021-06-19 19:30 | 19:30 | 20.2359 | 60
2021-06-19 20:00 | 20:00 | 19.8129 | 60
2021-06-19 20:30 | 20:30 | 18.8621 | 60
2021-06-19 21:00 | 21:00 | 17.8964 | 60
2021-06-19 21:30 | 21:30 | 16.8719 | 60
2021-06-19 22:00 | 22:00 | 15.9404 | 60
2021-06-19 22:30 | 22:30 | 15.0695 | 60
2021-06-19 23:00 | 23:00 | 13.8445 | 60
2021-06-19 23:30 | 23:30 | 12.705 | 60
2021-06-20 | 0:00 | 11.8833 | 60
2021-06-20 00:30 | 0:30 | 11.3657 | 60
2021-06-20 01:00 | 1:00 | 10.8186 | 60
2021-06-20 01:30 | 1:30 | 10.4518 | 60
2021-06-20 02:00 | 2:00 | 10.2382 | 60
2021-06-20 02:30 | 2:30 | 10.1708 | 60
2021-06-20 03:00 | 3:00 | 10.0329 | 60
2021-06-20 03:30 | 3:30 | 9.9282 | 60
2021-06-20 04:00 | 4:00 | 9.8898 | 60
2021-06-20 04:30 | 4:30 | 10.0256 | 60
2021-06-20 05:00 | 5:00 | 10.3764 | 60
2021-06-20 05:30 | 5:30 | 10.9594 | 60
2021-06-20 06:00 | 6:00 | 11.7545 | 60
2021-06-20 06:30 | 6:30 | 12.7981 | 60
2021-06-20 07:00 | 7:00 | 13.3419 | 60
2021-06-20 07:30 | 7:30 | 12.7544 | 60
2021-06-20 08:00 | 8:00 | 11.5097 | 60
2021-06-20 08:30 | 8:30 | 9.9878 | 60
2021-06-20 09:00 | 9:00 | 8.0323 | 60
2021-06-20 09:30 | 9:30 | 6.5356 | 60
2021-06-20 10:00 | 10:00 | 5.4405 | 60
2021-06-20 10:30 | 10:30 | 4.2381 | 60
2021-06-20 11:00 | 11:00 | 3.4953 | 60
2021-06-20 11:30 | 11:30 | 3.2943 | 60
2021-06-20 12:00 | 12:00 | 3.1249 | 60
2021-06-20 12:30 | 12:30 | 3.5504 | 60
2021-06-20 13:00 | 13:00 | 4.5114 | 60
2021-06-20 13:30 | 13:30 | 4.8018 | 60
2021-06-20 14:00 | 14:00 | 5.5647 | 60
2021-06-20 14:30 | 14:30 | 6.7685 | 60
2021-06-20 15:00 | 15:00 | 9.174 | 60
2021-06-20 15:30 | 15:30 | 12.9649 | 60
2021-06-20 16:00 | 16:00 | 15.0058 | 60
2021-06-20 16:30 | 16:30 | 17.274 | 60
2021-06-20 17:00 | 17:00 | 19.9493 | 60
2021-06-20 17:30 | 17:30 | 21.4093 | 60
2021-06-20 18:00 | 18:00 | 21.4131 | 60
2021-06-20 18:30 | 18:30 | 20.9792 | 60
2021-06-20 19:00 | 19:00 | 20.5567 | 60
2021-06-20 19:30 | 19:30 | 19.843 | 60
2021-06-20 20:00 | 20:00 | 19.1233 | 60
2021-06-20 20:30 | 20:30 | 18.4674 | 60
2021-06-20 21:00 | 21:00 | 17.3552 | 60
2021-06-20 21:30 | 21:30 | 16.0062 | 60
2021-06-20 22:00 | 22:00 | 14.7888 | 60
2021-06-20 22:30 | 22:30 | 13.9556 | 60
2021-06-20 23:00 | 23:00 | 12.7872 | 60
2021-06-20 23:30 | 23:30 | 11.8557 | 60
2021-06-21 | 0:00 | 11.1094 | 60
2021-06-21 00:30 | 0:30 | 10.6049 | 60
2021-06-21 01:00 | 1:00 | 10.147 | 60
2021-06-21 01:30 | 1:30 | 9.9734 | 60
2021-06-21 02:00 | 2:00 | 9.8562 | 60
2021-06-21 02:30 | 2:30 | 9.7347 | 60
2021-06-21 03:00 | 3:00 | 9.8931 | 60
2021-06-21 03:30 | 3:30 | 10.0563 | 60
2021-06-21 04:00 | 4:00 | 10.5333 | 60
2021-06-21 04:30 | 4:30 | 11.3134 | 60
2021-06-21 05:00 | 5:00 | 12.3729 | 60
2021-06-21 05:30 | 5:30 | 13.7536 | 60
2021-06-21 06:00 | 6:00 | 15.7938 | 60
2021-06-21 06:30 | 6:30 | 17.8042 | 60
2021-06-21 07:00 | 7:00 | 17.9856 | 60
2021-06-21 07:30 | 7:30 | 16.044 | 60
2021-06-21 08:00 | 8:00 | 12.8785 | 60
2021-06-21 08:30 | 8:30 | 9.5697 | 60
2021-06-21 09:00 | 9:00 | 7.1884 | 60
2021-06-21 09:30 | 9:30 | 5.4372 | 60
2021-06-21 10:00 | 10:00 | 4.1005 | 60
2021-06-21 10:30 | 10:30 | 3.3044 | 60
2021-06-21 11:00 | 11:00 | 2.8149 | 60
2021-06-21 11:30 | 11:30 | 2.5952 | 60
2021-06-21 12:00 | 12:00 | 2.6801 | 60
2021-06-21 12:30 | 12:30 | 3.3566 | 60
2021-06-21 13:00 | 13:00 | 3.3456 | 60
2021-06-21 13:30 | 13:30 | 3.8133 | 60
2021-06-21 14:00 | 14:00 | 5.0071 | 60
2021-06-21 14:30 | 14:30 | 5.8168 | 60
2021-06-21 15:00 | 15:00 | 8.1866 | 60
2021-06-21 15:30 | 15:30 | 9.8934 | 60
2021-06-21 16:00 | 16:00 | 12.9016 | 60
2021-06-21 16:30 | 16:30 | 16.1975 | 60
2021-06-21 17:00 | 17:00 | 19.3436 | 60
2021-06-21 17:30 | 17:30 | 21.5831 | 60
2021-06-21 18:00 | 18:00 | 21.7918 | 60
2021-06-21 18:30 | 18:30 | 21.964 | 60
2021-06-21 19:00 | 19:00 | 21.6067 | 60
2021-06-21 19:30 | 19:30 | 20.6749 | 60
2021-06-21 20:00 | 20:00 | 19.8287 | 60
2021-06-21 20:30 | 20:30 | 18.7027 | 60
2021-06-21 21:00 | 21:00 | 17.6396 | 60
2021-06-21 21:30 | 21:30 | 16.1024 | 60
2021-06-21 22:00 | 22:00 | 14.8117 | 60
2021-06-21 22:30 | 22:30 | 13.8422 | 60
2021-06-21 23:00 | 23:00 | 12.7078 | 60
2021-06-21 23:30 | 23:30 | 11.6935 | 60
2021-06-22 | 0:00 | 11.0872 | 60
2021-06-22 00:30 | 0:30 | 10.3593 | 60
2021-06-22 01:00 | 1:00 | 10.0843 | 60
2021-06-22 01:30 | 1:30 | 9.9198 | 60
2021-06-22 02:00 | 2:00 | 9.7962 | 60
2021-06-22 02:30 | 2:30 | 9.6812 | 60
2021-06-22 03:00 | 3:00 | 9.7299 | 60
2021-06-22 03:30 | 3:30 | 9.7551 | 60
2021-06-22 04:00 | 4:00 | 10.29 | 60
2021-06-22 04:30 | 4:30 | 11.0959 | 60
2021-06-22 05:00 | 5:00 | 12.22 | 60
2021-06-22 05:30 | 5:30 | 13.4876 | 60
2021-06-22 06:00 | 6:00 | 15.303 | 60
2021-06-22 06:30 | 6:30 | 17.2448 | 60
2021-06-22 07:00 | 7:00 | 17.3544 | 60
2021-06-22 07:30 | 7:30 | 15.0063 | 60
2021-06-22 08:00 | 8:00 | 11.6158 | 60
2021-06-22 08:30 | 8:30 | 9.1184 | 60
2021-06-22 09:00 | 9:00 | 9.7325 | 60
2021-06-22 09:30 | 9:30 | 6.1877 | 60
2021-06-22 10:00 | 10:00 | 3.9065 | 60
2021-06-22 10:30 | 10:30 | 2.8538 | 60
2021-06-22 11:00 | 11:00 | 2.5748 | 60
2021-06-22 11:30 | 11:30 | 2.4466 | 60
2021-06-22 12:00 | 12:00 | 2.5806 | 60
2021-06-22 12:30 | 12:30 | 3.1539 | 60
2021-06-22 13:00 | 13:00 | 3.2368 | 60
2021-06-22 13:30 | 13:30 | 4.34 | 60
2021-06-22 14:00 | 14:00 | 4.6983 | 60
2021-06-22 14:30 | 14:30 | 7.6808 | 60
2021-06-22 15:00 | 15:00 | 7.0748 | 60
2021-06-22 15:30 | 15:30 | 9.6628 | 60
2021-06-22 16:00 | 16:00 | 12.4895 | 60
2021-06-22 16:30 | 16:30 | 15.5137 | 60
2021-06-22 17:00 | 17:00 | 18.6763 | 60
2021-06-22 17:30 | 17:30 | 21.0974 | 60
2021-06-22 18:00 | 18:00 | 21.4955 | 60
2021-06-22 18:30 | 18:30 | 21.4305 | 60
2021-06-22 19:00 | 19:00 | 20.8554 | 60
2021-06-22 19:30 | 19:30 | 20.0611 | 60
2021-06-22 20:00 | 20:00 | 19.421 | 60
2021-06-22 20:30 | 20:30 | 18.199 | 60
2021-06-22 21:00 | 21:00 | 17.0684 | 60
2021-06-22 21:30 | 21:30 | 15.777 | 60
2021-06-22 22:00 | 22:00 | 14.4578 | 60
2021-06-22 22:30 | 22:30 | 13.4533 | 60
2021-06-22 23:00 | 23:00 | 12.3506 | 60
2021-06-22 23:30 | 23:30 | 11.4461 | 60
2021-06-23 | 0:00 | 10.7776 | 60
2021-06-23 00:30 | 0:30 | 10.1537 | 60
2021-06-23 01:00 | 1:00 | 9.8777 | 60
2021-06-23 01:30 | 1:30 | 9.5946 | 60
2021-06-23 02:00 | 2:00 | 9.287 | 60
2021-06-23 02:30 | 2:30 | 9.2163 | 60
2021-06-23 03:00 | 3:00 | 9.3027 | 60
2021-06-23 03:30 | 3:30 | 9.4599 | 60
2021-06-23 04:00 | 4:00 | 9.7159 | 60
2021-06-23 04:30 | 4:30 | 10.2228 | 60
2021-06-23 05:00 | 5:00 | 11.0807 | 60
2021-06-23 05:30 | 5:30 | 11.9848 | 60
2021-06-23 06:00 | 6:00 | 13.1705 | 60
2021-06-23 06:30 | 6:30 | 14.3924 | 60
2021-06-23 07:00 | 7:00 | 15.0179 | 60
2021-06-23 07:30 | 7:30 | 14.4499 | 60
2021-06-23 08:00 | 8:00 | 12.9308 | 60
2021-06-23 08:30 | 8:30 | 10.12 | 60
2021-06-23 09:00 | 9:00 | 6.3188 | 60
2021-06-23 09:30 | 9:30 | 5.9928 | 60
2021-06-23 10:00 | 10:00 | 3.9137 | 60
2021-06-23 10:30 | 10:30 | 3.7912 | 60
2021-06-23 11:00 | 11:00 | 7.1544 | 60
2021-06-23 11:30 | 11:30 | 7.4421 | 60
2021-06-23 12:00 | 12:00 | 5.5223 | 60
2021-06-23 12:30 | 12:30 | 5.0767 | 60
2021-06-23 13:00 | 13:00 | 4.5582 | 60
2021-06-23 13:30 | 13:30 | 5.3226 | 60
2021-06-23 14:00 | 14:00 | 6.8512 | 60
2021-06-23 14:30 | 14:30 | 8.4514 | 60
2021-06-23 15:00 | 15:00 | 10.6813 | 60
2021-06-23 15:30 | 15:30 | 11.5883 | 60
2021-06-23 16:00 | 16:00 | 13.4665 | 60
2021-06-23 16:30 | 16:30 | 15.7462 | 60
2021-06-23 17:00 | 17:00 | 18.2723 | 60
2021-06-23 17:30 | 17:30 | 20.067 | 60
2021-06-23 18:00 | 18:00 | 20.4998 | 60
2021-06-23 18:30 | 18:30 | 20.5211 | 60
2021-06-23 19:00 | 19:00 | 20.0084 | 60
2021-06-23 19:30 | 19:30 | 19.4566 | 60
2021-06-23 20:00 | 20:00 | 18.8583 | 60
2021-06-23 20:30 | 20:30 | 17.7196 | 60
2021-06-23 21:00 | 21:00 | 16.7672 | 60
2021-06-23 21:30 | 21:30 | 15.47 | 60
2021-06-23 22:00 | 22:00 | 14.3204 | 60
2021-06-23 22:30 | 22:30 | 13.3634 | 60
2021-06-23 23:00 | 23:00 | 12.2181 | 60
2021-06-23 23:30 | 23:30 | 11.3175 | 60
2021-06-24 | 0:00 | 10.4806 | 60
2021-06-24 00:30 | 0:30 | 9.9682 | 60
2021-06-24 01:00 | 1:00 | 9.5845 | 60
2021-06-24 01:30 | 1:30 | 9.4386 | 60
2021-06-24 02:00 | 2:00 | 9.2261 | 60
2021-06-24 02:30 | 2:30 | 9.0813 | 60
2021-06-24 03:00 | 3:00 | 9.0318 | 60
2021-06-24 03:30 | 3:30 | 9.0959 | 60
2021-06-24 04:00 | 4:00 | 9.4701 | 60
2021-06-24 04:30 | 4:30 | 9.9071 | 60
2021-06-24 05:00 | 5:00 | 10.7667 | 60
2021-06-24 05:30 | 5:30 | 11.389 | 60
2021-06-24 06:00 | 6:00 | 12.6431 | 60
2021-06-24 06:30 | 6:30 | 13.7844 | 60
2021-06-24 07:00 | 7:00 | 13.8575 | 60
2021-06-24 07:30 | 7:30 | 12.8806 | 60
2021-06-24 08:00 | 8:00 | 12.3697 | 60
2021-06-24 08:30 | 8:30 | 7.456 | 60
2021-06-24 09:00 | 9:00 | 9.4347 | 60
2021-06-24 09:30 | 9:30 | 10.9153 | 60
2021-06-24 10:00 | 10:00 | 10.4732 | 60
2021-06-24 10:30 | 10:30 | 6.8744 | 60
2021-06-24 11:00 | 11:00 | 7.0019 | 60
2021-06-24 11:30 | 11:30 | 6.0378 | 60
2021-06-24 12:00 | 12:00 | 7.384 | 60
2021-06-24 12:30 | 12:30 | 9.2226 | 60
2021-06-24 13:00 | 13:00 | 6.4259 | 60
2021-06-24 13:30 | 13:30 | 4.0538 | 60
2021-06-24 14:00 | 14:00 | 7.9404 | 60
2021-06-24 14:30 | 14:30 | 8.9169 | 60
2021-06-24 15:00 | 15:00 | 10.1317 | 60
2021-06-24 15:30 | 15:30 | 12.6247 | 60
2021-06-24 16:00 | 16:00 | 14.2151 | 60
2021-06-24 16:30 | 16:30 | 15.9004 | 60
2021-06-24 17:00 | 17:00 | 17.8918 | 60
2021-06-24 17:30 | 17:30 | 18.9495 | 60
2021-06-24 18:00 | 18:00 | 19.4842 | 60
2021-06-24 18:30 | 18:30 | 19.3441 | 60
2021-06-24 19:00 | 19:00 | 18.7156 | 60
2021-06-24 19:30 | 19:30 | 18.2232 | 60
2021-06-24 20:00 | 20:00 | 17.7126 | 60
2021-06-24 20:30 | 20:30 | 16.9493 | 60
2021-06-24 21:00 | 21:00 | 15.8315 | 60
2021-06-24 21:30 | 21:30 | 14.692 | 60
2021-06-24 22:00 | 22:00 | 13.7817 | 60
2021-06-24 22:30 | 22:30 | 12.9593 | 60
2021-06-24 23:00 | 23:00 | 11.8299 | 60
2021-06-24 23:30 | 23:30 | 10.889 | 60
2021-06-25 | 0:00 | 10.0987 | 60
2021-06-25 00:30 | 0:30 | 9.7814 | 60
2021-06-25 01:00 | 1:00 | 9.3839 | 60
2021-06-25 01:30 | 1:30 | 9.2377 | 60
2021-06-25 02:00 | 2:00 | 8.96 | 60
2021-06-25 02:30 | 2:30 | 8.8417 | 60
2021-06-25 03:00 | 3:00 | 8.8766 | 60
2021-06-25 03:30 | 3:30 | 8.931 | 60
2021-06-25 04:00 | 4:00 | 9.2494 | 60
2021-06-25 04:30 | 4:30 | 9.5152 | 60
2021-06-25 05:00 | 5:00 | 10.1254 | 60
2021-06-25 05:30 | 5:30 | 10.7171 | 60
2021-06-25 06:00 | 6:00 | 11.836 | 60
2021-06-25 06:30 | 6:30 | 12.5687 | 60
2021-06-25 07:00 | 7:00 | 13.5649 | 60
2021-06-25 07:30 | 7:30 | 13.6004 | 60
2021-06-25 08:00 | 8:00 | 12.6078 | 60
2021-06-25 08:30 | 8:30 | 10.4711 | 60
2021-06-25 09:00 | 9:00 | 11.9229 | 60
2021-06-25 09:30 | 9:30 | 14.0282 | 60
2021-06-25 10:00 | 10:00 | 12.4841 | 60
2021-06-25 10:30 | 10:30 | 11.9224 | 60
2021-06-25 11:00 | 11:00 | 12.4081 | 60
2021-06-25 11:30 | 11:30 | 11.689 | 60
2021-06-25 12:00 | 12:00 | 11.173 | 60
2021-06-25 12:30 | 12:30 | 10.9242 | 60
2021-06-25 13:00 | 13:00 | 10.5622 | 60
2021-06-25 13:30 | 13:30 | 12.1406 | 60
2021-06-25 14:00 | 14:00 | 11.7755 | 60
2021-06-25 14:30 | 14:30 | 12.459 | 60
2021-06-25 15:00 | 15:00 | 13.4549 | 60
2021-06-25 15:30 | 15:30 | 14.0281 | 60
2021-06-25 16:00 | 16:00 | 15.1846 | 60
2021-06-25 16:30 | 16:30 | 16.7922 | 60
2021-06-25 17:00 | 17:00 | 18.599 | 60
2021-06-25 17:30 | 17:30 | 19.3256 | 60
2021-06-25 18:00 | 18:00 | 19.1411 | 60
2021-06-25 18:30 | 18:30 | 19.1111 | 60
2021-06-25 19:00 | 19:00 | 18.5683 | 60
2021-06-25 19:30 | 19:30 | 17.8262 | 60
2021-06-25 20:00 | 20:00 | 17.4425 | 60
2021-06-25 20:30 | 20:30 | 16.7274 | 60
2021-06-25 21:00 | 21:00 | 15.6761 | 60
2021-06-25 21:30 | 21:30 | 14.8207 | 60
2021-06-25 22:00 | 22:00 | 13.919 | 60
2021-06-25 22:30 | 22:30 | 13.127 | 60
2021-06-25 23:00 | 23:00 | 12.1852 | 60
2021-06-25 23:30 | 23:30 | 11.3899 | 60
2021-06-26 | 0:00 | 10.4515 | 60
2021-06-26 00:30 | 0:30 | 9.9829 | 60
2021-06-26 01:00 | 1:00 | 9.4987 | 60
2021-06-26 01:30 | 1:30 | 9.2292 | 60
2021-06-26 02:00 | 2:00 | 9.0995 | 60
2021-06-26 02:30 | 2:30 | 8.8895 | 60
2021-06-26 03:00 | 3:00 | 8.814 | 60
2021-06-26 03:30 | 3:30 | 8.7827 | 60
2021-06-26 04:00 | 4:00 | 8.8062 | 60
2021-06-26 04:30 | 4:30 | 8.9471 | 60
2021-06-26 05:00 | 5:00 | 9.1789 | 60
2021-06-26 05:30 | 5:30 | 9.563 | 60
2021-06-26 06:00 | 6:00 | 10.2115 | 60
2021-06-26 06:30 | 6:30 | 10.7855 | 60
2021-06-26 07:00 | 7:00 | 11.5601 | 60
2021-06-26 07:30 | 7:30 | 12.7476 | 60
2021-06-26 08:00 | 8:00 | 13.5876 | 60
2021-06-26 08:30 | 8:30 | 14.0955 | 60
2021-06-26 09:00 | 9:00 | 14.7427 | 60
2021-06-26 09:30 | 9:30 | 14.093 | 60
2021-06-26 10:00 | 10:00 | 14.4392 | 60
2021-06-26 10:30 | 10:30 | 14.2633 | 60
2021-06-26 11:00 | 11:00 | 14.0252 | 60
2021-06-26 11:30 | 11:30 | 14.0613 | 60
2021-06-26 12:00 | 12:00 | 13.8151 | 60
2021-06-26 12:30 | 12:30 | 14.2123 | 60
2021-06-26 13:00 | 13:00 | 13.2598 | 60
2021-06-26 13:30 | 13:30 | 13.7768 | 60
2021-06-26 14:00 | 14:00 | 13.8881 | 60
2021-06-26 14:30 | 14:30 | 14.3536 | 60
2021-06-26 15:00 | 15:00 | 15.2301 | 60
2021-06-26 15:30 | 15:30 | 15.6792 | 60
2021-06-26 16:00 | 16:00 | 16.8627 | 60
2021-06-26 16:30 | 16:30 | 18.0897 | 60
2021-06-26 17:00 | 17:00 | 19.5639 | 60
2021-06-26 17:30 | 17:30 | 20.436 | 60
2021-06-26 18:00 | 18:00 | 20.1482 | 60
2021-06-26 18:30 | 18:30 | 19.8155 | 60
2021-06-26 19:00 | 19:00 | 19.1229 | 60
2021-06-26 19:30 | 19:30 | 18.5331 | 60
2021-06-26 20:00 | 20:00 | 17.957 | 60
2021-06-26 20:30 | 20:30 | 17.1633 | 60
2021-06-26 21:00 | 21:00 | 16.3954 | 60
2021-06-26 21:30 | 21:30 | 15.5535 | 60
2021-06-26 22:00 | 22:00 | 14.678 | 60
2021-06-26 22:30 | 22:30 | 14.0463 | 60
2021-06-26 23:00 | 23:00 | 13.2359 | 60
2021-06-26 23:30 | 23:30 | 12.3066 | 60
2021-06-27 | 0:00 | 11.5569 | 60
2021-06-27 00:30 | 0:30 | 10.811 | 60
2021-06-27 01:00 | 1:00 | 10.3467 | 60
2021-06-27 01:30 | 1:30 | 10.1348 | 60
2021-06-27 02:00 | 2:00 | 9.9772 | 60
2021-06-27 02:30 | 2:30 | 9.6919 | 60
2021-06-27 03:00 | 3:00 | 9.5413 | 60
2021-06-27 03:30 | 3:30 | 9.5426 | 60
2021-06-27 04:00 | 4:00 | 9.689 | 60
2021-06-27 04:30 | 4:30 | 9.9046 | 60
2021-06-27 05:00 | 5:00 | 10.1519 | 60
2021-06-27 05:30 | 5:30 | 10.622 | 60
2021-06-27 06:00 | 6:00 | 11.4746 | 60
2021-06-27 06:30 | 6:30 | 12.3184 | 60
2021-06-27 07:00 | 7:00 | 13.6169 | 60
2021-06-27 07:30 | 7:30 | 14.8528 | 60
2021-06-27 08:00 | 8:00 | 16.1145 | 60
2021-06-27 08:30 | 8:30 | 13.8119 | 60
2021-06-27 09:00 | 9:00 | 13.3551 | 60
2021-06-27 09:30 | 9:30 | 7.3225 | 60
2021-06-27 10:00 | 10:00 | 5.8933 | 60
2021-06-27 10:30 | 10:30 | 4.7351 | 60
2021-06-27 11:00 | 11:00 | 3.9335 | 60
2021-06-27 11:30 | 11:30 | 3.4002 | 60
2021-06-27 12:00 | 12:00 | 3.236 | 60
2021-06-27 12:30 | 12:30 | 3.2475 | 60
2021-06-27 13:00 | 13:00 | 3.6895 | 60
2021-06-27 13:30 | 13:30 | 4.1597 | 60
2021-06-27 14:00 | 14:00 | 5.0968 | 60
2021-06-27 14:30 | 14:30 | 6.5954 | 60
2021-06-27 15:00 | 15:00 | 8.3653 | 60
2021-06-27 15:30 | 15:30 | 10.6111 | 60
2021-06-27 16:00 | 16:00 | 13.5772 | 60
2021-06-27 16:30 | 16:30 | 16.4887 | 60
2021-06-27 17:00 | 17:00 | 19.5645 | 60
2021-06-27 17:30 | 17:30 | 21.9635 | 60
2021-06-27 18:00 | 18:00 | 21.8886 | 60
2021-06-27 18:30 | 18:30 | 21.7137 | 60
2021-06-27 19:00 | 19:00 | 21.1721 | 60
2021-06-27 19:30 | 19:30 | 20.6287 | 60
2021-06-27 20:00 | 20:00 | 19.9198 | 60
2021-06-27 20:30 | 20:30 | 18.8693 | 60
2021-06-27 21:00 | 21:00 | 17.9365 | 60
2021-06-27 21:30 | 21:30 | 16.8879 | 60
2021-06-27 22:00 | 22:00 | 15.6458 | 60
2021-06-27 22:30 | 22:30 | 14.8659 | 60
2021-06-27 23:00 | 23:00 | 13.508 | 60
2021-06-27 23:30 | 23:30 | 12.4994 | 60
2021-06-28 | 0:00 | 11.5744 | 60
2021-06-28 00:30 | 0:30 | 10.8752 | 60
2021-06-28 01:00 | 1:00 | 10.5555 | 60
2021-06-28 01:30 | 1:30 | 10.1487 | 60
2021-06-28 02:00 | 2:00 | 9.9373 | 60
2021-06-28 02:30 | 2:30 | 9.7542 | 60
2021-06-28 03:00 | 3:00 | 9.8119 | 60
2021-06-28 03:30 | 3:30 | 9.856 | 60
2021-06-28 04:00 | 4:00 | 10.2331 | 60
2021-06-28 04:30 | 4:30 | 10.8396 | 60
2021-06-28 05:00 | 5:00 | 11.6972 | 60
2021-06-28 05:30 | 5:30 | 12.5306 | 60
2021-06-28 06:00 | 6:00 | 13.9043 | 60
2021-06-28 06:30 | 6:30 | 15.0496 | 60
2021-06-28 07:00 | 7:00 | 14.7325 | 60
2021-06-28 07:30 | 7:30 | 12.83 | 60
2021-06-28 08:00 | 8:00 | 10.605 | 60
2021-06-28 08:30 | 8:30 | 8.4671 | 60
2021-06-28 09:00 | 9:00 | 6.4374 | 60
2021-06-28 09:30 | 9:30 | 4.9442 | 60
2021-06-28 10:00 | 10:00 | 3.8202 | 60
2021-06-28 10:30 | 10:30 | 3.0284 | 60
2021-06-28 11:00 | 11:00 | 2.5916 | 60
2021-06-28 11:30 | 11:30 | 2.4616 | 60
2021-06-28 12:00 | 12:00 | 2.5154 | 60
2021-06-28 12:30 | 12:30 | 2.695 | 60
2021-06-28 13:00 | 13:00 | 3.1546 | 60
2021-06-28 13:30 | 13:30 | 4.2432 | 60
2021-06-28 14:00 | 14:00 | 4.905 | 60
2021-06-28 14:30 | 14:30 | 6.1128 | 60
2021-06-28 15:00 | 15:00 | 7.5712 | 60
2021-06-28 15:30 | 15:30 | 9.8084 | 60
2021-06-28 16:00 | 16:00 | 12.5963 | 60
2021-06-28 16:30 | 16:30 | 15.7319 | 60
2021-06-28 17:00 | 17:00 | 18.8976 | 60
2021-06-28 17:30 | 17:30 | 21.4684 | 60
2021-06-28 18:00 | 18:00 | 22.1528 | 60
2021-06-28 18:30 | 18:30 | 22.1043 | 60
2021-06-28 19:00 | 19:00 | 21.3549 | 60
2021-06-28 19:30 | 19:30 | 20.9659 | 60
2021-06-28 20:00 | 20:00 | 20.4349 | 60
2021-06-28 20:30 | 20:30 | 19.4287 | 60
2021-06-28 21:00 | 21:00 | 17.9669 | 60
2021-06-28 21:30 | 21:30 | 16.6298 | 60
2021-06-28 22:00 | 22:00 | 15.2435 | 60
2021-06-28 22:30 | 22:30 | 14.2298 | 60
2021-06-28 23:00 | 23:00 | 13.1166 | 60
2021-06-28 23:30 | 23:30 | 12.025 | 60
2021-06-29 | 0:00 | 11.3034 | 60
2021-06-29 00:30 | 0:30 | 10.6431 | 60
2021-06-29 01:00 | 1:00 | 10.3097 | 60
2021-06-29 01:30 | 1:30 | 10.1053 | 60
2021-06-29 02:00 | 2:00 | 9.8556 | 60
2021-06-29 02:30 | 2:30 | 9.8729 | 60
2021-06-29 03:00 | 3:00 | 9.7189 | 60
2021-06-29 03:30 | 3:30 | 9.7404 | 60
2021-06-29 04:00 | 4:00 | 10.1258 | 60
2021-06-29 04:30 | 4:30 | 10.598 | 60
2021-06-29 05:00 | 5:00 | 11.5244 | 60
2021-06-29 05:30 | 5:30 | 12.2641 | 60
2021-06-29 06:00 | 6:00 | 13.3289 | 60
2021-06-29 06:30 | 6:30 | 14.3719 | 60
2021-06-29 07:00 | 7:00 | 13.8382 | 60
2021-06-29 07:30 | 7:30 | 11.703 | 60
2021-06-29 08:00 | 8:00 | 9.8 | 60
2021-06-29 08:30 | 8:30 | 8.1738 | 60
2021-06-29 09:00 | 9:00 | 7.7014 | 60
2021-06-29 09:30 | 9:30 | 8.2915 | 60
2021-06-29 10:00 | 10:00 | 6.3509 | 60
2021-06-29 10:30 | 10:30 | 4.9664 | 60
2021-06-29 11:00 | 11:00 | 6.2596 | 60
2021-06-29 11:30 | 11:30 | 5.3029 | 60
2021-06-29 12:00 | 12:00 | 2.6813 | 60
2021-06-29 12:30 | 12:30 | 5.9679 | 60
2021-06-29 13:00 | 13:00 | 7.839 | 60
2021-06-29 13:30 | 13:30 | 4.5842 | 60
2021-06-29 14:00 | 14:00 | 6.1369 | 60
2021-06-29 14:30 | 14:30 | 6.4399 | 60
2021-06-29 15:00 | 15:00 | 8.1134 | 60
2021-06-29 15:30 | 15:30 | 9.6716 | 60
2021-06-29 16:00 | 16:00 | 12.0393 | 60
2021-06-29 16:30 | 16:30 | 14.5585 | 60
2021-06-29 17:00 | 17:00 | 17.9873 | 60
2021-06-29 17:30 | 17:30 | 20.4073 | 60
2021-06-29 18:00 | 18:00 | 21.1682 | 60
2021-06-29 18:30 | 18:30 | 21.5689 | 60
2021-06-29 19:00 | 19:00 | 20.8489 | 60
2021-06-29 19:30 | 19:30 | 20.0621 | 60
2021-06-29 20:00 | 20:00 | 19.2692 | 60
2021-06-29 20:30 | 20:30 | 18.1652 | 60
2021-06-29 21:00 | 21:00 | 16.9575 | 60
2021-06-29 21:30 | 21:30 | 15.5297 | 60
2021-06-29 22:00 | 22:00 | 14.3981 | 60
2021-06-29 22:30 | 22:30 | 13.5567 | 60
2021-06-29 23:00 | 23:00 | 12.5123 | 60
2021-06-29 23:30 | 23:30 | 11.6123 | 60
2021-06-30 | 0:00 | 10.8417 | 60
2021-06-30 00:30 | 0:30 | 10.1868 | 60
2021-06-30 01:00 | 1:00 | 9.8093 | 60
2021-06-30 01:30 | 1:30 | 9.5304 | 60
2021-06-30 02:00 | 2:00 | 9.5102 | 60
2021-06-30 02:30 | 2:30 | 9.2698 | 60
2021-06-30 03:00 | 3:00 | 9.2113 | 60
2021-06-30 03:30 | 3:30 | 9.3481 | 60
2021-06-30 04:00 | 4:00 | 9.4613 | 60
2021-06-30 04:30 | 4:30 | 10.0033 | 60
2021-06-30 05:00 | 5:00 | 10.5666 | 60
2021-06-30 05:30 | 5:30 | 11.3141 | 60
2021-06-30 06:00 | 6:00 | 11.9818 | 60
2021-06-30 06:30 | 6:30 | 12.6637 | 60
2021-06-30 07:00 | 7:00 | 13.2318 | 60
2021-06-30 07:30 | 7:30 | 13.3253 | 60
2021-06-30 08:00 | 8:00 | 13.7197 | 60
2021-06-30 08:30 | 8:30 | 12.6378 | 60
2021-06-30 09:00 | 9:00 | 11.4638 | 60
2021-06-30 09:30 | 9:30 | 11.375 | 60
2021-06-30 10:00 | 10:00 | 5.2553 | 60
2021-06-30 10:30 | 10:30 | 4.5701 | 60
2021-06-30 11:00 | 11:00 | 3.5852 | 60
2021-06-30 11:30 | 11:30 | 3.6623 | 60
2021-06-30 12:00 | 12:00 | 3.3265 | 60
2021-06-30 12:30 | 12:30 | 3.5182 | 60
2021-06-30 13:00 | 13:00 | 3.6717 | 60
2021-06-30 13:30 | 13:30 | 4.1237 | 60
2021-06-30 14:00 | 14:00 | 4.9421 | 60
2021-06-30 14:30 | 14:30 | 6.3777 | 60
2021-06-30 15:00 | 15:00 | 8.1994 | 60
2021-06-30 15:30 | 15:30 | 10.3272 | 60
2021-06-30 16:00 | 16:00 | 13.0363 | 60
2021-06-30 16:30 | 16:30 | 15.8431 | 60
2021-06-30 17:00 | 17:00 | 18.878 | 60
2021-06-30 17:30 | 17:30 | 21.242 | 60
2021-06-30 18:00 | 18:00 | 21.5529 | 60
2021-06-30 18:30 | 18:30 | 21.2897 | 60
2021-06-30 19:00 | 19:00 | 20.5841 | 60
2021-06-30 19:30 | 19:30 | 19.8515 | 60
2021-06-30 20:00 | 20:00 | 19.0364 | 60
2021-06-30 20:30 | 20:30 | 17.7533 | 60
2021-06-30 21:00 | 21:00 | 16.4525 | 60
2021-06-30 21:30 | 21:30 | 15.3381 | 60
2021-06-30 22:00 | 22:00 | 14.2509 | 60
2021-06-30 22:30 | 22:30 | 13.381 | 60
2021-06-30 23:00 | 23:00 | 12.4107 | 60
2021-07-01 | 0:00 | 10.7091 | 60
2021-07-01 00:30 | 0:30 | 10.196 | 60
2021-07-01 01:00 | 1:00 | 9.8474 | 60
2021-07-01 01:30 | 1:30 | 9.5416 | 60
2021-07-01 02:00 | 2:00 | 9.4075 | 60
2021-07-01 02:30 | 2:30 | 9.2754 | 60
2021-07-01 03:00 | 3:00 | 9.3952 | 60
2021-07-01 03:30 | 3:30 | 9.3082 | 60
2021-07-01 04:00 | 4:00 | 9.4881 | 60
2021-07-01 04:30 | 4:30 | 9.9753 | 60
2021-07-01 05:00 | 5:00 | 10.6543 | 60
2021-07-01 05:30 | 5:30 | 11.0947 | 60
2021-07-01 06:00 | 6:00 | 11.9966 | 60
2021-07-01 06:30 | 6:30 | 12.8407 | 60
2021-07-01 07:00 | 7:00 | 12.9234 | 60
2021-07-01 07:30 | 7:30 | 11.8935 | 60
2021-07-01 08:00 | 8:00 | 13.5466 | 60
2021-07-01 08:30 | 8:30 | 14.1165 | 60
2021-07-01 09:00 | 9:00 | 12.2223 | 60
2021-07-01 09:30 | 9:30 | 12.6964 | 60
2021-07-01 10:00 | 10:00 | 10.482 | 60
2021-07-01 10:30 | 10:30 | 10.8513 | 60
2021-07-01 11:00 | 11:00 | 12.5013 | 60
2021-07-01 11:30 | 11:30 | 9.6393 | 60
2021-07-01 12:00 | 12:00 | 9.6276 | 60
2021-07-01 12:30 | 12:30 | 11.9289 | 60
2021-07-01 13:00 | 13:00 | 11.5206 | 60
2021-07-01 13:30 | 13:30 | 11.4707 | 60
2021-07-01 14:00 | 14:00 | 13.0931 | 60
2021-07-01 14:30 | 14:30 | 12.4602 | 60
2021-07-01 15:00 | 15:00 | 13.1816 | 60
2021-07-01 15:30 | 15:30 | 15.3757 | 60
2021-07-01 16:00 | 16:00 | 17.053 | 60
2021-07-01 16:30 | 16:30 | 18.6788 | 60
2021-07-01 17:00 | 17:00 | 20.974 | 60
2021-07-01 17:30 | 17:30 | 22.2502 | 60
2021-07-01 18:00 | 18:00 | 22.2263 | 60
2021-07-01 18:30 | 18:30 | 21.7778 | 60
2021-07-01 19:00 | 19:00 | 20.915 | 60
2021-07-01 19:30 | 19:30 | 19.8373 | 60
2021-07-01 20:00 | 20:00 | 18.913 | 60
2021-07-01 20:30 | 20:30 | 17.9315 | 60
2021-07-01 21:00 | 21:00 | 16.8394 | 60
2021-07-01 21:30 | 21:30 | 15.6878 | 60
2021-07-01 22:00 | 22:00 | 14.4389 | 60
2021-07-01 22:30 | 22:30 | 13.5911 | 60
2021-07-01 23:00 | 23:00 | 12.5451 | 60
2021-07-01 23:30 | 23:30 | 11.6563 | 60
2021-07-02 | 0:00 | 10.8993 | 60
2021-07-02 00:30 | 0:30 | 10.3126 | 60
2021-07-02 01:00 | 1:00 | 9.8964 | 60
2021-07-02 01:30 | 1:30 | 9.643 | 60
2021-07-02 02:00 | 2:00 | 9.4397 | 60
2021-07-02 02:30 | 2:30 | 9.3655 | 60
2021-07-02 03:00 | 3:00 | 9.2048 | 60
2021-07-02 03:30 | 3:30 | 9.1851 | 60
2021-07-02 04:00 | 4:00 | 9.3287 | 60
2021-07-02 04:30 | 4:30 | 9.536 | 60
2021-07-02 05:00 | 5:00 | 10.0706 | 60
2021-07-02 05:30 | 5:30 | 10.5086 | 60
2021-07-02 06:00 | 6:00 | 11.233 | 60
2021-07-02 06:30 | 6:30 | 12.0398 | 60
2021-07-02 07:00 | 7:00 | 12.5678 | 60
2021-07-02 07:30 | 7:30 | 11.8988 | 60
2021-07-02 08:00 | 8:00 | 10.9907 | 60
2021-07-02 08:30 | 8:30 | 10.538 | 60
2021-07-02 09:00 | 9:00 | 10.2049 | 60
2021-07-02 09:30 | 9:30 | 8.4854 | 60
2021-07-02 10:00 | 10:00 | 4.6348 | 60
2021-07-02 10:30 | 10:30 | 5.0879 | 60
2021-07-02 11:00 | 11:00 | 7.6396 | 60
2021-07-02 11:30 | 11:30 | 6.7967 | 60
2021-07-02 12:00 | 12:00 | 5.157 | 60
2021-07-02 12:30 | 12:30 | 7.0279 | 60
2021-07-02 13:00 | 13:00 | 6.7707 | 60
2021-07-02 13:30 | 13:30 | 10.5132 | 60
2021-07-02 14:00 | 14:00 | 13.9327 | 60
2021-07-02 14:30 | 14:30 | 13.5826 | 60
2021-07-02 15:00 | 15:00 | 13.267 | 60
2021-07-02 15:30 | 15:30 | 12.6418 | 60
2021-07-02 16:00 | 16:00 | 14.566 | 60
2021-07-02 16:30 | 16:30 | 16.2814 | 60
2021-07-02 17:00 | 17:00 | 18.3666 | 60
2021-07-02 17:30 | 17:30 | 19.7996 | 60
2021-07-02 18:00 | 18:00 | 19.8171 | 60
2021-07-02 18:30 | 18:30 | 19.5635 | 60
2021-07-02 19:00 | 19:00 | 18.7798 | 60
2021-07-02 19:30 | 19:30 | 18.1728 | 60
2021-07-02 20:00 | 20:00 | 17.7133 | 60
2021-07-02 20:30 | 20:30 | 17.0183 | 60
2021-07-02 21:00 | 21:00 | 16.1477 | 60
2021-07-02 21:30 | 21:30 | 14.9835 | 60
2021-07-02 22:00 | 22:00 | 14.1204 | 60
2021-07-02 22:30 | 22:30 | 13.593 | 60
2021-07-02 23:00 | 23:00 | 12.5039 | 60
2021-07-02 23:30 | 23:30 | 11.6908 | 60
2021-07-03 | 0:00 | 10.876 | 60
2021-07-03 00:30 | 0:30 | 10.2947 | 60
2021-07-03 01:00 | 1:00 | 9.8863 | 60
2021-07-03 01:30 | 1:30 | 9.6046 | 60
2021-07-03 02:00 | 2:00 | 9.3654 | 60
2021-07-03 02:30 | 2:30 | 9.3382 | 60
2021-07-03 03:00 | 3:00 | 9.0995 | 60
2021-07-03 03:30 | 3:30 | 8.8704 | 60
2021-07-03 04:00 | 4:00 | 9.0754 | 60
2021-07-03 04:30 | 4:30 | 9.0397 | 60
2021-07-03 05:00 | 5:00 | 9.3392 | 60
2021-07-03 05:30 | 5:30 | 9.5637 | 60
2021-07-03 06:00 | 6:00 | 10.0246 | 60
2021-07-03 06:30 | 6:30 | 10.5178 | 60
2021-07-03 07:00 | 7:00 | 11.4196 | 60
2021-07-03 07:30 | 7:30 | 12.4051 | 60
2021-07-03 08:00 | 8:00 | 13.5143 | 60
2021-07-03 08:30 | 8:30 | 14.709 | 60
2021-07-03 09:00 | 9:00 | 15.4648 | 60
2021-07-03 09:30 | 9:30 | 16.0415 | 60
2021-07-03 10:00 | 10:00 | 16.308 | 60
2021-07-03 10:30 | 10:30 | 16.1719 | 60
2021-07-03 11:00 | 11:00 | 16.4718 | 60
2021-07-03 11:30 | 11:30 | 16.747 | 60
2021-07-03 12:00 | 12:00 | 16.9204 | 60
2021-07-03 12:30 | 12:30 | 16.823 | 60
2021-07-03 13:00 | 13:00 | 16.1667 | 60
2021-07-03 13:30 | 13:30 | 15.8504 | 60
2021-07-03 14:00 | 14:00 | 15.541 | 60
2021-07-03 14:30 | 14:30 | 16.0094 | 60
2021-07-03 15:00 | 15:00 | 16.3821 | 60
2021-07-03 15:30 | 15:30 | 16.1959 | 60
2021-07-03 16:00 | 16:00 | 17.1593 | 60
2021-07-03 16:30 | 16:30 | 18.1645 | 60
2021-07-03 17:00 | 17:00 | 19.7688 | 60
2021-07-03 17:30 | 17:30 | 20.7577 | 60
2021-07-03 18:00 | 18:00 | 20.7258 | 60
2021-07-03 18:30 | 18:30 | 20.3911 | 60
2021-07-03 19:00 | 19:00 | 19.5694 | 60
2021-07-03 19:30 | 19:30 | 18.7842 | 60
2021-07-03 20:00 | 20:00 | 18.0976 | 60
2021-07-03 20:30 | 20:30 | 17.4233 | 60
2021-07-03 21:00 | 21:00 | 16.2487 | 60
2021-07-03 21:30 | 21:30 | 15.4066 | 60
2021-07-03 22:00 | 22:00 | 14.629 | 60
2021-07-03 22:30 | 22:30 | 14.1407 | 60
2021-07-03 23:00 | 23:00 | 13.1974 | 60
2021-07-03 23:30 | 23:30 | 12.1358 | 60
2021-07-04 | 0:00 | 11.4733 | 60
2021-07-04 00:30 | 0:30 | 10.7043 | 60
2021-07-04 01:00 | 1:00 | 10.28 | 60
2021-07-04 01:30 | 1:30 | 10.0437 | 60
2021-07-04 02:00 | 2:00 | 9.6487 | 60
2021-07-04 02:30 | 2:30 | 9.4282 | 60
2021-07-04 03:00 | 3:00 | 9.3492 | 60
2021-07-04 03:30 | 3:30 | 9.3399 | 60
2021-07-04 04:00 | 4:00 | 9.3475 | 60
2021-07-04 04:30 | 4:30 | 9.3484 | 60
2021-07-04 05:00 | 5:00 | 9.7452 | 60
2021-07-04 05:30 | 5:30 | 9.8886 | 60
2021-07-04 06:00 | 6:00 | 10.5734 | 60
2021-07-04 06:30 | 6:30 | 11.0266 | 60
2021-07-04 07:00 | 7:00 | 11.3776 | 60
2021-07-04 07:30 | 7:30 | 10.7089 | 60
2021-07-04 08:00 | 8:00 | 9.6208 | 60
2021-07-04 08:30 | 8:30 | 8.412 | 60
2021-07-04 09:00 | 9:00 | 7.3019 | 60
2021-07-04 09:30 | 9:30 | 8.5948 | 60
2021-07-04 10:00 | 10:00 | 9.2192 | 60
2021-07-04 10:30 | 10:30 | 7.2336 | 60
2021-07-04 11:00 | 11:00 | 4.6038 | 60
2021-07-04 11:30 | 11:30 | 8.5605 | 60
2021-07-04 12:00 | 12:00 | 3.6762 | 60
2021-07-04 12:30 | 12:30 | 3.8044 | 60
2021-07-04 13:00 | 13:00 | 7.0253 | 60
2021-07-04 13:30 | 13:30 | 9.5567 | 60
2021-07-04 14:00 | 14:00 | 10.7856 | 60
2021-07-04 14:30 | 14:30 | 12.2209 | 60
2021-07-04 15:00 | 15:00 | 12.2382 | 60
2021-07-04 15:30 | 15:30 | 11.2599 | 60
2021-07-04 16:00 | 16:00 | 13.784 | 60
2021-07-04 16:30 | 16:30 | 16.5744 | 60
2021-07-04 17:00 | 17:00 | 19.1302 | 60
2021-07-04 17:30 | 17:30 | 21.3913 | 60
2021-07-04 18:00 | 18:00 | 21.5705 | 60
2021-07-04 18:30 | 18:30 | 21.31 | 60
2021-07-04 19:00 | 19:00 | 20.4367 | 60
2021-07-04 19:30 | 19:30 | 19.8272 | 60
2021-07-04 20:00 | 20:00 | 19.13 | 60
2021-07-04 20:30 | 20:30 | 18.1496 | 60
2021-07-04 21:00 | 21:00 | 17.1154 | 60
2021-07-04 21:30 | 21:30 | 15.9576 | 60
2021-07-04 22:00 | 22:00 | 14.8012 | 60
2021-07-04 22:30 | 22:30 | 13.9574 | 60
2021-07-04 23:00 | 23:00 | 12.7939 | 60
2021-07-04 23:30 | 23:30 | 11.8652 | 60
2021-07-05 | 0:00 | 11.0998 | 60
2021-07-05 00:30 | 0:30 | 10.479 | 60
2021-07-05 01:00 | 1:00 | 10.1946 | 60
2021-07-05 01:30 | 1:30 | 9.8621 | 60
2021-07-05 02:00 | 2:00 | 9.6268 | 60
2021-07-05 02:30 | 2:30 | 9.6656 | 60
2021-07-05 03:00 | 3:00 | 9.6673 | 60
2021-07-05 03:30 | 3:30 | 9.6802 | 60
2021-07-05 04:00 | 4:00 | 9.9708 | 60
2021-07-05 04:30 | 4:30 | 10.4305 | 60
2021-07-05 05:00 | 5:00 | 11.2968 | 60
2021-07-05 05:30 | 5:30 | 12.2266 | 60
2021-07-05 06:00 | 6:00 | 13.6041 | 60
2021-07-05 06:30 | 6:30 | 14.5415 | 60
2021-07-05 07:00 | 7:00 | 15.0069 | 60
2021-07-05 07:30 | 7:30 | 13.3072 | 60
2021-07-05 08:00 | 8:00 | 12.9913 | 60
2021-07-05 08:30 | 8:30 | 11.3675 | 60
2021-07-05 09:00 | 9:00 | 10.4249 | 60
2021-07-05 09:30 | 9:30 | 6.9479 | 60
2021-07-05 10:00 | 10:00 | 3.9002 | 60
2021-07-05 10:30 | 10:30 | 3.1906 | 60
2021-07-05 11:00 | 11:00 | 3.0625 | 60
2021-07-05 11:30 | 11:30 | 3.1489 | 60
2021-07-05 12:00 | 12:00 | 4.214 | 60
2021-07-05 12:30 | 12:30 | 5.0528 | 60
2021-07-05 13:00 | 13:00 | 2.7542 | 60
2021-07-05 13:30 | 13:30 | 3.9442 | 60
2021-07-05 14:00 | 14:00 | 4.4289 | 60
2021-07-05 14:30 | 14:30 | 6.3906 | 60
2021-07-05 15:00 | 15:00 | 9.469 | 60
2021-07-05 15:30 | 15:30 | 10.5272 | 60
2021-07-05 16:00 | 16:00 | 12.3082 | 60
2021-07-05 16:30 | 16:30 | 15.8539 | 60
2021-07-05 17:00 | 17:00 | 19.5765 | 60
2021-07-05 17:30 | 17:30 | 22.6686 | 60
2021-07-05 18:00 | 18:00 | 23.4922 | 60
2021-07-05 18:30 | 18:30 | 23.4106 | 60
2021-07-05 19:00 | 19:00 | 23.0904 | 60
2021-07-05 19:30 | 19:30 | 22.6804 | 60
2021-07-05 20:00 | 20:00 | 21.807 | 60
2021-07-05 20:30 | 20:30 | 20.6966 | 60
2021-07-05 21:00 | 21:00 | 19.3175 | 60
2021-07-05 21:30 | 21:30 | 17.7247 | 60
2021-07-05 22:00 | 22:00 | 16.251 | 60
2021-07-05 22:30 | 22:30 | 15.1301 | 60
2021-07-05 23:00 | 23:00 | 13.9962 | 60
2021-07-05 23:30 | 23:30 | 12.6872 | 60
2021-07-06 | 0:00 | 11.9522 | 60
2021-07-06 00:30 | 0:30 | 11.152 | 60
2021-07-06 01:00 | 1:00 | 10.6799 | 60
2021-07-06 01:30 | 1:30 | 10.5517 | 60
2021-07-06 02:00 | 2:00 | 10.2038 | 60
2021-07-06 02:30 | 2:30 | 10.0362 | 60
2021-07-06 03:00 | 3:00 | 10.0828 | 60
2021-07-06 03:30 | 3:30 | 10.2104 | 60
2021-07-06 04:00 | 4:00 | 10.3946 | 60
2021-07-06 04:30 | 4:30 | 11.1579 | 60
2021-07-06 05:00 | 5:00 | 12.0996 | 60
2021-07-06 05:30 | 5:30 | 13.0506 | 60
2021-07-06 06:00 | 6:00 | 14.5768 | 60
2021-07-06 06:30 | 6:30 | 16.0028 | 60
2021-07-06 07:00 | 7:00 | 16.5233 | 60
2021-07-06 07:30 | 7:30 | 16.2764 | 60
2021-07-06 08:00 | 8:00 | 14.1322 | 60
2021-07-06 08:30 | 8:30 | 12.2312 | 60
2021-07-06 09:00 | 9:00 | 10.1382 | 60
2021-07-06 09:30 | 9:30 | 7.9614 | 60
2021-07-06 10:00 | 10:00 | 5.4573 | 60
2021-07-06 10:30 | 10:30 | 4.2191 | 60
2021-07-06 11:00 | 11:00 | 2.873 | 60
2021-07-06 11:30 | 11:30 | 5.3705 | 60
2021-07-06 12:00 | 12:00 | 3.0364 | 60
2021-07-06 12:30 | 12:30 | 4.3376 | 60
2021-07-06 13:00 | 13:00 | 3.6088 | 60
2021-07-06 13:30 | 13:30 | 4.6897 | 60
2021-07-06 14:00 | 14:00 | 5.0481 | 60
2021-07-06 14:30 | 14:30 | 6.0009 | 60
2021-07-06 15:00 | 15:00 | 10.3354 | 60
2021-07-06 15:30 | 15:30 | 11.1172 | 60
2021-07-06 16:00 | 16:00 | 13.1241 | 60
2021-07-06 16:30 | 16:30 | 15.5754 | 60
2021-07-06 17:00 | 17:00 | 19.1679 | 60
2021-07-06 17:30 | 17:30 | 21.9275 | 60
2021-07-06 18:00 | 18:00 | 23.0615 | 60
2021-07-06 18:30 | 18:30 | 23.3281 | 60
2021-07-06 19:00 | 19:00 | 23.0717 | 60
2021-07-06 19:30 | 19:30 | 22.5463 | 60
2021-07-06 20:00 | 20:00 | 21.9328 | 60
2021-07-06 20:30 | 20:30 | 20.7761 | 60
2021-07-06 21:00 | 21:00 | 19.3376 | 60
2021-07-06 21:30 | 21:30 | 18.1644 | 60
2021-07-06 22:00 | 22:00 | 16.4811 | 60
2021-07-06 22:30 | 22:30 | 15.2467 | 60
2021-07-06 23:00 | 23:00 | 13.9113 | 60
2021-07-06 23:30 | 23:30 | 12.8629 | 60
2021-07-07 | 0:00 | 11.9315 | 60
2021-07-07 00:30 | 0:30 | 11.3079 | 60
2021-07-07 01:00 | 1:00 | 10.88 | 60
2021-07-07 01:30 | 1:30 | 10.6084 | 60
2021-07-07 02:00 | 2:00 | 10.4426 | 60
2021-07-07 02:30 | 2:30 | 10.3912 | 60
2021-07-07 03:00 | 3:00 | 10.408 | 60
2021-07-07 03:30 | 3:30 | 10.2069 | 60
2021-07-07 04:00 | 4:00 | 10.6928 | 60
2021-07-07 04:30 | 4:30 | 11.485 | 60
2021-07-07 05:00 | 5:00 | 12.6278 | 60
2021-07-07 05:30 | 5:30 | 13.8011 | 60
2021-07-07 06:00 | 6:00 | 15.4706 | 60
2021-07-07 06:30 | 6:30 | 17.087 | 60
2021-07-07 07:00 | 7:00 | 17.2965 | 60
2021-07-07 07:30 | 7:30 | 13.5638 | 60
2021-07-07 08:00 | 8:00 | 11.2962 | 60
2021-07-07 08:30 | 8:30 | 9.6556 | 60
2021-07-07 09:00 | 9:00 | 9.6419 | 60
2021-07-07 09:30 | 9:30 | 9.6419 | 60
2021-07-07 10:00 | 10:00 | 9.6419 | 60
2021-07-07 10:30 | 10:30 | 7.5756 | 60
2021-07-07 11:00 | 11:00 | 2.3602 | 60
2021-07-07 11:30 | 11:30 | 2.196 | 60
2021-07-07 12:00 | 12:00 | 2.1743 | 60
2021-07-07 12:30 | 12:30 | 2.2362 | 60
2021-07-07 13:00 | 13:00 | 2.3614 | 60
2021-07-07 13:30 | 13:30 | 2.8158 | 60
2021-07-07 14:00 | 14:00 | 3.5274 | 60
2021-07-07 14:30 | 14:30 | 5.0498 | 60
2021-07-07 15:00 | 15:00 | 7.0839 | 60
2021-07-07 15:30 | 15:30 | 9.7087 | 60
2021-07-07 16:00 | 16:00 | 12.7072 | 60
2021-07-07 16:30 | 16:30 | 15.5186 | 60
2021-07-07 17:00 | 17:00 | 18.9059 | 60
2021-07-07 17:30 | 17:30 | 21.9086 | 60
2021-07-07 18:00 | 18:00 | 22.6295 | 60
2021-07-07 18:30 | 18:30 | 22.9811 | 60
2021-07-07 19:00 | 19:00 | 22.9547 | 60
2021-07-07 19:30 | 19:30 | 22.4645 | 60
2021-07-07 20:00 | 20:00 | 21.8987 | 60
2021-07-07 20:30 | 20:30 | 20.7224 | 60
2021-07-07 21:00 | 21:00 | 19.5229 | 60
2021-07-07 21:30 | 21:30 | 18.0624 | 60
2021-07-07 22:00 | 22:00 | 16.7647 | 60
2021-07-07 22:30 | 22:30 | 15.5472 | 60
2021-07-07 23:00 | 23:00 | 14.0324 | 60
2021-07-07 23:30 | 23:30 | 12.8458 | 60
2021-07-08 | 0:00 | 11.9601 | 60
2021-07-08 00:30 | 0:30 | 11.2829 | 60
2021-07-08 01:00 | 1:00 | 10.8216 | 60
2021-07-08 01:30 | 1:30 | 10.6161 | 60
2021-07-08 02:00 | 2:00 | 10.2178 | 60
2021-07-08 02:30 | 2:30 | 10.0123 | 60
2021-07-08 03:00 | 3:00 | 10.0618 | 60
2021-07-08 03:30 | 3:30 | 10.0743 | 60
2021-07-08 04:00 | 4:00 | 10.4209 | 60
2021-07-08 04:30 | 4:30 | 11.0541 | 60
2021-07-08 05:00 | 5:00 | 12.1195 | 60
2021-07-08 05:30 | 5:30 | 13.1482 | 60
2021-07-08 06:00 | 6:00 | 14.5143 | 60
2021-07-08 06:30 | 6:30 | 15.6687 | 60
2021-07-08 07:00 | 7:00 | 15.7895 | 60
2021-07-08 07:30 | 7:30 | 14.3634 | 60
2021-07-08 08:00 | 8:00 | 13.1513 | 60
2021-07-08 08:30 | 8:30 | 10.9278 | 60
2021-07-08 09:00 | 9:00 | 8.9604 | 60
2021-07-08 09:30 | 9:30 | 7.5859 | 60
2021-07-08 10:00 | 10:00 | 7.8988 | 60
2021-07-08 10:30 | 10:30 | 6.7998 | 60
2021-07-08 11:00 | 11:00 | 6.2844 | 60
2021-07-08 11:30 | 11:30 | 4.2012 | 60
2021-07-08 12:00 | 12:00 | 4.8049 | 60
2021-07-08 12:30 | 12:30 | 6.7281 | 60
2021-07-08 13:00 | 13:00 | 7.7826 | 60
2021-07-08 13:30 | 13:30 | 8.527 | 60
2021-07-08 14:00 | 14:00 | 10.1541 | 60
2021-07-08 14:30 | 14:30 | 12.262 | 60
2021-07-08 15:00 | 15:00 | 14.2351 | 60
2021-07-08 15:30 | 15:30 | 14.7652 | 60
2021-07-08 16:00 | 16:00 | 15.6464 | 60
2021-07-08 16:30 | 16:30 | 16.462 | 60
2021-07-08 17:00 | 17:00 | 19.1418 | 60
2021-07-08 17:30 | 17:30 | 21.3032 | 60
2021-07-08 18:00 | 18:00 | 22.1943 | 60
2021-07-08 18:30 | 18:30 | 22.4209 | 60
2021-07-08 19:00 | 19:00 | 21.7844 | 60
2021-07-08 19:30 | 19:30 | 21.0267 | 60
2021-07-08 20:00 | 20:00 | 20.3833 | 60
2021-07-08 20:30 | 20:30 | 19.3521 | 60
2021-07-08 21:00 | 21:00 | 18.1618 | 60
2021-07-08 21:30 | 21:30 | 16.8786 | 60
2021-07-08 22:00 | 22:00 | 15.5618 | 60
2021-07-08 22:30 | 22:30 | 14.4969 | 60
2021-07-08 23:00 | 23:00 | 13.2821 | 60
2021-07-08 23:30 | 23:30 | 12.2231 | 60
2021-07-09 | 0:00 | 11.2986 | 60
2021-07-09 00:30 | 0:30 | 10.6308 | 60
2021-07-09 01:00 | 1:00 | 10.3064 | 60
2021-07-09 01:30 | 1:30 | 9.8462 | 60
2021-07-09 02:00 | 2:00 | 9.6469 | 60
2021-07-09 02:30 | 2:30 | 9.457 | 60
2021-07-09 03:00 | 3:00 | 9.3934 | 60
2021-07-09 03:30 | 3:30 | 9.4943 | 60
2021-07-09 04:00 | 4:00 | 9.8228 | 60
2021-07-09 04:30 | 4:30 | 10.1097 | 60
2021-07-09 05:00 | 5:00 | 10.6733 | 60
2021-07-09 05:30 | 5:30 | 11.1865 | 60
2021-07-09 06:00 | 6:00 | 12.1622 | 60
2021-07-09 06:30 | 6:30 | 13.0256 | 60
2021-07-09 07:00 | 7:00 | 14.0581 | 60
2021-07-09 07:30 | 7:30 | 14.4164 | 60
2021-07-09 08:00 | 8:00 | 14.2973 | 60
2021-07-09 08:30 | 8:30 | 13.6888 | 60
2021-07-09 09:00 | 9:00 | 14.0413 | 60
2021-07-09 09:30 | 9:30 | 14.3956 | 60
2021-07-09 10:00 | 10:00 | 12.0436 | 60
2021-07-09 10:30 | 10:30 | 11.3738 | 60
2021-07-09 11:00 | 11:00 | 12.6702 | 60
2021-07-09 11:30 | 11:30 | 13.0518 | 60
2021-07-09 12:00 | 12:00 | 11.8109 | 60
2021-07-09 12:30 | 12:30 | 10.9421 | 60
2021-07-09 13:00 | 13:00 | 9.4398 | 60
2021-07-09 13:30 | 13:30 | 10.1574 | 60
2021-07-09 14:00 | 14:00 | 11.9401 | 60
2021-07-09 14:30 | 14:30 | 8.1219 | 60
2021-07-09 15:00 | 15:00 | 8.23 | 60
2021-07-09 15:30 | 15:30 | 10.0195 | 60
2021-07-09 16:00 | 16:00 | 12.5011 | 60
2021-07-09 16:30 | 16:30 | 15.0412 | 60
2021-07-09 17:00 | 17:00 | 17.8537 | 60
2021-07-09 17:30 | 17:30 | 20.1667 | 60
2021-07-09 18:00 | 18:00 | 20.9839 | 60
2021-07-09 18:30 | 18:30 | 20.9191 | 60
2021-07-09 19:00 | 19:00 | 20.7434 | 60
2021-07-09 19:30 | 19:30 | 20.1667 | 60
2021-07-09 20:00 | 20:00 | 19.8034 | 60
2021-07-09 20:30 | 20:30 | 19.0618 | 60
2021-07-09 21:00 | 21:00 | 18.1826 | 60
2021-07-09 21:30 | 21:30 | 17.156 | 60
2021-07-09 22:00 | 22:00 | 16.1708 | 60
2021-07-09 22:30 | 22:30 | 15.1357 | 60
2021-07-09 23:00 | 23:00 | 14.0359 | 60
2021-07-09 23:30 | 23:30 | 13.0085 | 60
2021-07-10 | 0:00 | 12.0042 | 60
2021-07-10 00:30 | 0:30 | 11.3186 | 60
2021-07-10 01:00 | 1:00 | 10.8859 | 60
2021-07-10 01:30 | 1:30 | 10.5705 | 60
2021-07-10 02:00 | 2:00 | 10.2981 | 60
2021-07-10 02:30 | 2:30 | 10.1146 | 60
2021-07-10 03:00 | 3:00 | 10.0176 | 60
2021-07-10 03:30 | 3:30 | 9.9138 | 60
2021-07-10 04:00 | 4:00 | 10.101 | 60
2021-07-10 04:30 | 4:30 | 10.2443 | 60
2021-07-10 05:00 | 5:00 | 10.6609 | 60
2021-07-10 05:30 | 5:30 | 11.2004 | 60
2021-07-10 06:00 | 6:00 | 12.142 | 60
2021-07-10 06:30 | 6:30 | 12.9338 | 60
2021-07-10 07:00 | 7:00 | 13.0989 | 60
2021-07-10 07:30 | 7:30 | 12.0495 | 60
2021-07-10 08:00 | 8:00 | 10.7923 | 60
2021-07-10 08:30 | 8:30 | 9.1901 | 60
2021-07-10 09:00 | 9:00 | 7.5767 | 60
2021-07-10 09:30 | 9:30 | 6.1263 | 60
2021-07-10 10:00 | 10:00 | 4.6955 | 60
2021-07-10 10:30 | 10:30 | 3.7527 | 60
2021-07-10 11:00 | 11:00 | 2.9792 | 60
2021-07-10 11:30 | 11:30 | 2.6794 | 60
2021-07-10 12:00 | 12:00 | 2.6982 | 60
2021-07-10 12:30 | 12:30 | 2.7588 | 60
2021-07-10 13:00 | 13:00 | 3.0233 | 60
2021-07-10 13:30 | 13:30 | 3.6405 | 60
2021-07-10 14:00 | 14:00 | 4.5545 | 60
2021-07-10 14:30 | 14:30 | 5.9455 | 60
2021-07-10 15:00 | 15:00 | 7.731 | 60
2021-07-10 15:30 | 15:30 | 9.7877 | 60
2021-07-10 16:00 | 16:00 | 12.5666 | 60
2021-07-10 16:30 | 16:30 | 15.8152 | 60
2021-07-10 17:00 | 17:00 | 18.4166 | 60
2021-07-10 17:30 | 17:30 | 20.3952 | 60
2021-07-10 18:00 | 18:00 | 21.1565 | 60
2021-07-10 18:30 | 18:30 | 21.1103 | 60
2021-07-10 19:00 | 19:00 | 20.5453 | 60
2021-07-10 19:30 | 19:30 | 20.0069 | 60
2021-07-10 20:00 | 20:00 | 19.4047 | 60
2021-07-10 20:30 | 20:30 | 18.7585 | 60
2021-07-10 21:00 | 21:00 | 18.2299 | 60
2021-07-10 21:30 | 21:30 | 17.2224 | 60
2021-07-10 22:00 | 22:00 | 16.1634 | 60
2021-07-10 22:30 | 22:30 | 15.6521 | 60
2021-07-10 23:00 | 23:00 | 14.4427 | 60
2021-07-10 23:30 | 23:30 | 13.4622 | 60
2021-07-11 | 0:00 | 12.5442 | 60
2021-07-11 00:30 | 0:30 | 11.8073 | 60
2021-07-11 01:00 | 1:00 | 11.2733 | 60
2021-07-11 01:30 | 1:30 | 10.9244 | 60
2021-07-11 02:00 | 2:00 | 10.4327 | 60
2021-07-11 02:30 | 2:30 | 10.3198 | 60
2021-07-11 03:00 | 3:00 | 10.1511 | 60
2021-07-11 03:30 | 3:30 | 10.0468 | 60
2021-07-11 04:00 | 4:00 | 10.0944 | 60
2021-07-11 04:30 | 4:30 | 10.3407 | 60
2021-07-11 05:00 | 5:00 | 10.6944 | 60
2021-07-11 05:30 | 5:30 | 11.1373 | 60
2021-07-11 06:00 | 6:00 | 11.8425 | 60
2021-07-11 06:30 | 6:30 | 12.8539 | 60
2021-07-11 07:00 | 7:00 | 13.1457 | 60
2021-07-11 07:30 | 7:30 | 12.4507 | 60
2021-07-11 08:00 | 8:00 | 11.2015 | 60
2021-07-11 08:30 | 8:30 | 9.6071 | 60
2021-07-11 09:00 | 9:00 | 9.1542 | 60
2021-07-11 09:30 | 9:30 | 9.8107 | 60
2021-07-11 10:00 | 10:00 | 6.126 | 60
2021-07-11 10:30 | 10:30 | 4.5054 | 60
2021-07-11 11:00 | 11:00 | 3.6714 | 60
2021-07-11 11:30 | 11:30 | 3.2452 | 60
2021-07-11 12:00 | 12:00 | 3.2711 | 60
2021-07-11 12:30 | 12:30 | 3.1758 | 60
2021-07-11 13:00 | 13:00 | 3.3791 | 60
2021-07-11 13:30 | 13:30 | 4.0183 | 60
2021-07-11 14:00 | 14:00 | 5.1868 | 60
2021-07-11 14:30 | 14:30 | 6.5909 | 60
2021-07-11 15:00 | 15:00 | 8.3615 | 60
2021-07-11 15:30 | 15:30 | 10.8436 | 60
2021-07-11 16:00 | 16:00 | 13.2525 | 60
2021-07-11 16:30 | 16:30 | 16.2748 | 60
2021-07-11 17:00 | 17:00 | 19.7736 | 60
2021-07-11 17:30 | 17:30 | 22.0119 | 60
2021-07-11 18:00 | 18:00 | 22.4265 | 60
2021-07-11 18:30 | 18:30 | 22.0922 | 60
2021-07-11 19:00 | 19:00 | 21.2755 | 60
2021-07-11 19:30 | 19:30 | 20.6202 | 60
2021-07-11 20:00 | 20:00 | 20.15 | 60
2021-07-11 20:30 | 20:30 | 19.0071 | 60
2021-07-11 21:00 | 21:00 | 17.9946 | 60
2021-07-11 21:30 | 21:30 | 16.5582 | 60
2021-07-11 22:00 | 22:00 | 15.2013 | 60
2021-07-11 22:30 | 22:30 | 14.3595 | 60
2021-07-11 23:00 | 23:00 | 13.2487 | 60
2021-07-11 23:30 | 23:30 | 12.139 | 60
2021-07-12 | 0:00 | 11.3825 | 60
2021-07-12 00:30 | 0:30 | 10.8645 | 60
2021-07-12 01:00 | 1:00 | 10.4668 | 60
2021-07-12 01:30 | 1:30 | 10.2928 | 60
2021-07-12 02:00 | 2:00 | 10.1641 | 60
2021-07-12 02:30 | 2:30 | 9.9784 | 60
2021-07-12 03:00 | 3:00 | 10.0194 | 60
2021-07-12 03:30 | 3:30 | 9.9972 | 60
2021-07-12 04:00 | 4:00 | 10.5206 | 60
2021-07-12 04:30 | 4:30 | 11.1407 | 60
2021-07-12 05:00 | 5:00 | 12.5395 | 60
2021-07-12 05:30 | 5:30 | 13.8095 | 60
2021-07-12 06:00 | 6:00 | 15.9028 | 60
2021-07-12 06:30 | 6:30 | 17.7717 | 60
2021-07-12 07:00 | 7:00 | 17.8672 | 60
2021-07-12 07:30 | 7:30 | 16.0068 | 60
2021-07-12 08:00 | 8:00 | 15.0756 | 60
2021-07-12 08:30 | 8:30 | 11.1496 | 60
2021-07-12 09:00 | 9:00 | 7.7335 | 60
2021-07-12 09:30 | 9:30 | 5.3382 | 60
2021-07-12 10:00 | 10:00 | 5.2751 | 60
2021-07-12 10:30 | 10:30 | 4.5674 | 60
2021-07-12 11:00 | 11:00 | 2.7879 | 60
2021-07-12 11:30 | 11:30 | 3.1241 | 60
2021-07-12 12:00 | 12:00 | 4.5253 | 60
2021-07-12 12:30 | 12:30 | 5.736 | 60
2021-07-12 13:00 | 13:00 | 2.8589 | 60
2021-07-12 13:30 | 13:30 | 3.2003 | 60
2021-07-12 14:00 | 14:00 | 4.0063 | 60
2021-07-12 14:30 | 14:30 | 5.3985 | 60
2021-07-12 15:00 | 15:00 | 8.44 | 60
2021-07-12 15:30 | 15:30 | 11.3624 | 60
2021-07-12 16:00 | 16:00 | 13.4896 | 60
2021-07-12 16:30 | 16:30 | 16.5998 | 60
2021-07-12 17:00 | 17:00 | 19.959 | 60
2021-07-12 17:30 | 17:30 | 22.8292 | 60
2021-07-12 18:00 | 18:00 | 23.2628 | 60
2021-07-12 18:30 | 18:30 | 23.1898 | 60
2021-07-12 19:00 | 19:00 | 22.5823 | 60
2021-07-12 19:30 | 19:30 | 21.3857 | 60
2021-07-12 20:00 | 20:00 | 20.5448 | 60
2021-07-12 20:30 | 20:30 | 19.5132 | 60
2021-07-12 21:00 | 21:00 | 17.9807 | 60
2021-07-12 21:30 | 21:30 | 16.4099 | 60
2021-07-12 22:00 | 22:00 | 15.001 | 60
2021-07-12 22:30 | 22:30 | 14.0719 | 60
2021-07-12 23:00 | 23:00 | 12.7688 | 60
2021-07-12 23:30 | 23:30 | 11.7301 | 60
2021-07-13 | 0:00 | 11.0914 | 60
2021-07-13 00:30 | 0:30 | 10.4762 | 60
2021-07-13 01:00 | 1:00 | 10.0531 | 60
2021-07-13 01:30 | 1:30 | 10.0176 | 60
2021-07-13 02:00 | 2:00 | 9.8086 | 60
2021-07-13 02:30 | 2:30 | 9.6261 | 60
2021-07-13 03:00 | 3:00 | 9.7712 | 60
2021-07-13 03:30 | 3:30 | 9.826 | 60
2021-07-13 04:00 | 4:00 | 10.2286 | 60
2021-07-13 04:30 | 4:30 | 10.8835 | 60
2021-07-13 05:00 | 5:00 | 12.1475 | 60
2021-07-13 05:30 | 5:30 | 13.4606 | 60
2021-07-13 06:00 | 6:00 | 15.3851 | 60
2021-07-13 06:30 | 6:30 | 17.3975 | 60
2021-07-13 07:00 | 7:00 | 17.6356 | 60
2021-07-13 07:30 | 7:30 | 15.4987 | 60
2021-07-13 08:00 | 8:00 | 11.8668 | 60
2021-07-13 08:30 | 8:30 | 9.0728 | 60
2021-07-13 09:00 | 9:00 | 6.6236 | 60
2021-07-13 09:30 | 9:30 | 4.7349 | 60
2021-07-13 10:00 | 10:00 | 3.5376 | 60
2021-07-13 10:30 | 10:30 | 2.7356 | 60
2021-07-13 11:00 | 11:00 | 2.5469 | 60
2021-07-13 11:30 | 11:30 | 2.6114 | 60
2021-07-13 12:00 | 12:00 | 2.5984 | 60
2021-07-13 12:30 | 12:30 | 2.6386 | 60
2021-07-13 13:00 | 13:00 | 2.7114 | 60
2021-07-13 13:30 | 13:30 | 3.0011 | 60
2021-07-13 14:00 | 14:00 | 4.1241 | 60
2021-07-13 14:30 | 14:30 | 5.1813 | 60
2021-07-13 15:00 | 15:00 | 7.3457 | 60
2021-07-13 15:30 | 15:30 | 9.5308 | 60
2021-07-13 16:00 | 16:00 | 11.7076 | 60
2021-07-13 16:30 | 16:30 | 14.8369 | 60
2021-07-13 17:00 | 17:00 | 18.0034 | 60
2021-07-13 17:30 | 17:30 | 20.7582 | 60
2021-07-13 18:00 | 18:00 | 21.6899 | 60
2021-07-13 18:30 | 18:30 | 22.0568 | 60
2021-07-13 19:00 | 19:00 | 21.6728 | 60
2021-07-13 19:30 | 19:30 | 20.8904 | 60
2021-07-13 20:00 | 20:00 | 20.393 | 60
2021-07-13 20:30 | 20:30 | 19.4941 | 60
2021-07-13 21:00 | 21:00 | 18.1836 | 60
2021-07-13 21:30 | 21:30 | 16.7155 | 60
2021-07-13 22:00 | 22:00 | 15.3725 | 60
2021-07-13 22:30 | 22:30 | 14.2197 | 60
2021-07-13 23:00 | 23:00 | 12.7708 | 60
2021-07-13 23:30 | 23:30 | 11.8371 | 60
2021-07-14 | 0:00 | 10.9434 | 60
2021-07-14 00:30 | 0:30 | 10.4739 | 60
2021-07-14 01:00 | 1:00 | 10.0852 | 60
2021-07-14 01:30 | 1:30 | 9.8419 | 60
2021-07-14 02:00 | 2:00 | 9.8098 | 60
2021-07-14 02:30 | 2:30 | 9.5826 | 60
2021-07-14 03:00 | 3:00 | 9.5701 | 60
2021-07-14 03:30 | 3:30 | 9.6201 | 60
2021-07-14 04:00 | 4:00 | 10.0815 | 60
2021-07-14 04:30 | 4:30 | 10.6682 | 60
2021-07-14 05:00 | 5:00 | 11.9059 | 60
2021-07-14 05:30 | 5:30 | 12.9398 | 60
2021-07-14 06:00 | 6:00 | 14.7489 | 60
2021-07-14 06:30 | 6:30 | 16.314 | 60
2021-07-14 07:00 | 7:00 | 17.222 | 60
2021-07-14 07:30 | 7:30 | 16.4637 | 60
2021-07-14 08:00 | 8:00 | 12.1599 | 60
2021-07-14 08:30 | 8:30 | 9.2484 | 60
2021-07-14 09:00 | 9:00 | 6.6802 | 60
2021-07-14 09:30 | 9:30 | 6.4855 | 60
2021-07-14 10:00 | 10:00 | 5.0931 | 60
2021-07-14 10:30 | 10:30 | 5.2407 | 60
2021-07-14 11:00 | 11:00 | 6.1398 | 60
2021-07-14 11:30 | 11:30 | 4.7977 | 60
2021-07-14 12:00 | 12:00 | 4.1371 | 60
2021-07-14 12:30 | 12:30 | 4.3716 | 60
2021-07-14 13:00 | 13:00 | 5.7709 | 60
2021-07-14 13:30 | 13:30 | 7.9314 | 60
2021-07-14 14:00 | 14:00 | 6.8365 | 60
2021-07-14 14:30 | 14:30 | 5.5393 | 60
2021-07-14 15:00 | 15:00 | 6.3295 | 60
2021-07-14 15:30 | 15:30 | 9.6584 | 60
2021-07-14 16:00 | 16:00 | 12.5379 | 60
2021-07-14 16:30 | 16:30 | 14.9912 | 60
2021-07-14 17:00 | 17:00 | 17.818 | 60
2021-07-14 17:30 | 17:30 | 20.1377 | 60
2021-07-14 18:00 | 18:00 | 20.8848 | 60
2021-07-14 18:30 | 18:30 | 20.9219 | 60
2021-07-14 19:00 | 19:00 | 20.5053 | 60
2021-07-14 19:30 | 19:30 | 19.9543 | 60
2021-07-14 20:00 | 20:00 | 19.0963 | 60
2021-07-14 20:30 | 20:30 | 17.9352 | 60
2021-07-14 21:00 | 21:00 | 16.9359 | 60
2021-07-14 21:30 | 21:30 | 15.7875 | 60
2021-07-14 22:00 | 22:00 | 14.2256 | 60
2021-07-14 22:30 | 22:30 | 13.482 | 60
2021-07-14 23:00 | 23:00 | 12.2523 | 60
2021-07-14 23:30 | 23:30 | 11.2572 | 60
2021-07-15 | 0:00 | 10.4816 | 60
2021-07-15 00:30 | 0:30 | 9.9579 | 60
2021-07-15 01:00 | 1:00 | 9.5139 | 60
2021-07-15 01:30 | 1:30 | 9.1125 | 60
2021-07-15 02:00 | 2:00 | 9.0022 | 60
2021-07-15 02:30 | 2:30 | 9.0049 | 60
2021-07-15 03:00 | 3:00 | 9.0067 | 60
2021-07-15 03:30 | 3:30 | 8.8452 | 60
2021-07-15 04:00 | 4:00 | 9.2402 | 60
2021-07-15 04:30 | 4:30 | 9.6578 | 60
2021-07-15 05:00 | 5:00 | 10.4397 | 60
2021-07-15 05:30 | 5:30 | 11.1481 | 60
2021-07-15 06:00 | 6:00 | 12.4368 | 60
2021-07-15 06:30 | 6:30 | 13.5346 | 60
2021-07-15 07:00 | 7:00 | 14.8521 | 60
2021-07-15 07:30 | 7:30 | 15.188 | 60
2021-07-15 08:00 | 8:00 | 14.2008 | 60
2021-07-15 08:30 | 8:30 | 13.5804 | 60
2021-07-15 09:00 | 9:00 | 13.8883 | 60
2021-07-15 09:30 | 9:30 | 11.9598 | 60
2021-07-15 10:00 | 10:00 | 10.1277 | 60
2021-07-15 10:30 | 10:30 | 10.6158 | 60
2021-07-15 11:00 | 11:00 | 10.9826 | 60
2021-07-15 11:30 | 11:30 | 11.118 | 60
2021-07-15 12:00 | 12:00 | 10.9737 | 60
2021-07-15 12:30 | 12:30 | 10.6368 | 60
2021-07-15 13:00 | 13:00 | 10.7897 | 60
2021-07-15 13:30 | 13:30 | 6.6827 | 60
2021-07-15 14:00 | 14:00 | 7.9238 | 60
2021-07-15 14:30 | 14:30 | 7.0646 | 60
2021-07-15 15:00 | 15:00 | 8.5861 | 60
2021-07-15 15:30 | 15:30 | 9.3533 | 60
2021-07-15 16:00 | 16:00 | 11.3749 | 60
2021-07-15 16:30 | 16:30 | 14.4893 | 60
2021-07-15 17:00 | 17:00 | 16.9212 | 60
2021-07-15 17:30 | 17:30 | 19.1176 | 60
2021-07-15 18:00 | 18:00 | 19.8683 | 60
2021-07-15 18:30 | 18:30 | 19.9613 | 60
2021-07-15 19:00 | 19:00 | 19.6801 | 60
2021-07-15 19:30 | 19:30 | 19.0263 | 60
2021-07-15 20:00 | 20:00 | 18.5577 | 60
2021-07-15 20:30 | 20:30 | 17.5375 | 60
2021-07-15 21:00 | 21:00 | 16.4689 | 60
2021-07-15 21:30 | 21:30 | 15.2063 | 60
2021-07-15 22:00 | 22:00 | 13.9278 | 60
2021-07-15 22:30 | 22:30 | 13.0668 | 60
2021-07-15 23:00 | 23:00 | 12.0289 | 60
2021-07-15 23:30 | 23:30 | 11.0591 | 60
2021-07-16 | 0:00 | 10.3262 | 60
2021-07-16 00:30 | 0:30 | 9.7842 | 60
2021-07-16 01:00 | 1:00 | 9.588 | 60
2021-07-16 01:30 | 1:30 | 9.2356 | 60
2021-07-16 02:00 | 2:00 | 9.0222 | 60
2021-07-16 02:30 | 2:30 | 8.9478 | 60
2021-07-16 03:00 | 3:00 | 8.9748 | 60
2021-07-16 03:30 | 3:30 | 9.013 | 60
2021-07-16 04:00 | 4:00 | 9.1701 | 60
2021-07-16 04:30 | 4:30 | 9.4907 | 60
2021-07-16 05:00 | 5:00 | 10.1912 | 60
2021-07-16 05:30 | 5:30 | 11.0831 | 60
2021-07-16 06:00 | 6:00 | 12.2963 | 60
2021-07-16 06:30 | 6:30 | 13.2448 | 60
2021-07-16 07:00 | 7:00 | 13.5477 | 60
2021-07-16 07:30 | 7:30 | 11.3947 | 60
2021-07-16 08:00 | 8:00 | 8.2777 | 60
2021-07-16 08:30 | 8:30 | 7.179 | 60
2021-07-16 09:00 | 9:00 | 9.6589 | 60
2021-07-16 09:30 | 9:30 | 7.1116 | 60
2021-07-16 10:00 | 10:00 | 7.4023 | 60
2021-07-16 10:30 | 10:30 | 12.0064 | 60
2021-07-16 11:00 | 11:00 | 11.6709 | 60
2021-07-16 11:30 | 11:30 | 8.672 | 60
2021-07-16 12:00 | 12:00 | 11.7896 | 60
2021-07-16 12:30 | 12:30 | 12.3396 | 60
2021-07-16 13:00 | 13:00 | 11.8545 | 60
2021-07-16 13:30 | 13:30 | 12.562 | 60
2021-07-16 14:00 | 14:00 | 12.6127 | 60
2021-07-16 14:30 | 14:30 | 7.1809 | 60
2021-07-16 15:00 | 15:00 | 11.4226 | 60
2021-07-16 15:30 | 15:30 | 12.131 | 60
2021-07-16 16:00 | 16:00 | 13.4137 | 60
2021-07-16 16:30 | 16:30 | 15.6858 | 60
2021-07-16 17:00 | 17:00 | 17.9331 | 60
2021-07-16 17:30 | 17:30 | 19.7257 | 60
2021-07-16 18:00 | 18:00 | 20.3783 | 60
2021-07-16 18:30 | 18:30 | 20.7198 | 60
2021-07-16 19:00 | 19:00 | 20.5052 | 60
2021-07-16 19:30 | 19:30 | 20.1249 | 60
2021-07-16 20:00 | 20:00 | 19.6347 | 60
2021-07-16 20:30 | 20:30 | 18.7385 | 60
2021-07-16 21:00 | 21:00 | 17.7863 | 60
2021-07-16 21:30 | 21:30 | 16.954 | 60
2021-07-16 22:00 | 22:00 | 15.9822 | 60
2021-07-16 22:30 | 22:30 | 15.1455 | 60
2021-07-16 23:00 | 23:00 | 13.9313 | 60
2021-07-16 23:30 | 23:30 | 12.7658 | 60
2021-07-17 | 0:00 | 11.7614 | 60
2021-07-17 00:30 | 0:30 | 11.2182 | 60
2021-07-17 01:00 | 1:00 | 10.6449 | 60
2021-07-17 01:30 | 1:30 | 10.283 | 60
2021-07-17 02:00 | 2:00 | 10.0261 | 60
2021-07-17 02:30 | 2:30 | 9.835 | 60
2021-07-17 03:00 | 3:00 | 9.7664 | 60
2021-07-17 03:30 | 3:30 | 9.8407 | 60
2021-07-17 04:00 | 4:00 | 9.8476 | 60
2021-07-17 04:30 | 4:30 | 10.0445 | 60
2021-07-17 05:00 | 5:00 | 10.3642 | 60
2021-07-17 05:30 | 5:30 | 10.9988 | 60
2021-07-17 06:00 | 6:00 | 12.0676 | 60
2021-07-17 06:30 | 6:30 | 13.0527 | 60
2021-07-17 07:00 | 7:00 | 13.4579 | 60
2021-07-17 07:30 | 7:30 | 12.3806 | 60
2021-07-17 08:00 | 8:00 | 10.9935 | 60
2021-07-17 08:30 | 8:30 | 9.0186 | 60
2021-07-17 09:00 | 9:00 | 7.2926 | 60
2021-07-17 09:30 | 9:30 | 5.6298 | 60
2021-07-17 10:00 | 10:00 | 4.1887 | 60
2021-07-17 10:30 | 10:30 | 3.2547 | 60
2021-07-17 11:00 | 11:00 | 2.7394 | 60
2021-07-17 11:30 | 11:30 | 2.5066 | 60
2021-07-17 12:00 | 12:00 | 2.4845 | 60
2021-07-17 12:30 | 12:30 | 2.5199 | 60
2021-07-17 13:00 | 13:00 | 2.721 | 60
2021-07-17 13:30 | 13:30 | 3.3182 | 60
2021-07-17 14:00 | 14:00 | 4.1267 | 60
2021-07-17 14:30 | 14:30 | 5.4812 | 60
2021-07-17 15:00 | 15:00 | 7.3005 | 60
2021-07-17 15:30 | 15:30 | 9.4129 | 60
2021-07-17 16:00 | 16:00 | 11.9141 | 60
2021-07-17 16:30 | 16:30 | 14.7966 | 60
2021-07-17 17:00 | 17:00 | 17.6508 | 60
2021-07-17 17:30 | 17:30 | 19.6786 | 60
2021-07-17 18:00 | 18:00 | 20.2283 | 60
2021-07-17 18:30 | 18:30 | 20.2213 | 60
2021-07-17 19:00 | 19:00 | 19.6749 | 60
2021-07-17 19:30 | 19:30 | 19.099 | 60
2021-07-17 20:00 | 20:00 | 18.7204 | 60
2021-07-17 20:30 | 20:30 | 17.85 | 60
2021-07-17 21:00 | 21:00 | 17.2443 | 60
2021-07-17 21:30 | 21:30 | 16.2992 | 60
2021-07-17 22:00 | 22:00 | 15.2946 | 60
2021-07-17 22:30 | 22:30 | 14.4307 | 60
2021-07-17 23:00 | 23:00 | 13.4326 | 60
2021-07-17 23:30 | 23:30 | 12.4552 | 60
2021-07-18 | 0:00 | 11.6113 | 60
2021-07-18 00:30 | 0:30 | 10.8427 | 60
2021-07-18 01:00 | 1:00 | 10.5221 | 60
2021-07-18 01:30 | 1:30 | 10.3029 | 60
2021-07-18 02:00 | 2:00 | 10.1877 | 60
2021-07-18 02:30 | 2:30 | 9.8921 | 60
2021-07-18 03:00 | 3:00 | 9.7202 | 60
2021-07-18 03:30 | 3:30 | 9.7139 | 60
2021-07-18 04:00 | 4:00 | 9.9106 | 60
2021-07-18 04:30 | 4:30 | 10.0603 | 60
2021-07-18 05:00 | 5:00 | 10.3134 | 60
2021-07-18 05:30 | 5:30 | 10.7493 | 60
2021-07-18 06:00 | 6:00 | 11.3709 | 60
2021-07-18 06:30 | 6:30 | 12.0958 | 60
2021-07-18 07:00 | 7:00 | 12.0624 | 60
2021-07-18 07:30 | 7:30 | 11.2734 | 60
2021-07-18 08:00 | 8:00 | 9.9663 | 60
2021-07-18 08:30 | 8:30 | 8.5759 | 60
2021-07-18 09:00 | 9:00 | 6.9436 | 60
2021-07-18 09:30 | 9:30 | 5.6366 | 60
2021-07-18 10:00 | 10:00 | 4.5325 | 60
2021-07-18 10:30 | 10:30 | 3.6875 | 60
2021-07-18 11:00 | 11:00 | 3.0331 | 60
2021-07-18 11:30 | 11:30 | 2.702 | 60
2021-07-18 12:00 | 12:00 | 2.6435 | 60
2021-07-18 12:30 | 12:30 | 2.6279 | 60
2021-07-18 13:00 | 13:00 | 2.8401 | 60
2021-07-18 13:30 | 13:30 | 3.3254 | 60
2021-07-18 14:00 | 14:00 | 4.2572 | 60
2021-07-18 14:30 | 14:30 | 5.5755 | 60
2021-07-18 15:00 | 15:00 | 8.4353 | 60
2021-07-18 15:30 | 15:30 | 9.6475 | 60
2021-07-18 16:00 | 16:00 | 12.487 | 60
2021-07-18 16:30 | 16:30 | 16.0936 | 60
2021-07-18 17:00 | 17:00 | 19.3561 | 60
2021-07-18 17:30 | 17:30 | 22.208 | 60
2021-07-18 18:00 | 18:00 | 23.2138 | 60
2021-07-18 18:30 | 18:30 | 22.9653 | 60
2021-07-18 19:00 | 19:00 | 22.2866 | 60
2021-07-18 19:30 | 19:30 | 21.7342 | 60
2021-07-18 20:00 | 20:00 | 21.287 | 60
2021-07-18 20:30 | 20:30 | 19.97 | 60
2021-07-18 21:00 | 21:00 | 18.7675 | 60
2021-07-18 21:30 | 21:30 | 17.1606 | 60
2021-07-18 22:00 | 22:00 | 15.7685 | 60
2021-07-18 22:30 | 22:30 | 14.5633 | 60
2021-07-18 23:00 | 23:00 | 13.2441 | 60
2021-07-18 23:30 | 23:30 | 12.3834 | 60
2021-07-19 | 0:00 | 11.6094 | 60
2021-07-19 00:30 | 0:30 | 11.0618 | 60
2021-07-19 01:00 | 1:00 | 10.6461 | 60
2021-07-19 01:30 | 1:30 | 10.3944 | 60
2021-07-19 02:00 | 2:00 | 10.3238 | 60
2021-07-19 02:30 | 2:30 | 10.102 | 60
2021-07-19 03:00 | 3:00 | 10.3346 | 60
2021-07-19 03:30 | 3:30 | 10.3149 | 60
2021-07-19 04:00 | 4:00 | 10.9534 | 60
2021-07-19 04:30 | 4:30 | 11.7911 | 60
2021-07-19 05:00 | 5:00 | 13.2033 | 60
2021-07-19 05:30 | 5:30 | 14.4054 | 60
2021-07-19 06:00 | 6:00 | 16.759 | 60
2021-07-19 06:30 | 6:30 | 19.069 | 60
2021-07-19 07:00 | 7:00 | 20.2921 | 60
2021-07-19 07:30 | 7:30 | 19.9025 | 60
2021-07-19 08:00 | 8:00 | 14.1893 | 60
2021-07-19 08:30 | 8:30 | 11.5044 | 60
2021-07-19 09:00 | 9:00 | 10.3725 | 60
2021-07-19 09:30 | 9:30 | 8.3627 | 60
2021-07-19 10:00 | 10:00 | 5.4569 | 60
2021-07-19 10:30 | 10:30 | 3.2076 | 60
2021-07-19 11:00 | 11:00 | 2.6461 | 60
2021-07-19 11:30 | 11:30 | 2.3197 | 60
2021-07-19 12:00 | 12:00 | 2.3212 | 60
2021-07-19 12:30 | 12:30 | 2.3833 | 60
2021-07-19 13:00 | 13:00 | 2.6002 | 60
2021-07-19 13:30 | 13:30 | 2.9795 | 60
2021-07-19 14:00 | 14:00 | 3.7715 | 60
2021-07-19 14:30 | 14:30 | 5.0228 | 60
2021-07-19 15:00 | 15:00 | 6.7832 | 60
2021-07-19 15:30 | 15:30 | 9.3012 | 60
2021-07-19 16:00 | 16:00 | 12.2269 | 60
2021-07-19 16:30 | 16:30 | 15.4628 | 60
2021-07-19 17:00 | 17:00 | 18.8973 | 60
2021-07-19 17:30 | 17:30 | 21.8438 | 60
2021-07-19 18:00 | 18:00 | 23.0043 | 60
2021-07-19 18:30 | 18:30 | 23.3421 | 60
2021-07-19 19:00 | 19:00 | 23.1063 | 60
2021-07-19 19:30 | 19:30 | 22.4766 | 60
2021-07-19 20:00 | 20:00 | 21.9103 | 60
2021-07-19 20:30 | 20:30 | 20.675 | 60
2021-07-19 21:00 | 21:00 | 19.1367 | 60
2021-07-19 21:30 | 21:30 | 17.5166 | 60
2021-07-19 22:00 | 22:00 | 15.963 | 60
2021-07-19 22:30 | 22:30 | 14.7924 | 60
2021-07-19 23:00 | 23:00 | 13.417 | 60
2021-07-19 23:30 | 23:30 | 12.4006 | 60
2021-07-20 | 0:00 | 11.6449 | 60
2021-07-20 00:30 | 0:30 | 11.1785 | 60
2021-07-20 01:00 | 1:00 | 10.6599 | 60
2021-07-20 01:30 | 1:30 | 10.4351 | 60
2021-07-20 02:00 | 2:00 | 10.3339 | 60
2021-07-20 02:30 | 2:30 | 10.4172 | 60
2021-07-20 03:00 | 3:00 | 10.4084 | 60
2021-07-20 03:30 | 3:30 | 10.6065 | 60
2021-07-20 04:00 | 4:00 | 11.1236 | 60
2021-07-20 04:30 | 4:30 | 12.0722 | 60
2021-07-20 05:00 | 5:00 | 13.5371 | 60
2021-07-20 05:30 | 5:30 | 15.1422 | 60
2021-07-20 06:00 | 6:00 | 17.8059 | 60
2021-07-20 06:30 | 6:30 | 20.3189 | 60
2021-07-20 07:00 | 7:00 | 20.524 | 60
2021-07-20 07:30 | 7:30 | 18.0651 | 60
2021-07-20 08:00 | 8:00 | 14.0674 | 60
2021-07-20 08:30 | 8:30 | 10.3208 | 60
2021-07-20 09:00 | 9:00 | 7.3136 | 60
2021-07-20 09:30 | 9:30 | 5.2232 | 60
2021-07-20 10:00 | 10:00 | 3.6756 | 60
2021-07-20 10:30 | 10:30 | 2.7702 | 60
2021-07-20 11:00 | 11:00 | 2.4236 | 60
2021-07-20 11:30 | 11:30 | 2.3771 | 60
2021-07-20 12:00 | 12:00 | 2.4683 | 60
2021-07-20 12:30 | 12:30 | 2.407 | 60
2021-07-20 13:00 | 13:00 | 2.4731 | 60
2021-07-20 13:30 | 13:30 | 2.9291 | 60
2021-07-20 14:00 | 14:00 | 4.2456 | 60
2021-07-20 14:30 | 14:30 | 3.9015 | 60
2021-07-20 15:00 | 15:00 | 4.953 | 60
2021-07-20 15:30 | 15:30 | 10.3676 | 60
2021-07-20 16:00 | 16:00 | 14.3979 | 60
2021-07-20 16:30 | 16:30 | 16.9989 | 60
2021-07-20 17:00 | 17:00 | 20.1703 | 60
2021-07-20 17:30 | 17:30 | 22.9076 | 60
2021-07-20 18:00 | 18:00 | 23.8904 | 60
2021-07-20 18:30 | 18:30 | 24.1732 | 60
2021-07-20 19:00 | 19:00 | 23.5361 | 60
2021-07-20 19:30 | 19:30 | 22.4643 | 60
2021-07-20 20:00 | 20:00 | 21.738 | 60
2021-07-20 20:30 | 20:30 | 20.3377 | 60
2021-07-20 21:00 | 21:00 | 18.7457 | 60
2021-07-20 21:30 | 21:30 | 17.2288 | 60
2021-07-20 22:00 | 22:00 | 15.8134 | 60
2021-07-20 22:30 | 22:30 | 14.4652 | 60
2021-07-20 23:00 | 23:00 | 13.2005 | 60
2021-07-20 23:30 | 23:30 | 12.1172 | 60
2021-07-21 | 0:00 | 11.3694 | 60
2021-07-21 00:30 | 0:30 | 10.9608 | 60
2021-07-21 01:00 | 1:00 | 10.6101 | 60
2021-07-21 01:30 | 1:30 | 10.3564 | 60
2021-07-21 02:00 | 2:00 | 10.2396 | 60
2021-07-21 02:30 | 2:30 | 10.1939 | 60
2021-07-21 03:00 | 3:00 | 10.275 | 60
2021-07-21 03:30 | 3:30 | 10.3833 | 60
2021-07-21 04:00 | 4:00 | 10.9892 | 60
2021-07-21 04:30 | 4:30 | 11.793 | 60
2021-07-21 05:00 | 5:00 | 13.304 | 60
2021-07-21 05:30 | 5:30 | 14.9086 | 60
2021-07-21 06:00 | 6:00 | 17.3798 | 60
2021-07-21 06:30 | 6:30 | 19.7307 | 60
2021-07-21 07:00 | 7:00 | 20.1288 | 60
2021-07-21 07:30 | 7:30 | 17.012 | 60
2021-07-21 08:00 | 8:00 | 13.1438 | 60
2021-07-21 08:30 | 8:30 | 9.5333 | 60
2021-07-21 09:00 | 9:00 | 7.2259 | 60
2021-07-21 09:30 | 9:30 | 5.2101 | 60
2021-07-21 10:00 | 10:00 | 3.6834 | 60
2021-07-21 10:30 | 10:30 | 2.7101 | 60
2021-07-21 11:00 | 11:00 | 2.3498 | 60
2021-07-21 11:30 | 11:30 | 2.2758 | 60
2021-07-21 12:00 | 12:00 | 2.4636 | 60
2021-07-21 12:30 | 12:30 | 2.4638 | 60
2021-07-21 13:00 | 13:00 | 2.4752 | 60
2021-07-21 13:30 | 13:30 | 2.8163 | 60
2021-07-21 14:00 | 14:00 | 3.59 | 60
2021-07-21 14:30 | 14:30 | 4.8232 | 60
2021-07-21 15:00 | 15:00 | 6.8706 | 60
2021-07-21 15:30 | 15:30 | 9.3749 | 60
2021-07-21 16:00 | 16:00 | 13.9843 | 60
2021-07-21 16:30 | 16:30 | 16.898 | 60
2021-07-21 17:00 | 17:00 | 20.879 | 60
2021-07-21 17:30 | 17:30 | 24.1757 | 60
2021-07-21 18:00 | 18:00 | 25.6634 | 60
2021-07-21 18:30 | 18:30 | 26.3902 | 60
2021-07-21 19:00 | 19:00 | 26.1571 | 60
2021-07-21 19:30 | 19:30 | 25.326 | 60
2021-07-21 20:00 | 20:00 | 24.3796 | 60
2021-07-21 20:30 | 20:30 | 23.006 | 60
2021-07-21 21:00 | 21:00 | 21.3571 | 60
2021-07-21 21:30 | 21:30 | 19.5667 | 60
2021-07-21 22:00 | 22:00 | 17.6791 | 60
2021-07-21 22:30 | 22:30 | 16.181 | 60
2021-07-21 23:00 | 23:00 | 14.7886 | 60
2021-07-21 23:30 | 23:30 | 13.4488 | 60
2021-07-22 | 0:00 | 12.8644 | 60
2021-07-22 00:30 | 0:30 | 12.156 | 60
2021-07-22 01:00 | 1:00 | 11.7823 | 60
2021-07-22 01:30 | 1:30 | 11.3885 | 60
2021-07-22 02:00 | 2:00 | 11.321 | 60
2021-07-22 02:30 | 2:30 | 11.2681 | 60
2021-07-22 03:00 | 3:00 | 11.4112 | 60
2021-07-22 03:30 | 3:30 | 11.588 | 60
2021-07-22 04:00 | 4:00 | 12.1579 | 60
2021-07-22 04:30 | 4:30 | 13.2718 | 60
2021-07-22 05:00 | 5:00 | 14.9692 | 60
2021-07-22 05:30 | 5:30 | 16.7969 | 60
2021-07-22 06:00 | 6:00 | 19.8035 | 60
2021-07-22 06:30 | 6:30 | 22.3353 | 60
2021-07-22 07:00 | 7:00 | 22.4738 | 60
2021-07-22 07:30 | 7:30 | 20.1817 | 60
2021-07-22 08:00 | 8:00 | 15.8279 | 60
2021-07-22 08:30 | 8:30 | 11.8066 | 60
2021-07-22 09:00 | 9:00 | 8.7804 | 60
2021-07-22 09:30 | 9:30 | 6.1068 | 60
2021-07-22 10:00 | 10:00 | 4.2389 | 60
2021-07-22 10:30 | 10:30 | 3.0756 | 60
2021-07-22 11:00 | 11:00 | 2.6339 | 60
2021-07-22 11:30 | 11:30 | 2.4613 | 60
2021-07-22 12:00 | 12:00 | 2.4095 | 60
2021-07-22 12:30 | 12:30 | 2.4794 | 60
2021-07-22 13:00 | 13:00 | 2.606 | 60
2021-07-22 13:30 | 13:30 | 2.8785 | 60
2021-07-22 14:00 | 14:00 | 3.6709 | 60
2021-07-22 14:30 | 14:30 | 4.7233 | 60
2021-07-22 15:00 | 15:00 | 6.3538 | 60
2021-07-22 15:30 | 15:30 | 8.8384 | 60
2021-07-22 16:00 | 16:00 | 11.7302 | 60
2021-07-22 16:30 | 16:30 | 15.3928 | 60
2021-07-22 17:00 | 17:00 | 18.8539 | 60
2021-07-22 17:30 | 17:30 | 22.4372 | 60
2021-07-22 18:00 | 18:00 | 23.5998 | 60
2021-07-22 18:30 | 18:30 | 24.0917 | 60
2021-07-22 19:00 | 19:00 | 23.9832 | 60
2021-07-22 19:30 | 19:30 | 23.8247 | 60
2021-07-22 20:00 | 20:00 | 23.1283 | 60
2021-07-22 20:30 | 20:30 | 21.9809 | 60
2021-07-22 21:00 | 21:00 | 20.2748 | 60
2021-07-22 21:30 | 21:30 | 18.8611 | 60
2021-07-22 22:00 | 22:00 | 17.1004 | 60
2021-07-22 22:30 | 22:30 | 15.6489 | 60
2021-07-22 23:00 | 23:00 | 14.1506 | 60
2021-07-22 23:30 | 23:30 | 12.9911 | 60
2021-07-23 | 0:00 | 12.0959 | 60
2021-07-23 00:30 | 0:30 | 11.3365 | 60
2021-07-23 01:00 | 1:00 | 11.2013 | 60
2021-07-23 01:30 | 1:30 | 10.8079 | 60
2021-07-23 02:00 | 2:00 | 10.6514 | 60
2021-07-23 02:30 | 2:30 | 10.504 | 60
2021-07-23 03:00 | 3:00 | 10.5687 | 60
2021-07-23 03:30 | 3:30 | 10.7392 | 60
2021-07-23 04:00 | 4:00 | 11.138 | 60
2021-07-23 04:30 | 4:30 | 12.0265 | 60
2021-07-23 05:00 | 5:00 | 13.2556 | 60
2021-07-23 05:30 | 5:30 | 14.5015 | 60
2021-07-23 06:00 | 6:00 | 16.3532 | 60
2021-07-23 06:30 | 6:30 | 18.1689 | 60
2021-07-23 07:00 | 7:00 | 18.6677 | 60
2021-07-23 07:30 | 7:30 | 17.5107 | 60
2021-07-23 08:00 | 8:00 | 13.6518 | 60
2021-07-23 08:30 | 8:30 | 12.6206 | 60
2021-07-23 09:00 | 9:00 | 12.1015 | 60
2021-07-23 09:30 | 9:30 | 15.45 | 60
2021-07-23 10:00 | 10:00 | 11.8742 | 60
2021-07-23 10:30 | 10:30 | 8.2743 | 60
2021-07-23 11:00 | 11:00 | 7.2751 | 60
2021-07-23 11:30 | 11:30 | 8.5894 | 60
2021-07-23 12:00 | 12:00 | 8.6109 | 60
2021-07-23 12:30 | 12:30 | 10.842 | 60
2021-07-23 13:00 | 13:00 | 11.5971 | 60
2021-07-23 13:30 | 13:30 | 12.2331 | 60
2021-07-23 14:00 | 14:00 | 10.7352 | 60
2021-07-23 14:30 | 14:30 | 9.863 | 60
2021-07-23 15:00 | 15:00 | 13.0553 | 60
2021-07-23 15:30 | 15:30 | 14.692 | 60
2021-07-23 16:00 | 16:00 | 15.9798 | 60
2021-07-23 16:30 | 16:30 | 18.8825 | 60
2021-07-23 17:00 | 17:00 | 20.8555 | 60
2021-07-23 17:30 | 17:30 | 22.6879 | 60
2021-07-23 18:00 | 18:00 | 23.1729 | 60
2021-07-23 18:30 | 18:30 | 22.762 | 60
2021-07-23 19:00 | 19:00 | 22.3132 | 60
2021-07-23 19:30 | 19:30 | 21.7549 | 60
2021-07-23 20:00 | 20:00 | 20.8716 | 60
2021-07-23 20:30 | 20:30 | 20.0026 | 60
2021-07-23 21:00 | 21:00 | 18.6746 | 60
2021-07-23 21:30 | 21:30 | 17.1752 | 60
2021-07-23 22:00 | 22:00 | 16.1183 | 60
2021-07-23 22:30 | 22:30 | 15.2479 | 60
2021-07-23 23:00 | 23:00 | 13.5823 | 60
2021-07-23 23:30 | 23:30 | 12.6699 | 60
2021-07-24 | 0:00 | 11.6387 | 60
2021-07-24 00:30 | 0:30 | 10.9883 | 60
2021-07-24 01:00 | 1:00 | 10.5851 | 60
2021-07-24 01:30 | 1:30 | 10.269 | 60
2021-07-24 02:00 | 2:00 | 10.0524 | 60
2021-07-24 02:30 | 2:30 | 9.7883 | 60
2021-07-24 03:00 | 3:00 | 9.6813 | 60
2021-07-24 03:30 | 3:30 | 9.7403 | 60
2021-07-24 04:00 | 4:00 | 9.7978 | 60
2021-07-24 04:30 | 4:30 | 10.0737 | 60
2021-07-24 05:00 | 5:00 | 10.4107 | 60
2021-07-24 05:30 | 5:30 | 10.8659 | 60
2021-07-24 06:00 | 6:00 | 11.7905 | 60
2021-07-24 06:30 | 6:30 | 12.6248 | 60
2021-07-24 07:00 | 7:00 | 12.6586 | 60
2021-07-24 07:30 | 7:30 | 11.1269 | 60
2021-07-24 08:00 | 8:00 | 9.6478 | 60
2021-07-24 08:30 | 8:30 | 7.961 | 60
2021-07-24 09:00 | 9:00 | 6.6414 | 60
2021-07-24 09:30 | 9:30 | 5.1336 | 60
2021-07-24 10:00 | 10:00 | 3.9213 | 60
2021-07-24 10:30 | 10:30 | 3.0008 | 60
2021-07-24 11:00 | 11:00 | 2.7331 | 60
2021-07-24 11:30 | 11:30 | 3.1799 | 60
2021-07-24 12:00 | 12:00 | 2.6047 | 60
2021-07-24 12:30 | 12:30 | 2.604 | 60
2021-07-24 13:00 | 13:00 | 2.6243 | 60
2021-07-24 13:30 | 13:30 | 2.8742 | 60
2021-07-24 14:00 | 14:00 | 3.7858 | 60
2021-07-24 14:30 | 14:30 | 5.1262 | 60
2021-07-24 15:00 | 15:00 | 6.689 | 60
2021-07-24 15:30 | 15:30 | 8.6789 | 60
2021-07-24 16:00 | 16:00 | 11.3517 | 60
2021-07-24 16:30 | 16:30 | 14.37 | 60
2021-07-24 17:00 | 17:00 | 16.8376 | 60
2021-07-24 17:30 | 17:30 | 18.9817 | 60
2021-07-24 18:00 | 18:00 | 19.6741 | 60
2021-07-24 18:30 | 18:30 | 19.5534 | 60
2021-07-24 19:00 | 19:00 | 18.9261 | 60
2021-07-24 19:30 | 19:30 | 18.6356 | 60
2021-07-24 20:00 | 20:00 | 18.4175 | 60
2021-07-24 20:30 | 20:30 | 17.6964 | 60
2021-07-24 21:00 | 21:00 | 17.0178 | 60
2021-07-24 21:30 | 21:30 | 16.0769 | 60
2021-07-24 22:00 | 22:00 | 15.2368 | 60
2021-07-24 22:30 | 22:30 | 14.4955 | 60
2021-07-24 23:00 | 23:00 | 13.4946 | 60
2021-07-24 23:30 | 23:30 | 12.5778 | 60
2021-07-25 | 0:00 | 11.7223 | 60
2021-07-25 00:30 | 0:30 | 11.1156 | 60
2021-07-25 01:00 | 1:00 | 10.7248 | 60
2021-07-25 01:30 | 1:30 | 10.5147 | 60
2021-07-25 02:00 | 2:00 | 10.2025 | 60
2021-07-25 02:30 | 2:30 | 10.1128 | 60
2021-07-25 03:00 | 3:00 | 9.9829 | 60
2021-07-25 03:30 | 3:30 | 9.9606 | 60
2021-07-25 04:00 | 4:00 | 10.0722 | 60
2021-07-25 04:30 | 4:30 | 10.2457 | 60
2021-07-25 05:00 | 5:00 | 10.4814 | 60
2021-07-25 05:30 | 5:30 | 10.9302 | 60
2021-07-25 06:00 | 6:00 | 11.5945 | 60
2021-07-25 06:30 | 6:30 | 12.2941 | 60
2021-07-25 07:00 | 7:00 | 12.4615 | 60
2021-07-25 07:30 | 7:30 | 11.4951 | 60
2021-07-25 08:00 | 8:00 | 10.3553 | 60
2021-07-25 08:30 | 8:30 | 8.8304 | 60
2021-07-25 09:00 | 9:00 | 7.1998 | 60
2021-07-25 09:30 | 9:30 | 5.4333 | 60
2021-07-25 10:00 | 10:00 | 4.2555 | 60
2021-07-25 10:30 | 10:30 | 3.3883 | 60
2021-07-25 11:00 | 11:00 | 2.8951 | 60
2021-07-25 11:30 | 11:30 | 2.6259 | 60
2021-07-25 12:00 | 12:00 | 2.6188 | 60
2021-07-25 12:30 | 12:30 | 2.6124 | 60
2021-07-25 13:00 | 13:00 | 2.6977 | 60
2021-07-25 13:30 | 13:30 | 3.1073 | 60
2021-07-25 14:00 | 14:00 | 3.9994 | 60
2021-07-25 14:30 | 14:30 | 5.3323 | 60
2021-07-25 15:00 | 15:00 | 7.0742 | 60
2021-07-25 15:30 | 15:30 | 9.266 | 60
2021-07-25 16:00 | 16:00 | 12.2238 | 60
2021-07-25 16:30 | 16:30 | 15.7202 | 60
2021-07-25 17:00 | 17:00 | 19.234 | 60
2021-07-25 17:30 | 17:30 | 22.0745 | 60
2021-07-25 18:00 | 18:00 | 22.9223 | 60
2021-07-25 18:30 | 18:30 | 22.8741 | 60
2021-07-25 19:00 | 19:00 | 22.2925 | 60
2021-07-25 19:30 | 19:30 | 21.5331 | 60
2021-07-25 20:00 | 20:00 | 21.0123 | 60
2021-07-25 20:30 | 20:30 | 20.2223 | 60
2021-07-25 21:00 | 21:00 | 18.8603 | 60
2021-07-25 21:30 | 21:30 | 17.625 | 60
2021-07-25 22:00 | 22:00 | 16.1557 | 60
2021-07-25 22:30 | 22:30 | 14.9594 | 60
2021-07-25 23:00 | 23:00 | 13.6322 | 60
2021-07-25 23:30 | 23:30 | 12.6693 | 60
2021-07-26 | 0:00 | 11.8678 | 60
2021-07-26 00:30 | 0:30 | 11.2867 | 60
2021-07-26 01:00 | 1:00 | 10.8955 | 60
2021-07-26 01:30 | 1:30 | 10.7996 | 60
2021-07-26 02:00 | 2:00 | 10.4166 | 60
2021-07-26 02:30 | 2:30 | 10.2448 | 60
2021-07-26 03:00 | 3:00 | 10.3928 | 60
2021-07-26 03:30 | 3:30 | 10.6732 | 60
2021-07-26 04:00 | 4:00 | 11.2102 | 60
2021-07-26 04:30 | 4:30 | 11.9856 | 60
2021-07-26 05:00 | 5:00 | 13.5228 | 60
2021-07-26 05:30 | 5:30 | 15.0309 | 60
2021-07-26 06:00 | 6:00 | 17.594 | 60
2021-07-26 06:30 | 6:30 | 19.9147 | 60
2021-07-26 07:00 | 7:00 | 19.9165 | 60
2021-07-26 07:30 | 7:30 | 17.7388 | 60
2021-07-26 08:00 | 8:00 | 13.7704 | 60
2021-07-26 08:30 | 8:30 | 10.0664 | 60
2021-07-26 09:00 | 9:00 | 7.4732 | 60
2021-07-26 09:30 | 9:30 | 5.4173 | 60
2021-07-26 10:00 | 10:00 | 4.5046 | 60
2021-07-26 10:30 | 10:30 | 2.7424 | 60
2021-07-26 11:00 | 11:00 | 2.3946 | 60
2021-07-26 11:30 | 11:30 | 2.3353 | 60
2021-07-26 12:00 | 12:00 | 2.3115 | 60
2021-07-26 12:30 | 12:30 | 2.3441 | 60
2021-07-26 13:00 | 13:00 | 3.0625 | 60
2021-07-26 13:30 | 13:30 | 6.0138 | 60
2021-07-26 14:00 | 14:00 | 4.8044 | 60
2021-07-26 14:30 | 14:30 | 4.3579 | 60
2021-07-26 15:00 | 15:00 | 7.0561 | 60
2021-07-26 15:30 | 15:30 | 11.1678 | 60
2021-07-26 16:00 | 16:00 | 12.1307 | 60
2021-07-26 16:30 | 16:30 | 14.5942 | 60
2021-07-26 17:00 | 17:00 | 18.5888 | 60
2021-07-26 17:30 | 17:30 | 22.1272 | 60
2021-07-26 18:00 | 18:00 | 23.2315 | 60
2021-07-26 18:30 | 18:30 | 23.4585 | 60
2021-07-26 19:00 | 19:00 | 22.5433 | 60
2021-07-26 19:30 | 19:30 | 21.9384 | 60
2021-07-26 20:00 | 20:00 | 21.3726 | 60
2021-07-26 20:30 | 20:30 | 20.323 | 60
2021-07-26 21:00 | 21:00 | 18.6454 | 60
2021-07-26 21:30 | 21:30 | 17.0392 | 60
2021-07-26 22:00 | 22:00 | 15.5395 | 60
2021-07-26 22:30 | 22:30 | 14.5604 | 60
2021-07-26 23:00 | 23:00 | 13.1051 | 60
2021-07-26 23:30 | 23:30 | 11.9602 | 60
2021-07-27 | 0:00 | 11.1561 | 60
2021-07-27 00:30 | 0:30 | 10.7011 | 60
2021-07-27 01:00 | 1:00 | 10.3637 | 60
2021-07-27 01:30 | 1:30 | 10.1183 | 60
2021-07-27 02:00 | 2:00 | 10.0306 | 60
2021-07-27 02:30 | 2:30 | 9.9819 | 60
2021-07-27 03:00 | 3:00 | 10.0646 | 60
2021-07-27 03:30 | 3:30 | 10.2878 | 60
2021-07-27 04:00 | 4:00 | 11.0753 | 60
2021-07-27 04:30 | 4:30 | 11.8908 | 60
2021-07-27 05:00 | 5:00 | 13.4516 | 60
2021-07-27 05:30 | 5:30 | 14.9071 | 60
2021-07-27 06:00 | 6:00 | 17.4077 | 60
2021-07-27 06:30 | 6:30 | 19.5175 | 60
2021-07-27 07:00 | 7:00 | 19.4527 | 60
2021-07-27 07:30 | 7:30 | 16.9414 | 60
2021-07-27 08:00 | 8:00 | 12.9795 | 60
2021-07-27 08:30 | 8:30 | 9.5415 | 60
2021-07-27 09:00 | 9:00 | 6.8969 | 60
2021-07-27 09:30 | 9:30 | 4.7475 | 60
2021-07-27 10:00 | 10:00 | 3.1765 | 60
2021-07-27 10:30 | 10:30 | 2.4732 | 60
2021-07-27 11:00 | 11:00 | 2.3352 | 60
2021-07-27 11:30 | 11:30 | 2.4169 | 60
2021-07-27 12:00 | 12:00 | 2.4046 | 60
2021-07-27 12:30 | 12:30 | 2.4705 | 60
2021-07-27 13:00 | 13:00 | 2.5474 | 60
2021-07-27 13:30 | 13:30 | 2.6195 | 60
2021-07-27 14:00 | 14:00 | 3.2041 | 60
2021-07-27 14:30 | 14:30 | 4.2605 | 60
2021-07-27 15:00 | 15:00 | 6.0011 | 60
2021-07-27 15:30 | 15:30 | 8.4238 | 60
2021-07-27 16:00 | 16:00 | 11.0336 | 60
2021-07-27 16:30 | 16:30 | 14.3506 | 60
2021-07-27 17:00 | 17:00 | 17.7129 | 60
2021-07-27 17:30 | 17:30 | 20.8722 | 60
2021-07-27 18:00 | 18:00 | 22.0595 | 60
2021-07-27 18:30 | 18:30 | 22.5123 | 60
2021-07-27 19:00 | 19:00 | 21.8067 | 60
2021-07-27 19:30 | 19:30 | 21.4909 | 60
2021-07-27 20:00 | 20:00 | 20.8731 | 60
2021-07-27 20:30 | 20:30 | 19.6895 | 60
2021-07-27 21:00 | 21:00 | 18.2508 | 60
2021-07-27 21:30 | 21:30 | 16.7636 | 60
2021-07-27 22:00 | 22:00 | 15.3023 | 60
2021-07-27 22:30 | 22:30 | 14.2098 | 60
2021-07-27 23:00 | 23:00 | 12.9418 | 60
2021-07-27 23:30 | 23:30 | 11.9061 | 60
2021-07-28 | 0:00 | 11.1272 | 60
2021-07-28 00:30 | 0:30 | 10.6784 | 60
2021-07-28 01:00 | 1:00 | 10.2747 | 60
2021-07-28 01:30 | 1:30 | 10.1284 | 60
2021-07-28 02:00 | 2:00 | 10.0574 | 60
2021-07-28 02:30 | 2:30 | 9.9266 | 60
2021-07-28 03:00 | 3:00 | 9.8591 | 60
2021-07-28 03:30 | 3:30 | 9.9146 | 60
2021-07-28 04:00 | 4:00 | 10.4698 | 60
2021-07-28 04:30 | 4:30 | 11.3581 | 60
2021-07-28 05:00 | 5:00 | 12.5222 | 60
2021-07-28 05:30 | 5:30 | 14.0469 | 60
2021-07-28 06:00 | 6:00 | 16.1872 | 60
2021-07-28 06:30 | 6:30 | 17.9213 | 60
2021-07-28 07:00 | 7:00 | 17.8178 | 60
2021-07-28 07:30 | 7:30 | 14.9419 | 60
2021-07-28 08:00 | 8:00 | 11.7297 | 60
2021-07-28 08:30 | 8:30 | 8.3349 | 60
2021-07-28 09:00 | 9:00 | 5.875 | 60
2021-07-28 09:30 | 9:30 | 4.4906 | 60
2021-07-28 10:00 | 10:00 | 3.0701 | 60
2021-07-28 10:30 | 10:30 | 2.5513 | 60
2021-07-28 11:00 | 11:00 | 2.6074 | 60
2021-07-28 11:30 | 11:30 | 2.6443 | 60
2021-07-28 12:00 | 12:00 | 2.5231 | 60
2021-07-28 12:30 | 12:30 | 2.6265 | 60
2021-07-28 13:00 | 13:00 | 2.563 | 60
2021-07-28 13:30 | 13:30 | 2.9549 | 60
2021-07-28 14:00 | 14:00 | 3.9492 | 60
2021-07-28 14:30 | 14:30 | 4.5711 | 60
2021-07-28 15:00 | 15:00 | 6.1256 | 60
2021-07-28 15:30 | 15:30 | 8.3538 | 60
2021-07-28 16:00 | 16:00 | 11.0981 | 60
2021-07-28 16:30 | 16:30 | 13.9002 | 60
2021-07-28 17:00 | 17:00 | 16.7618 | 60
2021-07-28 17:30 | 17:30 | 19.2992 | 60
2021-07-28 18:00 | 18:00 | 20.2275 | 60
2021-07-28 18:30 | 18:30 | 20.4737 | 60
2021-07-28 19:00 | 19:00 | 19.8068 | 60
2021-07-28 19:30 | 19:30 | 19.1809 | 60
2021-07-28 20:00 | 20:00 | 18.9457 | 60
2021-07-28 20:30 | 20:30 | 17.804 | 60
2021-07-28 21:00 | 21:00 | 16.4653 | 60
2021-07-28 21:30 | 21:30 | 15.2772 | 60
2021-07-28 22:00 | 22:00 | 13.934 | 60
2021-07-28 22:30 | 22:30 | 13.0905 | 60
2021-07-28 23:00 | 23:00 | 11.9438 | 60
2021-07-28 23:30 | 23:30 | 10.9224 | 60
2021-07-29 | 0:00 | 10.2728 | 60
2021-07-29 00:30 | 0:30 | 9.9063 | 60
2021-07-29 01:00 | 1:00 | 9.5121 | 60
2021-07-29 01:30 | 1:30 | 9.2826 | 60
2021-07-29 02:00 | 2:00 | 9.0653 | 60
2021-07-29 02:30 | 2:30 | 9.0179 | 60
2021-07-29 03:00 | 3:00 | 9.0463 | 60
2021-07-29 03:30 | 3:30 | 9.1062 | 60
2021-07-29 04:00 | 4:00 | 9.3417 | 60
2021-07-29 04:30 | 4:30 | 9.8122 | 60
2021-07-29 05:00 | 5:00 | 10.7279 | 60
2021-07-29 05:30 | 5:30 | 11.5849 | 60
2021-07-29 06:00 | 6:00 | 12.8355 | 60
2021-07-29 06:30 | 6:30 | 13.8113 | 60
2021-07-29 07:00 | 7:00 | 14.4242 | 60
2021-07-29 07:30 | 7:30 | 14.5576 | 60
2021-07-29 08:00 | 8:00 | 13.3073 | 60
2021-07-29 08:30 | 8:30 | 5.7181 | 60
2021-07-29 09:00 | 9:00 | 5.0865 | 60
2021-07-29 09:30 | 9:30 | 3.596 | 60
2021-07-29 10:00 | 10:00 | 2.7495 | 60
2021-07-29 10:30 | 10:30 | 2.4171 | 60
2021-07-29 11:00 | 11:00 | 2.5727 | 60
2021-07-29 11:30 | 11:30 | 2.7049 | 60
2021-07-29 12:00 | 12:00 | 2.6087 | 60
2021-07-29 12:30 | 12:30 | 2.6072 | 60
2021-07-29 13:00 | 13:00 | 2.6071 | 60
2021-07-29 13:30 | 13:30 | 2.5158 | 60
2021-07-29 14:00 | 14:00 | 3.0385 | 60
2021-07-29 14:30 | 14:30 | 4.0612 | 60
2021-07-29 15:00 | 15:00 | 5.6207 | 60
2021-07-29 15:30 | 15:30 | 7.6565 | 60
2021-07-29 16:00 | 16:00 | 10.3831 | 60
2021-07-29 16:30 | 16:30 | 13.2434 | 60
2021-07-29 17:00 | 17:00 | 15.6222 | 60
2021-07-29 17:30 | 17:30 | 17.9186 | 60
2021-07-29 18:00 | 18:00 | 18.7375 | 60
2021-07-29 18:30 | 18:30 | 19.0136 | 60
2021-07-29 19:00 | 19:00 | 18.5604 | 60
2021-07-29 19:30 | 19:30 | 18.3039 | 60
2021-07-29 20:00 | 20:00 | 17.8342 | 60
2021-07-29 20:30 | 20:30 | 16.9305 | 60
2021-07-29 21:00 | 21:00 | 15.9496 | 60
2021-07-29 21:30 | 21:30 | 14.9601 | 60
2021-07-29 22:00 | 22:00 | 13.9192 | 60
2021-07-29 22:30 | 22:30 | 13.2084 | 60
2021-07-29 23:00 | 23:00 | 12.1675 | 60
2021-07-29 23:30 | 23:30 | 11.2434 | 60
2021-07-30 | 0:00 | 10.5443 | 60
2021-07-30 00:30 | 0:30 | 10.0281 | 60
2021-07-30 01:00 | 1:00 | 9.8133 | 60
2021-07-30 01:30 | 1:30 | 9.576 | 60
2021-07-30 02:00 | 2:00 | 9.4448 | 60
2021-07-30 02:30 | 2:30 | 9.3858 | 60
2021-07-30 03:00 | 3:00 | 9.4153 | 60
2021-07-30 03:30 | 3:30 | 9.5694 | 60
2021-07-30 04:00 | 4:00 | 9.993 | 60
2021-07-30 04:30 | 4:30 | 10.6155 | 60
2021-07-30 05:00 | 5:00 | 11.7051 | 60
2021-07-30 05:30 | 5:30 | 12.9044 | 60
2021-07-30 06:00 | 6:00 | 14.665 | 60
2021-07-30 06:30 | 6:30 | 16.0361 | 60
2021-07-30 07:00 | 7:00 | 15.8421 | 60
2021-07-30 07:30 | 7:30 | 13.62 | 60
2021-07-30 08:00 | 8:00 | 10.1429 | 60
2021-07-30 08:30 | 8:30 | 7.3532 | 60
2021-07-30 09:00 | 9:00 | 5.22 | 60
2021-07-30 09:30 | 9:30 | 3.7126 | 60
2021-07-30 10:00 | 10:00 | 2.8552 | 60
2021-07-30 10:30 | 10:30 | 2.5993 | 60
2021-07-30 11:00 | 11:00 | 2.7199 | 60
2021-07-30 11:30 | 11:30 | 2.9278 | 60
2021-07-30 12:00 | 12:00 | 2.7462 | 60
2021-07-30 12:30 | 12:30 | 2.7186 | 60
2021-07-30 13:00 | 13:00 | 2.6721 | 60
2021-07-30 13:30 | 13:30 | 2.8314 | 60
2021-07-30 14:00 | 14:00 | 3.4121 | 60
2021-07-30 14:30 | 14:30 | 4.5047 | 60
2021-07-30 15:00 | 15:00 | 5.8948 | 60
2021-07-30 15:30 | 15:30 | 8.161 | 60
2021-07-30 16:00 | 16:00 | 10.9075 | 60
2021-07-30 16:30 | 16:30 | 13.8636 | 60
2021-07-30 17:00 | 17:00 | 16.3872 | 60
2021-07-30 17:30 | 17:30 | 18.5621 | 60
2021-07-30 18:00 | 18:00 | 19.6437 | 60
2021-07-30 18:30 | 18:30 | 20.0813 | 60
2021-07-30 19:00 | 19:00 | 19.8354 | 60
2021-07-30 19:30 | 19:30 | 19.758 | 60
2021-07-30 20:00 | 20:00 | 19.5854 | 60
2021-07-30 20:30 | 20:30 | 18.9494 | 60
2021-07-30 21:00 | 21:00 | 18.2068 | 60
2021-07-30 21:30 | 21:30 | 17.2366 | 60
2021-07-30 22:00 | 22:00 | 16.0412 | 60
2021-07-30 22:30 | 22:30 | 15.1992 | 60
2021-07-30 23:00 | 23:00 | 13.9769 | 60
2021-07-30 23:30 | 23:30 | 12.8838 | 60
2021-07-31 | 0:00 | 11.9876 | 60
2021-07-31 00:30 | 0:30 | 11.3524 | 60
2021-07-31 01:00 | 1:00 | 11.0295 | 60
2021-07-31 01:30 | 1:30 | 10.7578 | 60
2021-07-31 02:00 | 2:00 | 10.3979 | 60
2021-07-31 02:30 | 2:30 | 10.2967 | 60
2021-07-31 03:00 | 3:00 | 10.3298 | 60
2021-07-31 03:30 | 3:30 | 10.3245 | 60
2021-07-31 04:00 | 4:00 | 10.4637 | 60
2021-07-31 04:30 | 4:30 | 10.6777 | 60
2021-07-31 05:00 | 5:00 | 11.236 | 60
2021-07-31 05:30 | 5:30 | 12.0067 | 60
2021-07-31 06:00 | 6:00 | 12.9408 | 60
2021-07-31 06:30 | 6:30 | 14.1686 | 60
2021-07-31 07:00 | 7:00 | 14.3412 | 60
2021-07-31 07:30 | 7:30 | 13.8871 | 60
2021-07-31 08:00 | 8:00 | 13.2197 | 60
2021-07-31 08:30 | 8:30 | 9.3487 | 60
2021-07-31 09:00 | 9:00 | 7.2401 | 60
2021-07-31 09:30 | 9:30 | 5.5601 | 60
2021-07-31 10:00 | 10:00 | 4.0362 | 60
2021-07-31 10:30 | 10:30 | 2.8891 | 60
2021-07-31 11:00 | 11:00 | 2.6311 | 60
2021-07-31 11:30 | 11:30 | 2.5562 | 60
2021-07-31 12:00 | 12:00 | 2.5654 | 60
2021-07-31 12:30 | 12:30 | 2.7024 | 60
2021-07-31 13:00 | 13:00 | 2.7745 | 60
2021-07-31 13:30 | 13:30 | 2.9058 | 60
2021-07-31 14:00 | 14:00 | 3.6902 | 60
2021-07-31 14:30 | 14:30 | 4.9067 | 60
2021-07-31 15:00 | 15:00 | 6.6501 | 60
2021-07-31 15:30 | 15:30 | 8.7025 | 60
2021-07-31 16:00 | 16:00 | 11.472 | 60
2021-07-31 16:30 | 16:30 | 14.4972 | 60
2021-07-31 17:00 | 17:00 | 17.2448 | 60
2021-07-31 17:30 | 17:30 | 19.7831 | 60
2021-07-31 18:00 | 18:00 | 20.4499 | 60
2021-07-31 18:30 | 18:30 | 20.6404 | 60
2021-07-31 19:00 | 19:00 | 19.9664 | 60
2021-07-31 19:30 | 19:30 | 19.1703 | 60
2021-07-31 20:00 | 20:00 | 18.7309 | 60
2021-07-31 20:30 | 20:30 | 17.8191 | 60
2021-07-31 21:00 | 21:00 | 16.9803 | 60
2021-07-31 21:30 | 21:30 | 15.9144 | 60
2021-07-31 22:00 | 22:00 | 14.9775 | 60
2021-07-31 22:30 | 22:30 | 14.2696 | 60
2021-07-31 23:00 | 23:00 | 13.2561 | 60
2021-07-31 23:30 | 23:30 | 12.2135 | 60
2021-08-01 | 0:00 | 11.428 | 60
2021-08-01 00:30 | 0:30 | 10.7707 | 60
2021-08-01 01:00 | 1:00 | 10.3154 | 60
2021-08-01 01:30 | 1:30 | 10.0557 | 60
2021-08-01 02:00 | 2:00 | 9.8686 | 60
2021-08-01 02:30 | 2:30 | 9.6107 | 60
2021-08-01 03:00 | 3:00 | 9.6356 | 60
2021-08-01 03:30 | 3:30 | 9.4385 | 60
2021-08-01 04:00 | 4:00 | 9.4795 | 60
2021-08-01 04:30 | 4:30 | 9.569 | 60
2021-08-01 05:00 | 5:00 | 9.8682 | 60
2021-08-01 05:30 | 5:30 | 10.2698 | 60
2021-08-01 06:00 | 6:00 | 10.7181 | 60
2021-08-01 06:30 | 6:30 | 11.0531 | 60
2021-08-01 07:00 | 7:00 | 10.5038 | 60
2021-08-01 07:30 | 7:30 | 9.2563 | 60
2021-08-01 08:00 | 8:00 | 8.1338 | 60
2021-08-01 08:30 | 8:30 | 6.9794 | 60
2021-08-01 09:00 | 9:00 | 6.1077 | 60
2021-08-01 09:30 | 9:30 | 5.0115 | 60
2021-08-01 10:00 | 10:00 | 4.1838 | 60
2021-08-01 10:30 | 10:30 | 3.6015 | 60
2021-08-01 11:00 | 11:00 | 3.1987 | 60
2021-08-01 11:30 | 11:30 | 3.0621 | 60
2021-08-01 12:00 | 12:00 | 3.0484 | 60
2021-08-01 12:30 | 12:30 | 3.2375 | 60
2021-08-01 13:00 | 13:00 | 3.5623 | 60
2021-08-01 13:30 | 13:30 | 4.0842 | 60
2021-08-01 14:00 | 14:00 | 5.0906 | 60
2021-08-01 14:30 | 14:30 | 6.5108 | 60
2021-08-01 15:00 | 15:00 | 8.1736 | 60
2021-08-01 15:30 | 15:30 | 10.4635 | 60
2021-08-01 16:00 | 16:00 | 13.0156 | 60
2021-08-01 16:30 | 16:30 | 15.5029 | 60
2021-08-01 17:00 | 17:00 | 18.2693 | 60
2021-08-01 17:30 | 17:30 | 20.2894 | 60
2021-08-01 18:00 | 18:00 | 20.5659 | 60
2021-08-01 18:30 | 18:30 | 20.1495 | 60
2021-08-01 19:00 | 19:00 | 19.0351 | 60
2021-08-01 19:30 | 19:30 | 18.0561 | 60
2021-08-01 20:00 | 20:00 | 17.2009 | 60
2021-08-01 20:30 | 20:30 | 16.0929 | 60
2021-08-01 21:00 | 21:00 | 15.1409 | 60
2021-08-01 21:30 | 21:30 | 14.1565 | 60
2021-08-01 22:00 | 22:00 | 13.3428 | 60
2021-08-01 22:30 | 22:30 | 12.5972 | 60
2021-08-01 23:00 | 23:00 | 11.6275 | 60
2021-08-01 23:30 | 23:30 | 10.8415 | 60
2021-08-02 | 0:00 | 10.2462 | 60
2021-08-02 00:30 | 0:30 | 9.7509 | 60
2021-08-02 01:00 | 1:00 | 9.4725 | 60
2021-08-02 01:30 | 1:30 | 9.2092 | 60
2021-08-02 02:00 | 2:00 | 8.9852 | 60
2021-08-02 02:30 | 2:30 | 8.7738 | 60
2021-08-02 03:00 | 3:00 | 8.7366 | 60
2021-08-02 03:30 | 3:30 | 8.7831 | 60
2021-08-02 04:00 | 4:00 | 9.019 | 60
2021-08-02 04:30 | 4:30 | 9.3842 | 60
2021-08-02 05:00 | 5:00 | 9.9094 | 60
2021-08-02 05:30 | 5:30 | 10.4569 | 60
2021-08-02 06:00 | 6:00 | 11.2625 | 60
2021-08-02 06:30 | 6:30 | 11.6928 | 60
2021-08-02 07:00 | 7:00 | 11.1179 | 60
2021-08-02 07:30 | 7:30 | 9.427 | 60
2021-08-02 08:00 | 8:00 | 8.1649 | 60
2021-08-02 08:30 | 8:30 | 6.7539 | 60
2021-08-02 09:00 | 9:00 | 5.2669 | 60
2021-08-02 09:30 | 9:30 | 4.5374 | 60
2021-08-02 10:00 | 10:00 | 4.6472 | 60
2021-08-02 10:30 | 10:30 | 4.0783 | 60
2021-08-02 11:00 | 11:00 | 3.3487 | 60
2021-08-02 11:30 | 11:30 | 4.1301 | 60
2021-08-02 12:00 | 12:00 | 4.8559 | 60
2021-08-02 12:30 | 12:30 | 5.6675 | 60
2021-08-02 13:00 | 13:00 | 5.8116 | 60
2021-08-02 13:30 | 13:30 | 5.6719 | 60
2021-08-02 14:00 | 14:00 | 4.6669 | 60
2021-08-02 14:30 | 14:30 | 5.5864 | 60
2021-08-02 15:00 | 15:00 | 7.9851 | 60
2021-08-02 15:30 | 15:30 | 9.587 | 60
2021-08-02 16:00 | 16:00 | 11.4089 | 60
2021-08-02 16:30 | 16:30 | 14.7057 | 60
2021-08-02 17:00 | 17:00 | 17.4591 | 60
2021-08-02 17:30 | 17:30 | 20.0151 | 60
2021-08-02 18:00 | 18:00 | 20.3766 | 60
2021-08-02 18:30 | 18:30 | 19.7203 | 60
2021-08-02 19:00 | 19:00 | 18.791 | 60
2021-08-02 19:30 | 19:30 | 17.7315 | 60
2021-08-02 20:00 | 20:00 | 16.9324 | 60
2021-08-02 20:30 | 20:30 | 15.7755 | 60
2021-08-02 21:00 | 21:00 | 14.7566 | 60
2021-08-02 21:30 | 21:30 | 13.6463 | 60
2021-08-02 22:00 | 22:00 | 12.8832 | 60
2021-08-02 22:30 | 22:30 | 12.1978 | 60
2021-08-02 23:00 | 23:00 | 11.2403 | 60
2021-08-02 23:30 | 23:30 | 10.4928 | 60
2021-08-03 | 0:00 | 9.8262 | 60
2021-08-03 00:30 | 0:30 | 9.3464 | 60
2021-08-03 01:00 | 1:00 | 9.054 | 60
2021-08-03 01:30 | 1:30 | 8.784 | 60
2021-08-03 02:00 | 2:00 | 8.6201 | 60
2021-08-03 02:30 | 2:30 | 8.5787 | 60
2021-08-03 03:00 | 3:00 | 8.5952 | 60
2021-08-03 03:30 | 3:30 | 8.5412 | 60
2021-08-03 04:00 | 4:00 | 8.7928 | 60
2021-08-03 04:30 | 4:30 | 8.9879 | 60
2021-08-03 05:00 | 5:00 | 9.537 | 60
2021-08-03 05:30 | 5:30 | 9.99 | 60
2021-08-03 06:00 | 6:00 | 10.6466 | 60
2021-08-03 06:30 | 6:30 | 11.0556 | 60
2021-08-03 07:00 | 7:00 | 11.944 | 60
2021-08-03 07:30 | 7:30 | 12.5602 | 60
2021-08-03 08:00 | 8:00 | 12.0762 | 60
2021-08-03 08:30 | 8:30 | 11.3787 | 60
2021-08-03 09:00 | 9:00 | 9.6494 | 60
2021-08-03 09:30 | 9:30 | 8.9731 | 60
2021-08-03 10:00 | 10:00 | 5.7522 | 60
2021-08-03 10:30 | 10:30 | 6.1847 | 60
2021-08-03 11:00 | 11:00 | 8.1922 | 60
2021-08-03 11:30 | 11:30 | 5.3985 | 60
2021-08-03 12:00 | 12:00 | 7.5012 | 60
2021-08-03 12:30 | 12:30 | 7.9559 | 60
2021-08-03 13:00 | 13:00 | 8.9591 | 60
2021-08-03 13:30 | 13:30 | 9.3598 | 60
2021-08-03 14:00 | 14:00 | 11.4949 | 60
2021-08-03 14:30 | 14:30 | 11.8843 | 60
2021-08-03 15:00 | 15:00 | 12.8139 | 60
2021-08-03 15:30 | 15:30 | 13.3525 | 60
2021-08-03 16:00 | 16:00 | 14.0112 | 60
2021-08-03 16:30 | 16:30 | 15.7496 | 60
2021-08-03 17:00 | 17:00 | 17.8773 | 60
2021-08-03 17:30 | 17:30 | 19.9142 | 60
2021-08-03 18:00 | 18:00 | 20.1894 | 60
2021-08-03 18:30 | 18:30 | 19.7001 | 60
2021-08-03 19:00 | 19:00 | 18.55 | 60
2021-08-03 19:30 | 19:30 | 17.7641 | 60
2021-08-03 20:00 | 20:00 | 17.011 | 60
2021-08-03 20:30 | 20:30 | 15.8051 | 60
2021-08-03 21:00 | 21:00 | 14.8723 | 60
2021-08-03 21:30 | 21:30 | 13.9377 | 60
2021-08-03 22:00 | 22:00 | 13.1035 | 60
2021-08-03 22:30 | 22:30 | 12.3351 | 60
2021-08-03 23:00 | 23:00 | 11.5485 | 60
2021-08-03 23:30 | 23:30 | 10.617 | 60
2021-08-04 | 0:00 | 10.0211 | 60
2021-08-04 00:30 | 0:30 | 9.5738 | 60
2021-08-04 01:00 | 1:00 | 9.1618 | 60
2021-08-04 01:30 | 1:30 | 8.9646 | 60
2021-08-04 02:00 | 2:00 | 8.9425 | 60
2021-08-04 02:30 | 2:30 | 8.8509 | 60
2021-08-04 03:00 | 3:00 | 8.8018 | 60
2021-08-04 03:30 | 3:30 | 8.8186 | 60
2021-08-04 04:00 | 4:00 | 9.1261 | 60
2021-08-04 04:30 | 4:30 | 9.5526 | 60
2021-08-04 05:00 | 5:00 | 10.2791 | 60
2021-08-04 05:30 | 5:30 | 11.0217 | 60
2021-08-04 06:00 | 6:00 | 11.8526 | 60
2021-08-04 06:30 | 6:30 | 12.4944 | 60
2021-08-04 07:00 | 7:00 | 11.7401 | 60
2021-08-04 07:30 | 7:30 | 9.8656 | 60
2021-08-04 08:00 | 8:00 | 8.1711 | 60
2021-08-04 08:30 | 8:30 | 6.2873 | 60
2021-08-04 09:00 | 9:00 | 4.4882 | 60
2021-08-04 09:30 | 9:30 | 3.3939 | 60
2021-08-04 10:00 | 10:00 | 2.7814 | 60
2021-08-04 10:30 | 10:30 | 2.599 | 60
2021-08-04 11:00 | 11:00 | 2.6088 | 60
2021-08-04 11:30 | 11:30 | 2.6089 | 60
2021-08-04 12:00 | 12:00 | 2.6069 | 60
2021-08-04 12:30 | 12:30 | 2.695 | 60
2021-08-04 13:00 | 13:00 | 2.7265 | 60
2021-08-04 13:30 | 13:30 | 2.835 | 60
2021-08-04 14:00 | 14:00 | 3.337 | 60
2021-08-04 14:30 | 14:30 | 4.5253 | 60
2021-08-04 15:00 | 15:00 | 6.1341 | 60
2021-08-04 15:30 | 15:30 | 8.1571 | 60
2021-08-04 16:00 | 16:00 | 10.8809 | 60
2021-08-04 16:30 | 16:30 | 14.2269 | 60
2021-08-04 17:00 | 17:00 | 17.7928 | 60
2021-08-04 17:30 | 17:30 | 20.6896 | 60
2021-08-04 18:00 | 18:00 | 22.0001 | 60
2021-08-04 18:30 | 18:30 | 22.0676 | 60
2021-08-04 19:00 | 19:00 | 21.3833 | 60
2021-08-04 19:30 | 19:30 | 20.5042 | 60
2021-08-04 20:00 | 20:00 | 20.0081 | 60
2021-08-04 20:30 | 20:30 | 19.0975 | 60
2021-08-04 21:00 | 21:00 | 17.8125 | 60
2021-08-04 21:30 | 21:30 | 16.4161 | 60
2021-08-04 22:00 | 22:00 | 15.2335 | 60
2021-08-04 22:30 | 22:30 | 14.2068 | 60
2021-08-04 23:00 | 23:00 | 13.0463 | 60
2021-08-04 23:30 | 23:30 | 12.0235 | 60
2021-08-05 | 0:00 | 11.2194 | 60
2021-08-05 00:30 | 0:30 | 10.837 | 60
2021-08-05 01:00 | 1:00 | 10.2098 | 60
2021-08-05 01:30 | 1:30 | 9.9358 | 60
2021-08-05 02:00 | 2:00 | 9.8637 | 60
2021-08-05 02:30 | 2:30 | 9.7404 | 60
2021-08-05 03:00 | 3:00 | 9.7092 | 60
2021-08-05 03:30 | 3:30 | 9.8634 | 60
2021-08-05 04:00 | 4:00 | 10.2143 | 60
2021-08-05 04:30 | 4:30 | 10.7134 | 60
2021-08-05 05:00 | 5:00 | 11.7674 | 60
2021-08-05 05:30 | 5:30 | 12.4978 | 60
2021-08-05 06:00 | 6:00 | 13.7533 | 60
2021-08-05 06:30 | 6:30 | 14.7066 | 60
2021-08-05 07:00 | 7:00 | 13.9346 | 60
2021-08-05 07:30 | 7:30 | 11.8842 | 60
2021-08-05 08:00 | 8:00 | 9.8049 | 60
2021-08-05 08:30 | 8:30 | 7.6088 | 60
2021-08-05 09:00 | 9:00 | 5.5962 | 60
2021-08-05 09:30 | 9:30 | 4.1547 | 60
2021-08-05 10:00 | 10:00 | 3.0956 | 60
2021-08-05 10:30 | 10:30 | 2.6453 | 60
2021-08-05 11:00 | 11:00 | 2.602 | 60
2021-08-05 11:30 | 11:30 | 2.5768 | 60
2021-08-05 12:00 | 12:00 | 2.593 | 60
2021-08-05 12:30 | 12:30 | 2.5857 | 60
2021-08-05 13:00 | 13:00 | 2.6332 | 60
2021-08-05 13:30 | 13:30 | 2.8244 | 60
2021-08-05 14:00 | 14:00 | 3.2938 | 60
2021-08-05 14:30 | 14:30 | 4.4267 | 60
2021-08-05 15:00 | 15:00 | 6.2332 | 60
2021-08-05 15:30 | 15:30 | 8.4108 | 60
2021-08-05 16:00 | 16:00 | 11.0681 | 60
2021-08-05 16:30 | 16:30 | 14.2025 | 60
2021-08-05 17:00 | 17:00 | 17.2338 | 60
2021-08-05 17:30 | 17:30 | 20.3187 | 60
2021-08-05 18:00 | 18:00 | 21.5567 | 60
2021-08-05 18:30 | 18:30 | 21.5596 | 60
2021-08-05 19:00 | 19:00 | 21.1548 | 60
2021-08-05 19:30 | 19:30 | 20.6494 | 60
2021-08-05 20:00 | 20:00 | 19.7891 | 60
2021-08-05 20:30 | 20:30 | 18.7293 | 60
2021-08-05 21:00 | 21:00 | 17.4533 | 60
2021-08-05 21:30 | 21:30 | 16.0789 | 60
2021-08-05 22:00 | 22:00 | 14.8411 | 60
2021-08-05 22:30 | 22:30 | 13.8197 | 60
2021-08-05 23:00 | 23:00 | 12.8269 | 60
2021-08-05 23:30 | 23:30 | 11.9957 | 60
2021-08-06 | 0:00 | 11.2919 | 60
2021-08-06 00:30 | 0:30 | 10.7387 | 60
2021-08-06 01:00 | 1:00 | 10.3963 | 60
2021-08-06 01:30 | 1:30 | 10.1136 | 60
2021-08-06 02:00 | 2:00 | 10.0227 | 60
2021-08-06 02:30 | 2:30 | 9.9403 | 60
2021-08-06 03:00 | 3:00 | 9.9173 | 60
2021-08-06 03:30 | 3:30 | 10.026 | 60
2021-08-06 04:00 | 4:00 | 10.5244 | 60
2021-08-06 04:30 | 4:30 | 11.1466 | 60
2021-08-06 05:00 | 5:00 | 12.227 | 60
2021-08-06 05:30 | 5:30 | 13.0943 | 60
2021-08-06 06:00 | 6:00 | 14.4563 | 60
2021-08-06 06:30 | 6:30 | 15.2232 | 60
2021-08-06 07:00 | 7:00 | 14.7639 | 60
2021-08-06 07:30 | 7:30 | 13.2138 | 60
2021-08-06 08:00 | 8:00 | 10.8358 | 60
2021-08-06 08:30 | 8:30 | 8.4263 | 60
2021-08-06 09:00 | 9:00 | 6.2952 | 60
2021-08-06 09:30 | 9:30 | 4.4083 | 60
2021-08-06 10:00 | 10:00 | 3.216 | 60
2021-08-06 10:30 | 10:30 | 2.6735 | 60
2021-08-06 11:00 | 11:00 | 2.6047 | 60
2021-08-06 11:30 | 11:30 | 2.4807 | 60
2021-08-06 12:00 | 12:00 | 2.5407 | 60
2021-08-06 12:30 | 12:30 | 2.5429 | 60
2021-08-06 13:00 | 13:00 | 2.6862 | 60
2021-08-06 13:30 | 13:30 | 2.8679 | 60
2021-08-06 14:00 | 14:00 | 3.5413 | 60
2021-08-06 14:30 | 14:30 | 4.7191 | 60
2021-08-06 15:00 | 15:00 | 6.4843 | 60
2021-08-06 15:30 | 15:30 | 8.4942 | 60
2021-08-06 16:00 | 16:00 | 11.0137 | 60
2021-08-06 16:30 | 16:30 | 13.7189 | 60
2021-08-06 17:00 | 17:00 | 16.4894 | 60
2021-08-06 17:30 | 17:30 | 19.0111 | 60
2021-08-06 18:00 | 18:00 | 20.4248 | 60
2021-08-06 18:30 | 18:30 | 20.8176 | 60
2021-08-06 19:00 | 19:00 | 20.262 | 60
2021-08-06 19:30 | 19:30 | 20.0595 | 60
2021-08-06 20:00 | 20:00 | 19.5009 | 60
2021-08-06 20:30 | 20:30 | 18.6687 | 60
2021-08-06 21:00 | 21:00 | 17.6365 | 60
2021-08-06 21:30 | 21:30 | 16.6998 | 60
2021-08-06 22:00 | 22:00 | 15.6123 | 60
2021-08-06 22:30 | 22:30 | 14.8184 | 60
2021-08-06 23:00 | 23:00 | 13.6408 | 60
2021-08-06 23:30 | 23:30 | 12.6352 | 60
2021-08-07 | 0:00 | 11.7733 | 60
2021-08-07 00:30 | 0:30 | 11.2099 | 60
2021-08-07 01:00 | 1:00 | 10.7728 | 60
2021-08-07 01:30 | 1:30 | 10.4202 | 60
2021-08-07 02:00 | 2:00 | 10.3112 | 60
2021-08-07 02:30 | 2:30 | 10.1633 | 60
2021-08-07 03:00 | 3:00 | 9.9966 | 60
2021-08-07 03:30 | 3:30 | 10.0978 | 60
2021-08-07 04:00 | 4:00 | 10.1861 | 60
2021-08-07 04:30 | 4:30 | 10.3624 | 60
2021-08-07 05:00 | 5:00 | 10.9516 | 60
2021-08-07 05:30 | 5:30 | 11.45 | 60
2021-08-07 06:00 | 6:00 | 12.1493 | 60
2021-08-07 06:30 | 6:30 | 13.0033 | 60
2021-08-07 07:00 | 7:00 | 13.3223 | 60
2021-08-07 07:30 | 7:30 | 11.5745 | 60
2021-08-07 08:00 | 8:00 | 10.5141 | 60
2021-08-07 08:30 | 8:30 | 9.9689 | 60
2021-08-07 09:00 | 9:00 | 10.2989 | 60
2021-08-07 09:30 | 9:30 | 7.1555 | 60
2021-08-07 10:00 | 10:00 | 6.7061 | 60
2021-08-07 10:30 | 10:30 | 6.1261 | 60
2021-08-07 11:00 | 11:00 | 3.415 | 60
2021-08-07 11:30 | 11:30 | 2.8152 | 60
2021-08-07 12:00 | 12:00 | 2.6851 | 60
2021-08-07 12:30 | 12:30 | 2.7043 | 60
2021-08-07 13:00 | 13:00 | 2.9091 | 60
2021-08-07 13:30 | 13:30 | 3.3106 | 60
2021-08-07 14:00 | 14:00 | 4.1046 | 60
2021-08-07 14:30 | 14:30 | 5.3516 | 60
2021-08-07 15:00 | 15:00 | 7.0061 | 60
2021-08-07 15:30 | 15:30 | 8.7097 | 60
2021-08-07 16:00 | 16:00 | 11.2953 | 60
2021-08-07 16:30 | 16:30 | 14.3042 | 60
2021-08-07 17:00 | 17:00 | 17.2048 | 60
2021-08-07 17:30 | 17:30 | 20.1923 | 60
2021-08-07 18:00 | 18:00 | 21.1485 | 60
2021-08-07 18:30 | 18:30 | 21.3409 | 60
2021-08-07 19:00 | 19:00 | 20.7742 | 60
2021-08-07 19:30 | 19:30 | 20.1273 | 60
2021-08-07 20:00 | 20:00 | 19.5065 | 60
2021-08-07 20:30 | 20:30 | 18.8679 | 60
2021-08-07 21:00 | 21:00 | 18.0423 | 60
2021-08-07 21:30 | 21:30 | 16.9415 | 60
2021-08-07 22:00 | 22:00 | 16.0389 | 60
2021-08-07 22:30 | 22:30 | 15.2706 | 60
2021-08-07 23:00 | 23:00 | 14.1854 | 60
2021-08-07 23:30 | 23:30 | 13.1378 | 60
2021-08-08 | 0:00 | 12.2346 | 60
2021-08-08 00:30 | 0:30 | 11.455 | 60
2021-08-08 01:00 | 1:00 | 11.0603 | 60
2021-08-08 01:30 | 1:30 | 10.767 | 60
2021-08-08 02:00 | 2:00 | 10.4532 | 60
2021-08-08 02:30 | 2:30 | 10.4315 | 60
2021-08-08 03:00 | 3:00 | 10.282 | 60
2021-08-08 03:30 | 3:30 | 10.234 | 60
2021-08-08 04:00 | 4:00 | 10.3282 | 60
2021-08-08 04:30 | 4:30 | 10.5517 | 60
2021-08-08 05:00 | 5:00 | 10.951 | 60
2021-08-08 05:30 | 5:30 | 11.4432 | 60
2021-08-08 06:00 | 6:00 | 12.2154 | 60
2021-08-08 06:30 | 6:30 | 12.8335 | 60
2021-08-08 07:00 | 7:00 | 12.399 | 60
2021-08-08 07:30 | 7:30 | 11.267 | 60
2021-08-08 08:00 | 8:00 | 9.9422 | 60
2021-08-08 08:30 | 8:30 | 8.5763 | 60
2021-08-08 09:00 | 9:00 | 7.2419 | 60
2021-08-08 09:30 | 9:30 | 5.8638 | 60
2021-08-08 10:00 | 10:00 | 4.3855 | 60
2021-08-08 10:30 | 10:30 | 3.7336 | 60
2021-08-08 11:00 | 11:00 | 3.1484 | 60
2021-08-08 11:30 | 11:30 | 3.1759 | 60
2021-08-08 12:00 | 12:00 | 3.2994 | 60
2021-08-08 12:30 | 12:30 | 4.8991 | 60
2021-08-08 13:00 | 13:00 | 5.9011 | 60
2021-08-08 13:30 | 13:30 | 5.3704 | 60
2021-08-08 14:00 | 14:00 | 6.2191 | 60
2021-08-08 14:30 | 14:30 | 6.7326 | 60
2021-08-08 15:00 | 15:00 | 8.0921 | 60
2021-08-08 15:30 | 15:30 | 10.2526 | 60
2021-08-08 16:00 | 16:00 | 12.583 | 60
2021-08-08 16:30 | 16:30 | 15.3286 | 60
2021-08-08 17:00 | 17:00 | 18.3094 | 60
2021-08-08 17:30 | 17:30 | 20.5309 | 60
2021-08-08 18:00 | 18:00 | 21.1453 | 60
2021-08-08 18:30 | 18:30 | 20.7798 | 60
2021-08-08 19:00 | 19:00 | 19.7174 | 60
2021-08-08 19:30 | 19:30 | 19.2056 | 60
2021-08-08 20:00 | 20:00 | 18.6236 | 60
2021-08-08 20:30 | 20:30 | 17.3695 | 60
2021-08-08 21:00 | 21:00 | 16.4658 | 60
2021-08-08 21:30 | 21:30 | 15.3181 | 60
2021-08-08 22:00 | 22:00 | 14.1824 | 60
2021-08-08 22:30 | 22:30 | 13.4143 | 60
2021-08-08 23:00 | 23:00 | 12.278 | 60
2021-08-08 23:30 | 23:30 | 11.2257 | 60
2021-08-09 | 0:00 | 10.467 | 60
2021-08-09 00:30 | 0:30 | 10.0534 | 60
2021-08-09 01:00 | 1:00 | 9.6828 | 60
2021-08-09 01:30 | 1:30 | 9.3539 | 60
2021-08-09 02:00 | 2:00 | 9.3055 | 60
2021-08-09 02:30 | 2:30 | 9.0901 | 60
2021-08-09 03:00 | 3:00 | 9.0577 | 60
2021-08-09 03:30 | 3:30 | 9.0691 | 60
2021-08-09 04:00 | 4:00 | 9.3731 | 60
2021-08-09 04:30 | 4:30 | 9.7565 | 60
2021-08-09 05:00 | 5:00 | 10.4993 | 60
2021-08-09 05:30 | 5:30 | 11.2848 | 60
2021-08-09 06:00 | 6:00 | 12.3809 | 60
2021-08-09 06:30 | 6:30 | 13.8768 | 60
2021-08-09 07:00 | 7:00 | 14.6413 | 60
2021-08-09 07:30 | 7:30 | 14.67 | 60
2021-08-09 08:00 | 8:00 | 13.1384 | 60
2021-08-09 08:30 | 8:30 | 11.059 | 60
2021-08-09 09:00 | 9:00 | 9.7141 | 60
2021-08-09 09:30 | 9:30 | 5.9241 | 60
2021-08-09 10:00 | 10:00 | 4.6252 | 60
2021-08-09 10:30 | 10:30 | 4.9139 | 60
2021-08-09 11:00 | 11:00 | 4.2624 | 60
2021-08-09 11:30 | 11:30 | 4.2278 | 60
2021-08-09 12:00 | 12:00 | 4.4202 | 60
2021-08-09 12:30 | 12:30 | 4.0828 | 60
2021-08-09 13:00 | 13:00 | 2.5369 | 60
2021-08-09 13:30 | 13:30 | 2.8321 | 60
2021-08-09 14:00 | 14:00 | 6.1122 | 60
2021-08-09 14:30 | 14:30 | 6.2977 | 60
2021-08-09 15:00 | 15:00 | 6.571 | 60
2021-08-09 15:30 | 15:30 | 8.2945 | 60
2021-08-09 16:00 | 16:00 | 11.2511 | 60
2021-08-09 16:30 | 16:30 | 14.702 | 60
2021-08-09 17:00 | 17:00 | 18.277 | 60
2021-08-09 17:30 | 17:30 | 21.1181 | 60
2021-08-09 18:00 | 18:00 | 22.2457 | 60
2021-08-09 18:30 | 18:30 | 22.2374 | 60
2021-08-09 19:00 | 19:00 | 21.2775 | 60
2021-08-09 19:30 | 19:30 | 20.5762 | 60
2021-08-09 20:00 | 20:00 | 19.7753 | 60
2021-08-09 20:30 | 20:30 | 18.3894 | 60
2021-08-09 21:00 | 21:00 | 17.0499 | 60
2021-08-09 21:30 | 21:30 | 15.7958 | 60
2021-08-09 22:00 | 22:00 | 14.4878 | 60
2021-08-09 22:30 | 22:30 | 13.394 | 60
2021-08-09 23:00 | 23:00 | 12.2808 | 60
2021-08-09 23:30 | 23:30 | 11.2638 | 60
2021-08-10 | 0:00 | 10.6747 | 60
2021-08-10 00:30 | 0:30 | 10.1817 | 60
2021-08-10 01:00 | 1:00 | 9.8493 | 60
2021-08-10 01:30 | 1:30 | 9.5766 | 60
2021-08-10 02:00 | 2:00 | 9.3933 | 60
2021-08-10 02:30 | 2:30 | 9.2979 | 60
2021-08-10 03:00 | 3:00 | 9.226 | 60
2021-08-10 03:30 | 3:30 | 9.2737 | 60
2021-08-10 04:00 | 4:00 | 9.5806 | 60
2021-08-10 04:30 | 4:30 | 10.0594 | 60
2021-08-10 05:00 | 5:00 | 11.0193 | 60
2021-08-10 05:30 | 5:30 | 12.009 | 60
2021-08-10 06:00 | 6:00 | 13.0261 | 60
2021-08-10 06:30 | 6:30 | 14.0466 | 60
2021-08-10 07:00 | 7:00 | 14.6234 | 60
2021-08-10 07:30 | 7:30 | 13.0154 | 60
2021-08-10 08:00 | 8:00 | 9.7742 | 60
2021-08-10 08:30 | 8:30 | 7.3709 | 60
2021-08-10 09:00 | 9:00 | 5.0268 | 60
2021-08-10 09:30 | 9:30 | 2.9246 | 60
2021-08-10 10:00 | 10:00 | 2.5724 | 60
2021-08-10 10:30 | 10:30 | 3.5984 | 60
2021-08-10 11:00 | 11:00 | 2.7832 | 60
2021-08-10 11:30 | 11:30 | 6.0399 | 60
2021-08-10 12:00 | 12:00 | 8.5764 | 60
2021-08-10 12:30 | 12:30 | 7.2387 | 60
2021-08-10 13:00 | 13:00 | 6.8346 | 60
2021-08-10 13:30 | 13:30 | 8.1851 | 60
2021-08-10 14:00 | 14:00 | 8.6683 | 60
2021-08-10 14:30 | 14:30 | 9.1739 | 60
2021-08-10 15:00 | 15:00 | 9.5294 | 60
2021-08-10 15:30 | 15:30 | 11.0295 | 60
2021-08-10 16:00 | 16:00 | 12.8961 | 60
2021-08-10 16:30 | 16:30 | 15.0397 | 60
2021-08-10 17:00 | 17:00 | 17.7444 | 60
2021-08-10 17:30 | 17:30 | 19.9622 | 60
2021-08-10 18:00 | 18:00 | 21.294 | 60
2021-08-10 18:30 | 18:30 | 21.3989 | 60
2021-08-10 19:00 | 19:00 | 20.3667 | 60
2021-08-10 19:30 | 19:30 | 19.7673 | 60
2021-08-10 20:00 | 20:00 | 19.4148 | 60
2021-08-10 20:30 | 20:30 | 17.9188 | 60
2021-08-10 21:00 | 21:00 | 16.8823 | 60
2021-08-10 21:30 | 21:30 | 15.4032 | 60
2021-08-10 22:00 | 22:00 | 14.1606 | 60
2021-08-10 22:30 | 22:30 | 13.2486 | 60
2021-08-10 23:00 | 23:00 | 12.275 | 60
2021-08-10 23:30 | 23:30 | 11.0651 | 60
2021-08-11 | 0:00 | 10.46 | 60
2021-08-11 00:30 | 0:30 | 9.9705 | 60
2021-08-11 01:00 | 1:00 | 9.605 | 60
2021-08-11 01:30 | 1:30 | 9.5362 | 60
2021-08-11 02:00 | 2:00 | 9.342 | 60
2021-08-11 02:30 | 2:30 | 9.1971 | 60
2021-08-11 03:00 | 3:00 | 9.1989 | 60
2021-08-11 03:30 | 3:30 | 9.19 | 60
2021-08-11 04:00 | 4:00 | 9.5822 | 60
2021-08-11 04:30 | 4:30 | 9.9278 | 60
2021-08-11 05:00 | 5:00 | 10.8521 | 60
2021-08-11 05:30 | 5:30 | 11.777 | 60
2021-08-11 06:00 | 6:00 | 12.9609 | 60
2021-08-11 06:30 | 6:30 | 13.6912 | 60
2021-08-11 07:00 | 7:00 | 13.1709 | 60
2021-08-11 07:30 | 7:30 | 11.0585 | 60
2021-08-11 08:00 | 8:00 | 7.9097 | 60
2021-08-11 08:30 | 8:30 | 5.8404 | 60
2021-08-11 09:00 | 9:00 | 4.3679 | 60
2021-08-11 09:30 | 9:30 | 5.3313 | 60
2021-08-11 10:00 | 10:00 | 6.1918 | 60
2021-08-11 10:30 | 10:30 | 5.1141 | 60
2021-08-11 11:00 | 11:00 | 4.7639 | 60
2021-08-11 11:30 | 11:30 | 4.4659 | 60
2021-08-11 12:00 | 12:00 | 8.5919 | 60
2021-08-11 12:30 | 12:30 | 9.4828 | 60
2021-08-11 13:00 | 13:00 | 4.8978 | 60
2021-08-11 13:30 | 13:30 | 5.421 | 60
2021-08-11 14:00 | 14:00 | 6.4049 | 60
2021-08-11 14:30 | 14:30 | 5.7467 | 60
2021-08-11 15:00 | 15:00 | 6.0094 | 60
2021-08-11 15:30 | 15:30 | 8.2963 | 60
2021-08-11 16:00 | 16:00 | 10.7574 | 60
2021-08-11 16:30 | 16:30 | 14.1529 | 60
2021-08-11 17:00 | 17:00 | 16.5577 | 60
2021-08-11 17:30 | 17:30 | 19.4383 | 60
2021-08-11 18:00 | 18:00 | 20.4006 | 60
2021-08-11 18:30 | 18:30 | 20.4707 | 60
2021-08-11 19:00 | 19:00 | 20.0731 | 60
2021-08-11 19:30 | 19:30 | 19.2419 | 60
2021-08-11 20:00 | 20:00 | 18.8068 | 60
2021-08-11 20:30 | 20:30 | 17.849 | 60
2021-08-11 21:00 | 21:00 | 16.7985 | 60
2021-08-11 21:30 | 21:30 | 15.5168 | 60
2021-08-11 22:00 | 22:00 | 14.2488 | 60
2021-08-11 22:30 | 22:30 | 13.2884 | 60
2021-08-11 23:00 | 23:00 | 11.9909 | 60
2021-08-11 23:30 | 23:30 | 11.1282 | 60
2021-08-12 | 0:00 | 10.4483 | 60
2021-08-12 00:30 | 0:30 | 9.9168 | 60
2021-08-12 01:00 | 1:00 | 9.5662 | 60
2021-08-12 01:30 | 1:30 | 9.4039 | 60
2021-08-12 02:00 | 2:00 | 9.1664 | 60
2021-08-12 02:30 | 2:30 | 9.1477 | 60
2021-08-12 03:00 | 3:00 | 9.1599 | 60
2021-08-12 03:30 | 3:30 | 9.2075 | 60
2021-08-12 04:00 | 4:00 | 9.568 | 60
2021-08-12 04:30 | 4:30 | 10.1852 | 60
2021-08-12 05:00 | 5:00 | 11.0368 | 60
2021-08-12 05:30 | 5:30 | 12.0164 | 60
2021-08-12 06:00 | 6:00 | 13.3659 | 60
2021-08-12 06:30 | 6:30 | 14.2637 | 60
2021-08-12 07:00 | 7:00 | 13.1834 | 60
2021-08-12 07:30 | 7:30 | 11.2028 | 60
2021-08-12 08:00 | 8:00 | 8.2427 | 60
2021-08-12 08:30 | 8:30 | 5.7828 | 60
2021-08-12 09:00 | 9:00 | 4.136 | 60
2021-08-12 09:30 | 9:30 | 3.0274 | 60
2021-08-12 10:00 | 10:00 | 2.7077 | 60
2021-08-12 10:30 | 10:30 | 2.6789 | 60
2021-08-12 11:00 | 11:00 | 2.7037 | 60
2021-08-12 11:30 | 11:30 | 2.5707 | 60
2021-08-12 12:00 | 12:00 | 2.5955 | 60
2021-08-12 12:30 | 12:30 | 2.7169 | 60
2021-08-12 13:00 | 13:00 | 2.5415 | 60
2021-08-12 13:30 | 13:30 | 2.4981 | 60
2021-08-12 14:00 | 14:00 | 2.6817 | 60
2021-08-12 14:30 | 14:30 | 3.673 | 60
2021-08-12 15:00 | 15:00 | 5.2936 | 60
2021-08-12 15:30 | 15:30 | 7.5263 | 60
2021-08-12 16:00 | 16:00 | 9.9627 | 60
2021-08-12 16:30 | 16:30 | 12.7364 | 60
2021-08-12 17:00 | 17:00 | 15.554 | 60
2021-08-12 17:30 | 17:30 | 17.8586 | 60
2021-08-12 18:00 | 18:00 | 18.7226 | 60
2021-08-12 18:30 | 18:30 | 19.1093 | 60
2021-08-12 19:00 | 19:00 | 18.429 | 60
2021-08-12 19:30 | 19:30 | 18.0091 | 60
2021-08-12 20:00 | 20:00 | 17.3264 | 60
2021-08-12 20:30 | 20:30 | 16.5782 | 60
2021-08-12 21:00 | 21:00 | 15.5965 | 60
2021-08-12 21:30 | 21:30 | 14.4677 | 60
2021-08-12 22:00 | 22:00 | 13.5174 | 60
2021-08-12 22:30 | 22:30 | 12.7147 | 60
2021-08-12 23:00 | 23:00 | 11.6745 | 60
2021-08-12 23:30 | 23:30 | 10.7824 | 60
2021-08-13 | 0:00 | 10.1646 | 60
2021-08-13 00:30 | 0:30 | 9.5279 | 60
2021-08-13 01:00 | 1:00 | 9.369 | 60
2021-08-13 01:30 | 1:30 | 8.9808 | 60
2021-08-13 02:00 | 2:00 | 8.8087 | 60
2021-08-13 02:30 | 2:30 | 8.8067 | 60
2021-08-13 03:00 | 3:00 | 8.7837 | 60
2021-08-13 03:30 | 3:30 | 8.8594 | 60
2021-08-13 04:00 | 4:00 | 9.0961 | 60
2021-08-13 04:30 | 4:30 | 9.5087 | 60
2021-08-13 05:00 | 5:00 | 10.1789 | 60
2021-08-13 05:30 | 5:30 | 10.9187 | 60
2021-08-13 06:00 | 6:00 | 11.8713 | 60
2021-08-13 06:30 | 6:30 | 12.8262 | 60
2021-08-13 07:00 | 7:00 | 12.1386 | 60
2021-08-13 07:30 | 7:30 | 10.009 | 60
2021-08-13 08:00 | 8:00 | 7.7349 | 60
2021-08-13 08:30 | 8:30 | 5.6339 | 60
2021-08-13 09:00 | 9:00 | 4.0701 | 60
2021-08-13 09:30 | 9:30 | 3.0862 | 60
2021-08-13 10:00 | 10:00 | 2.7548 | 60
2021-08-13 10:30 | 10:30 | 2.4786 | 60
2021-08-13 11:00 | 11:00 | 2.6564 | 60
2021-08-13 11:30 | 11:30 | 3.0359 | 60
2021-08-13 12:00 | 12:00 | 4.834 | 60
2021-08-13 12:30 | 12:30 | 2.6519 | 60
2021-08-13 13:00 | 13:00 | 2.2604 | 60
2021-08-13 13:30 | 13:30 | 2.7567 | 60
2021-08-13 14:00 | 14:00 | 5.3035 | 60
2021-08-13 14:30 | 14:30 | 8.136 | 60
2021-08-13 15:00 | 15:00 | 11.2181 | 60
2021-08-13 15:30 | 15:30 | 12.3076 | 60
2021-08-13 16:00 | 16:00 | 13.4597 | 60
2021-08-13 16:30 | 16:30 | 14.945 | 60
2021-08-13 17:00 | 17:00 | 16.151 | 60
2021-08-13 17:30 | 17:30 | 17.5448 | 60
2021-08-13 18:00 | 18:00 | 17.9002 | 60
2021-08-13 18:30 | 18:30 | 17.7676 | 60
2021-08-13 19:00 | 19:00 | 17.328 | 60
2021-08-13 19:30 | 19:30 | 16.6696 | 60
2021-08-13 20:00 | 20:00 | 16.3053 | 60
2021-08-13 20:30 | 20:30 | 15.3961 | 60
2021-08-13 21:00 | 21:00 | 14.7321 | 60
2021-08-13 21:30 | 21:30 | 13.7131 | 60
2021-08-13 22:00 | 22:00 | 13.053 | 60
2021-08-13 22:30 | 22:30 | 12.4742 | 60
2021-08-13 23:00 | 23:00 | 11.5761 | 60
2021-08-13 23:30 | 23:30 | 10.7262 | 60
2021-08-14 | 0:00 | 10.0038 | 60
2021-08-14 00:30 | 0:30 | 9.7035 | 60
2021-08-14 01:00 | 1:00 | 9.393 | 60
2021-08-14 01:30 | 1:30 | 9.1564 | 60
2021-08-14 02:00 | 2:00 | 8.9337 | 60
2021-08-14 02:30 | 2:30 | 8.8042 | 60
2021-08-14 03:00 | 3:00 | 8.8005 | 60
2021-08-14 03:30 | 3:30 | 8.6644 | 60
2021-08-14 04:00 | 4:00 | 8.8322 | 60
2021-08-14 04:30 | 4:30 | 8.8643 | 60
2021-08-14 05:00 | 5:00 | 9.0993 | 60
2021-08-14 05:30 | 5:30 | 9.4458 | 60
2021-08-14 06:00 | 6:00 | 10.0464 | 60
2021-08-14 06:30 | 6:30 | 10.4368 | 60
2021-08-14 07:00 | 7:00 | 11.0289 | 60
2021-08-14 07:30 | 7:30 | 10.6952 | 60
2021-08-14 08:00 | 8:00 | 10.7433 | 60
2021-08-14 08:30 | 8:30 | 10.1315 | 60
2021-08-14 09:00 | 9:00 | 9.0778 | 60
2021-08-14 09:30 | 9:30 | 7.419 | 60
2021-08-14 10:00 | 10:00 | 6.8268 | 60
2021-08-14 10:30 | 10:30 | 6.6527 | 60
2021-08-14 11:00 | 11:00 | 8.129 | 60
2021-08-14 11:30 | 11:30 | 5.5205 | 60
2021-08-14 12:00 | 12:00 | 5.0984 | 60
2021-08-14 12:30 | 12:30 | 6.8699 | 60
2021-08-14 13:00 | 13:00 | 5.4993 | 60
2021-08-14 13:30 | 13:30 | 4.5286 | 60
2021-08-14 14:00 | 14:00 | 9.5508 | 60
2021-08-14 14:30 | 14:30 | 7.4712 | 60
2021-08-14 15:00 | 15:00 | 7.8001 | 60
2021-08-14 15:30 | 15:30 | 9.9524 | 60
2021-08-14 16:00 | 16:00 | 11.7908 | 60
2021-08-14 16:30 | 16:30 | 13.6685 | 60
2021-08-14 17:00 | 17:00 | 15.4016 | 60
2021-08-14 17:30 | 17:30 | 17.2415 | 60
2021-08-14 18:00 | 18:00 | 17.8209 | 60
2021-08-14 18:30 | 18:30 | 17.264 | 60
2021-08-14 19:00 | 19:00 | 16.6411 | 60
2021-08-14 19:30 | 19:30 | 16.2338 | 60
2021-08-14 20:00 | 20:00 | 15.7393 | 60
2021-08-14 20:30 | 20:30 | 14.9357 | 60
2021-08-14 21:00 | 21:00 | 14.3003 | 60
2021-08-14 21:30 | 21:30 | 13.5431 | 60
2021-08-14 22:00 | 22:00 | 12.8102 | 60
2021-08-14 22:30 | 22:30 | 12.6468 | 60
2021-08-14 23:00 | 23:00 | 11.7989 | 60
2021-08-14 23:30 | 23:30 | 10.9351 | 60
2021-08-15 | 0:00 | 10.2017 | 60
2021-08-15 00:30 | 0:30 | 9.7695 | 60
2021-08-15 01:00 | 1:00 | 9.4292 | 60
2021-08-15 01:30 | 1:30 | 9.3168 | 60
2021-08-15 02:00 | 2:00 | 9.0072 | 60
2021-08-15 02:30 | 2:30 | 8.8295 | 60
2021-08-15 03:00 | 3:00 | 8.8124 | 60
2021-08-15 03:30 | 3:30 | 8.7609 | 60
2021-08-15 04:00 | 4:00 | 8.8376 | 60
2021-08-15 04:30 | 4:30 | 8.8233 | 60
2021-08-15 05:00 | 5:00 | 9.1384 | 60
2021-08-15 05:30 | 5:30 | 9.3803 | 60
2021-08-15 06:00 | 6:00 | 9.7001 | 60
2021-08-15 06:30 | 6:30 | 9.7373 | 60
2021-08-15 07:00 | 7:00 | 8.9307 | 60
2021-08-15 07:30 | 7:30 | 7.8547 | 60
2021-08-15 08:00 | 8:00 | 6.6325 | 60
2021-08-15 08:30 | 8:30 | 5.5091 | 60
2021-08-15 09:00 | 9:00 | 4.5998 | 60
2021-08-15 09:30 | 9:30 | 3.6537 | 60
2021-08-15 10:00 | 10:00 | 2.9956 | 60
2021-08-15 10:30 | 10:30 | 2.588 | 60
2021-08-15 11:00 | 11:00 | 2.4062 | 60
2021-08-15 11:30 | 11:30 | 2.4565 | 60
2021-08-15 12:00 | 12:00 | 2.4941 | 60
2021-08-15 12:30 | 12:30 | 2.6471 | 60
2021-08-15 13:00 | 13:00 | 3.6484 | 60
2021-08-15 13:30 | 13:30 | 2.6738 | 60
2021-08-15 14:00 | 14:00 | 3.2643 | 60
2021-08-15 14:30 | 14:30 | 4.6009 | 60
2021-08-15 15:00 | 15:00 | 6.4562 | 60
2021-08-15 15:30 | 15:30 | 9.0032 | 60
2021-08-15 16:00 | 16:00 | 12.999 | 60
2021-08-15 16:30 | 16:30 | 14.957 | 60
2021-08-15 17:00 | 17:00 | 16.9503 | 60
2021-08-15 17:30 | 17:30 | 18.8336 | 60
2021-08-15 18:00 | 18:00 | 19.4654 | 60
2021-08-15 18:30 | 18:30 | 19.0965 | 60
2021-08-15 19:00 | 19:00 | 18.0873 | 60
2021-08-15 19:30 | 19:30 | 17.1151 | 60
2021-08-15 20:00 | 20:00 | 16.4556 | 60
2021-08-15 20:30 | 20:30 | 15.5492 | 60
2021-08-15 21:00 | 21:00 | 14.6739 | 60
2021-08-15 21:30 | 21:30 | 13.6923 | 60
2021-08-15 22:00 | 22:00 | 12.787 | 60
2021-08-15 22:30 | 22:30 | 12.1344 | 60
2021-08-15 23:00 | 23:00 | 11.1211 | 60
2021-08-15 23:30 | 23:30 | 10.3838 | 60
2021-08-16 | 0:00 | 9.8321 | 60
2021-08-16 00:30 | 0:30 | 9.3646 | 60
2021-08-16 01:00 | 1:00 | 9.0013 | 60
2021-08-16 01:30 | 1:30 | 8.9114 | 60
2021-08-16 02:00 | 2:00 | 8.755 | 60
2021-08-16 02:30 | 2:30 | 8.5685 | 60
2021-08-16 03:00 | 3:00 | 8.5873 | 60
2021-08-16 03:30 | 3:30 | 8.6315 | 60
2021-08-16 04:00 | 4:00 | 8.9436 | 60
2021-08-16 04:30 | 4:30 | 9.2654 | 60
2021-08-16 05:00 | 5:00 | 10.0008 | 60
2021-08-16 05:30 | 5:30 | 10.7809 | 60
2021-08-16 06:00 | 6:00 | 11.7364 | 60
2021-08-16 06:30 | 6:30 | 12.1507 | 60
2021-08-16 07:00 | 7:00 | 11.239 | 60
2021-08-16 07:30 | 7:30 | 9.487 | 60
2021-08-16 08:00 | 8:00 | 7.1104 | 60
2021-08-16 08:30 | 8:30 | 5.0664 | 60
2021-08-16 09:00 | 9:00 | 3.6318 | 60
2021-08-16 09:30 | 9:30 | 2.6669 | 60
2021-08-16 10:00 | 10:00 | 2.3889 | 60
2021-08-16 10:30 | 10:30 | 2.4931 | 60
2021-08-16 11:00 | 11:00 | 2.627 | 60
2021-08-16 11:30 | 11:30 | 2.7429 | 60
2021-08-16 12:00 | 12:00 | 2.5536 | 60
2021-08-16 12:30 | 12:30 | 2.4756 | 60
2021-08-16 13:00 | 13:00 | 2.2224 | 60
2021-08-16 13:30 | 13:30 | 3.2573 | 60
2021-08-16 14:00 | 14:00 | 10.7996 | 60
2021-08-16 14:30 | 14:30 | 9.8106 | 60
2021-08-16 15:00 | 15:00 | 8.109 | 60
2021-08-16 15:30 | 15:30 | 7.7293 | 60
2021-08-16 16:00 | 16:00 | 11.2986 | 60
2021-08-16 16:30 | 16:30 | 14.2826 | 60
2021-08-16 17:00 | 17:00 | 16.3516 | 60
2021-08-16 17:30 | 17:30 | 18.5269 | 60
2021-08-16 18:00 | 18:00 | 19.6192 | 60
2021-08-16 18:30 | 18:30 | 19.0864 | 60
2021-08-16 19:00 | 19:00 | 18.3422 | 60
2021-08-16 19:30 | 19:30 | 17.6499 | 60
2021-08-16 20:00 | 20:00 | 17.0036 | 60
2021-08-16 20:30 | 20:30 | 16.0119 | 60
2021-08-16 21:00 | 21:00 | 15.1369 | 60
2021-08-16 21:30 | 21:30 | 13.8508 | 60
2021-08-16 22:00 | 22:00 | 12.8606 | 60
2021-08-16 22:30 | 22:30 | 12.1848 | 60
2021-08-16 23:00 | 23:00 | 11.2142 | 60
2021-08-16 23:30 | 23:30 | 10.5265 | 60
2021-08-17 | 0:00 | 9.7927 | 60
2021-08-17 00:30 | 0:30 | 9.4084 | 60
2021-08-17 01:00 | 1:00 | 9.2088 | 60
2021-08-17 01:30 | 1:30 | 9.0384 | 60
2021-08-17 02:00 | 2:00 | 8.8032 | 60
2021-08-17 02:30 | 2:30 | 8.6702 | 60
2021-08-17 03:00 | 3:00 | 8.793 | 60
2021-08-17 03:30 | 3:30 | 8.8354 | 60
2021-08-17 04:00 | 4:00 | 9.0907 | 60
2021-08-17 04:30 | 4:30 | 9.5487 | 60
2021-08-17 05:00 | 5:00 | 10.344 | 60
2021-08-17 05:30 | 5:30 | 11.3138 | 60
2021-08-17 06:00 | 6:00 | 12.5262 | 60
2021-08-17 06:30 | 6:30 | 13.1777 | 60
2021-08-17 07:00 | 7:00 | 12.0633 | 60
2021-08-17 07:30 | 7:30 | 9.6909 | 60
2021-08-17 08:00 | 8:00 | 7.0973 | 60
2021-08-17 08:30 | 8:30 | 4.9337 | 60
2021-08-17 09:00 | 9:00 | 3.4861 | 60
2021-08-17 09:30 | 9:30 | 2.7195 | 60
2021-08-17 10:00 | 10:00 | 2.6853 | 60
2021-08-17 10:30 | 10:30 | 2.8668 | 60
2021-08-17 11:00 | 11:00 | 2.8501 | 60
2021-08-17 11:30 | 11:30 | 3.33 | 60
2021-08-17 12:00 | 12:00 | 3.0796 | 60
2021-08-17 12:30 | 12:30 | 2.9485 | 60
2021-08-17 13:00 | 13:00 | 2.8503 | 60
2021-08-17 13:30 | 13:30 | 2.6308 | 60
2021-08-17 14:00 | 14:00 | 2.6659 | 60
2021-08-17 14:30 | 14:30 | 3.5085 | 60
2021-08-17 15:00 | 15:00 | 5.0723 | 60
2021-08-17 15:30 | 15:30 | 7.4086 | 60
2021-08-17 16:00 | 16:00 | 10.0983 | 60
2021-08-17 16:30 | 16:30 | 13.0513 | 60
2021-08-17 17:00 | 17:00 | 15.9944 | 60
2021-08-17 17:30 | 17:30 | 18.5199 | 60
2021-08-17 18:00 | 18:00 | 19.9878 | 60
2021-08-17 18:30 | 18:30 | 19.9133 | 60
2021-08-17 19:00 | 19:00 | 19.1395 | 60
2021-08-17 19:30 | 19:30 | 18.1733 | 60
2021-08-17 20:00 | 20:00 | 17.6219 | 60
2021-08-17 20:30 | 20:30 | 16.7939 | 60
2021-08-17 21:00 | 21:00 | 15.5778 | 60
2021-08-17 21:30 | 21:30 | 14.5128 | 60
2021-08-17 22:00 | 22:00 | 13.3887 | 60
2021-08-17 22:30 | 22:30 | 12.5332 | 60
2021-08-17 23:00 | 23:00 | 11.495 | 60
2021-08-17 23:30 | 23:30 | 10.5686 | 60
2021-08-18 | 0:00 | 9.9281 | 60
2021-08-18 00:30 | 0:30 | 9.491 | 60
2021-08-18 01:00 | 1:00 | 9.1588 | 60
2021-08-18 01:30 | 1:30 | 9.032 | 60
2021-08-18 02:00 | 2:00 | 8.9163 | 60
2021-08-18 02:30 | 2:30 | 8.7096 | 60
2021-08-18 03:00 | 3:00 | 8.7792 | 60
2021-08-18 03:30 | 3:30 | 8.8591 | 60
2021-08-18 04:00 | 4:00 | 9.0557 | 60
2021-08-18 04:30 | 4:30 | 9.4785 | 60
2021-08-18 05:00 | 5:00 | 10.3999 | 60
2021-08-18 05:30 | 5:30 | 11.1311 | 60
2021-08-18 06:00 | 6:00 | 12.0632 | 60
2021-08-18 06:30 | 6:30 | 13.4928 | 60
2021-08-18 07:00 | 7:00 | 14.4562 | 60
2021-08-18 07:30 | 7:30 | 14.2691 | 60
2021-08-18 08:00 | 8:00 | 12.4594 | 60
2021-08-18 08:30 | 8:30 | 9.4684 | 60
2021-08-18 09:00 | 9:00 | 9.7244 | 60
2021-08-18 09:30 | 9:30 | 9.407 | 60
2021-08-18 10:00 | 10:00 | 8.571 | 60
2021-08-18 10:30 | 10:30 | 10.0207 | 60
2021-08-18 11:00 | 11:00 | 11.1315 | 60
2021-08-18 11:30 | 11:30 | 9.4509 | 60
2021-08-18 12:00 | 12:00 | 6.9895 | 60
2021-08-18 12:30 | 12:30 | 7.5826 | 60
2021-08-18 13:00 | 13:00 | 7.4482 | 60
2021-08-18 13:30 | 13:30 | 8.8712 | 60
2021-08-18 14:00 | 14:00 | 10.5643 | 60
2021-08-18 14:30 | 14:30 | 7.0353 | 60
2021-08-18 15:00 | 15:00 | 7.2807 | 60
2021-08-18 15:30 | 15:30 | 10.9912 | 60
2021-08-18 16:00 | 16:00 | 12.6734 | 60
2021-08-18 16:30 | 16:30 | 14.6245 | 60
2021-08-18 17:00 | 17:00 | 17.0901 | 60
2021-08-18 17:30 | 17:30 | 19.8602 | 60
2021-08-18 18:00 | 18:00 | 20.781 | 60
2021-08-18 18:30 | 18:30 | 21.1855 | 60
2021-08-18 19:00 | 19:00 | 20.4929 | 60
2021-08-18 19:30 | 19:30 | 19.5801 | 60
2021-08-18 20:00 | 20:00 | 19.0258 | 60
2021-08-18 20:30 | 20:30 | 18.016 | 60
2021-08-18 21:00 | 21:00 | 16.8148 | 60
2021-08-18 21:30 | 21:30 | 15.3396 | 60
2021-08-18 22:00 | 22:00 | 14.0118 | 60
2021-08-18 22:30 | 22:30 | 13.0787 | 60
2021-08-18 23:00 | 23:00 | 12.0104 | 60
2021-08-18 23:30 | 23:30 | 11.019 | 60
2021-08-19 | 0:00 | 10.3071 | 60
2021-08-19 00:30 | 0:30 | 9.8224 | 60
2021-08-19 01:00 | 1:00 | 9.442 | 60
2021-08-19 01:30 | 1:30 | 9.2761 | 60
2021-08-19 02:00 | 2:00 | 9.1637 | 60
2021-08-19 02:30 | 2:30 | 9.1274 | 60
2021-08-19 03:00 | 3:00 | 9.0032 | 60
2021-08-19 03:30 | 3:30 | 9.1496 | 60
2021-08-19 04:00 | 4:00 | 9.3797 | 60
2021-08-19 04:30 | 4:30 | 9.9556 | 60
2021-08-19 05:00 | 5:00 | 11.0278 | 60
2021-08-19 05:30 | 5:30 | 11.9032 | 60
2021-08-19 06:00 | 6:00 | 12.9948 | 60
2021-08-19 06:30 | 6:30 | 13.6485 | 60
2021-08-19 07:00 | 7:00 | 12.5222 | 60
2021-08-19 07:30 | 7:30 | 10.2674 | 60
2021-08-19 08:00 | 8:00 | 7.4214 | 60
2021-08-19 08:30 | 8:30 | 5.1688 | 60
2021-08-19 09:00 | 9:00 | 3.7185 | 60
2021-08-19 09:30 | 9:30 | 2.6511 | 60
2021-08-19 10:00 | 10:00 | 2.6064 | 60
2021-08-19 10:30 | 10:30 | 2.4818 | 60
2021-08-19 11:00 | 11:00 | 2.6742 | 60
2021-08-19 11:30 | 11:30 | 2.5702 | 60
2021-08-19 12:00 | 12:00 | 3.1707 | 60
2021-08-19 12:30 | 12:30 | 2.782 | 60
2021-08-19 13:00 | 13:00 | 2.8759 | 60
2021-08-19 13:30 | 13:30 | 3.578 | 60
2021-08-19 14:00 | 14:00 | 5.2398 | 60
2021-08-19 14:30 | 14:30 | 6.8836 | 60
2021-08-19 15:00 | 15:00 | 7.2332 | 60
2021-08-19 15:30 | 15:30 | 10.3602 | 60
2021-08-19 16:00 | 16:00 | 12.1467 | 60
2021-08-19 16:30 | 16:30 | 13.7669 | 60
2021-08-19 17:00 | 17:00 | 15.8592 | 60
2021-08-19 17:30 | 17:30 | 18.1764 | 60
2021-08-19 18:00 | 18:00 | 19.4834 | 60
2021-08-19 18:30 | 18:30 | 19.8056 | 60
2021-08-19 19:00 | 19:00 | 19.1299 | 60
2021-08-19 19:30 | 19:30 | 18.7465 | 60
2021-08-19 20:00 | 20:00 | 18.3329 | 60
2021-08-19 20:30 | 20:30 | 17.4934 | 60
2021-08-19 21:00 | 21:00 | 16.3142 | 60
2021-08-19 21:30 | 21:30 | 15.2404 | 60
2021-08-19 22:00 | 22:00 | 13.9936 | 60
2021-08-19 22:30 | 22:30 | 13.1535 | 60
2021-08-19 23:00 | 23:00 | 11.9304 | 60
2021-08-19 23:30 | 23:30 | 11.035 | 60
2021-08-20 | 0:00 | 10.392 | 60
2021-08-20 00:30 | 0:30 | 9.8734 | 60
2021-08-20 01:00 | 1:00 | 9.6095 | 60
2021-08-20 01:30 | 1:30 | 9.348 | 60
2021-08-20 02:00 | 2:00 | 9.207 | 60
2021-08-20 02:30 | 2:30 | 9.0861 | 60
2021-08-20 03:00 | 3:00 | 9.13 | 60
2021-08-20 03:30 | 3:30 | 9.0211 | 60
2021-08-20 04:00 | 4:00 | 9.285 | 60
2021-08-20 04:30 | 4:30 | 9.809 | 60
2021-08-20 05:00 | 5:00 | 10.6207 | 60
2021-08-20 05:30 | 5:30 | 11.3521 | 60
2021-08-20 06:00 | 6:00 | 12.5219 | 60
2021-08-20 06:30 | 6:30 | 13.2989 | 60
2021-08-20 07:00 | 7:00 | 13.4712 | 60
2021-08-20 07:30 | 7:30 | 11.7437 | 60
2021-08-20 08:00 | 8:00 | 7.0513 | 60
2021-08-20 08:30 | 8:30 | 5.3275 | 60
2021-08-20 09:00 | 9:00 | 5.3775 | 60
2021-08-20 09:30 | 9:30 | 2.8083 | 60
2021-08-20 10:00 | 10:00 | 2.6254 | 60
2021-08-20 10:30 | 10:30 | 2.8872 | 60
2021-08-20 11:00 | 11:00 | 3.1869 | 60
2021-08-20 11:30 | 11:30 | 3.3157 | 60
2021-08-20 12:00 | 12:00 | 3.1512 | 60
2021-08-20 12:30 | 12:30 | 2.8132 | 60
2021-08-20 13:00 | 13:00 | 2.9641 | 60
2021-08-20 13:30 | 13:30 | 5.0799 | 60
2021-08-20 14:00 | 14:00 | 6.0813 | 60
2021-08-20 14:30 | 14:30 | 5.8689 | 60
2021-08-20 15:00 | 15:00 | 5.7067 | 60
2021-08-20 15:30 | 15:30 | 9.1092 | 60
2021-08-20 16:00 | 16:00 | 10.6494 | 60
2021-08-20 16:30 | 16:30 | 13.0667 | 60
2021-08-20 17:00 | 17:00 | 15.1674 | 60
2021-08-20 17:30 | 17:30 | 16.9641 | 60
2021-08-20 18:00 | 18:00 | 17.89 | 60
2021-08-20 18:30 | 18:30 | 18.0709 | 60
2021-08-20 19:00 | 19:00 | 17.4899 | 60
2021-08-20 19:30 | 19:30 | 16.9896 | 60
2021-08-20 20:00 | 20:00 | 16.6991 | 60
2021-08-20 20:30 | 20:30 | 15.949 | 60
2021-08-20 21:00 | 21:00 | 15.0605 | 60
2021-08-20 21:30 | 21:30 | 14.4071 | 60
2021-08-20 22:00 | 22:00 | 13.5884 | 60
2021-08-20 22:30 | 22:30 | 12.9915 | 60
2021-08-20 23:00 | 23:00 | 12.0504 | 60
2021-08-20 23:30 | 23:30 | 11.1032 | 60
2021-08-21 | 0:00 | 10.3714 | 60
2021-08-21 00:30 | 0:30 | 9.9032 | 60
2021-08-21 01:00 | 1:00 | 9.5164 | 60
2021-08-21 01:30 | 1:30 | 9.421 | 60
2021-08-21 02:00 | 2:00 | 9.2269 | 60
2021-08-21 02:30 | 2:30 | 8.9393 | 60
2021-08-21 03:00 | 3:00 | 8.9746 | 60
2021-08-21 03:30 | 3:30 | 9.0251 | 60
2021-08-21 04:00 | 4:00 | 9.1252 | 60
2021-08-21 04:30 | 4:30 | 9.2332 | 60
2021-08-21 05:00 | 5:00 | 9.6849 | 60
2021-08-21 05:30 | 5:30 | 10.0985 | 60
2021-08-21 06:00 | 6:00 | 10.7503 | 60
2021-08-21 06:30 | 6:30 | 10.6908 | 60
2021-08-21 07:00 | 7:00 | 9.8084 | 60
2021-08-21 07:30 | 7:30 | 8.38 | 60
2021-08-21 08:00 | 8:00 | 7.0561 | 60
2021-08-21 08:30 | 8:30 | 5.5443 | 60
2021-08-21 09:00 | 9:00 | 4.1743 | 60
2021-08-21 09:30 | 9:30 | 3.1084 | 60
2021-08-21 10:00 | 10:00 | 2.5754 | 60
2021-08-21 10:30 | 10:30 | 2.3502 | 60
2021-08-21 11:00 | 11:00 | 2.4611 | 60
2021-08-21 11:30 | 11:30 | 2.5839 | 60
2021-08-21 12:00 | 12:00 | 2.5752 | 60
2021-08-21 12:30 | 12:30 | 2.4446 | 60
2021-08-21 13:00 | 13:00 | 2.3731 | 60
2021-08-21 13:30 | 13:30 | 2.4392 | 60
2021-08-21 14:00 | 14:00 | 2.9961 | 60
2021-08-21 14:30 | 14:30 | 4.3728 | 60
2021-08-21 15:00 | 15:00 | 5.8969 | 60
2021-08-21 15:30 | 15:30 | 7.7113 | 60
2021-08-21 16:00 | 16:00 | 9.8737 | 60
2021-08-21 16:30 | 16:30 | 12.4756 | 60
2021-08-21 17:00 | 17:00 | 14.7124 | 60
2021-08-21 17:30 | 17:30 | 16.1725 | 60
2021-08-21 18:00 | 18:00 | 16.8896 | 60
2021-08-21 18:30 | 18:30 | 17.0298 | 60
2021-08-21 19:00 | 19:00 | 16.3087 | 60
2021-08-21 19:30 | 19:30 | 15.7252 | 60
2021-08-21 20:00 | 20:00 | 15.2779 | 60
2021-08-21 20:30 | 20:30 | 14.6262 | 60
2021-08-21 21:00 | 21:00 | 14.2018 | 60
2021-08-21 21:30 | 21:30 | 13.5064 | 60
2021-08-21 22:00 | 22:00 | 12.9396 | 60
2021-08-21 22:30 | 22:30 | 12.5913 | 60
2021-08-21 23:00 | 23:00 | 11.8226 | 60
2021-08-21 23:30 | 23:30 | 10.9088 | 60
2021-08-22 | 0:00 | 10.2994 | 60
2021-08-22 00:30 | 0:30 | 9.7253 | 60
2021-08-22 01:00 | 1:00 | 9.4581 | 60
2021-08-22 01:30 | 1:30 | 9.2153 | 60
2021-08-22 02:00 | 2:00 | 9.0656 | 60
2021-08-22 02:30 | 2:30 | 8.8494 | 60
2021-08-22 03:00 | 3:00 | 8.8262 | 60
2021-08-22 03:30 | 3:30 | 8.7387 | 60
2021-08-22 04:00 | 4:00 | 8.7823 | 60
2021-08-22 04:30 | 4:30 | 8.8869 | 60
2021-08-22 05:00 | 5:00 | 9.0935 | 60
2021-08-22 05:30 | 5:30 | 9.5539 | 60
2021-08-22 06:00 | 6:00 | 9.768 | 60
2021-08-22 06:30 | 6:30 | 9.5534 | 60
2021-08-22 07:00 | 7:00 | 8.5153 | 60
2021-08-22 07:30 | 7:30 | 7.265 | 60
2021-08-22 08:00 | 8:00 | 6.3802 | 60
2021-08-22 08:30 | 8:30 | 5.314 | 60
2021-08-22 09:00 | 9:00 | 4.2917 | 60
2021-08-22 09:30 | 9:30 | 3.2923 | 60
2021-08-22 10:00 | 10:00 | 2.622 | 60
2021-08-22 10:30 | 10:30 | 2.3376 | 60
2021-08-22 11:00 | 11:00 | 2.253 | 60
2021-08-22 11:30 | 11:30 | 2.2706 | 60
2021-08-22 12:00 | 12:00 | 2.2889 | 60
2021-08-22 12:30 | 12:30 | 2.4169 | 60
2021-08-22 13:00 | 13:00 | 2.41 | 60
2021-08-22 13:30 | 13:30 | 2.5609 | 60
2021-08-22 14:00 | 14:00 | 3.2133 | 60
2021-08-22 14:30 | 14:30 | 4.5399 | 60
2021-08-22 15:00 | 15:00 | 6.3559 | 60
2021-08-22 15:30 | 15:30 | 8.4671 | 60
2021-08-22 16:00 | 16:00 | 10.7773 | 60
2021-08-22 16:30 | 16:30 | 13.5679 | 60
2021-08-22 17:00 | 17:00 | 16.1838 | 60
2021-08-22 17:30 | 17:30 | 18.2105 | 60
2021-08-22 18:00 | 18:00 | 19.1869 | 60
2021-08-22 18:30 | 18:30 | 18.9257 | 60
2021-08-22 19:00 | 19:00 | 17.9197 | 60
2021-08-22 19:30 | 19:30 | 17.1464 | 60
2021-08-22 20:00 | 20:00 | 16.624 | 60
2021-08-22 20:30 | 20:30 | 15.6014 | 60
2021-08-22 21:00 | 21:00 | 14.594 | 60
2021-08-22 21:30 | 21:30 | 13.6968 | 60
2021-08-22 22:00 | 22:00 | 12.7573 | 60
2021-08-22 22:30 | 22:30 | 11.9802 | 60
2021-08-22 23:00 | 23:00 | 11.1322 | 60
2021-08-22 23:30 | 23:30 | 10.3182 | 60
2021-08-23 | 0:00 | 9.7172 | 60
2021-08-23 00:30 | 0:30 | 9.3359 | 60
2021-08-23 01:00 | 1:00 | 8.9694 | 60
2021-08-23 01:30 | 1:30 | 8.8632 | 60
2021-08-23 02:00 | 2:00 | 8.7032 | 60
2021-08-23 02:30 | 2:30 | 8.6243 | 60
2021-08-23 03:00 | 3:00 | 8.4833 | 60
2021-08-23 03:30 | 3:30 | 8.5774 | 60
2021-08-23 04:00 | 4:00 | 8.791 | 60
2021-08-23 04:30 | 4:30 | 9.2819 | 60
2021-08-23 05:00 | 5:00 | 10.1235 | 60
2021-08-23 05:30 | 5:30 | 10.9704 | 60
2021-08-23 06:00 | 6:00 | 11.9139 | 60
2021-08-23 06:30 | 6:30 | 12.2416 | 60
2021-08-23 07:00 | 7:00 | 12.0668 | 60
2021-08-23 07:30 | 7:30 | 9.0252 | 60
2021-08-23 08:00 | 8:00 | 6.4931 | 60
2021-08-23 08:30 | 8:30 | 4.6907 | 60
2021-08-23 09:00 | 9:00 | 3.2696 | 60
2021-08-23 09:30 | 9:30 | 3.3163 | 60
2021-08-23 10:00 | 10:00 | 3.1045 | 60
2021-08-23 10:30 | 10:30 | 2.5059 | 60
2021-08-23 11:00 | 11:00 | 3.3699 | 60
2021-08-23 11:30 | 11:30 | 2.5316 | 60
2021-08-23 12:00 | 12:00 | 2.9513 | 60
2021-08-23 12:30 | 12:30 | 3.0082 | 60
2021-08-23 13:00 | 13:00 | 2.8025 | 60
2021-08-23 13:30 | 13:30 | 2.5808 | 60
2021-08-23 14:00 | 14:00 | 2.6143 | 60
2021-08-23 14:30 | 14:30 | 3.3361 | 60
2021-08-23 15:00 | 15:00 | 4.9524 | 60
2021-08-23 15:30 | 15:30 | 7.1885 | 60
2021-08-23 16:00 | 16:00 | 9.7813 | 60
2021-08-23 16:30 | 16:30 | 12.8846 | 60
2021-08-23 17:00 | 17:00 | 15.9274 | 60
2021-08-23 17:30 | 17:30 | 18.1788 | 60
2021-08-23 18:00 | 18:00 | 19.089 | 60
2021-08-23 18:30 | 18:30 | 19.2679 | 60
2021-08-23 19:00 | 19:00 | 18.601 | 60
2021-08-23 19:30 | 19:30 | 17.7238 | 60
2021-08-23 20:00 | 20:00 | 16.9626 | 60
2021-08-23 20:30 | 20:30 | 15.8967 | 60
2021-08-23 21:00 | 21:00 | 15.0533 | 60
2021-08-23 21:30 | 21:30 | 13.8668 | 60
2021-08-23 22:00 | 22:00 | 12.6785 | 60
2021-08-23 22:30 | 22:30 | 12.0004 | 60
2021-08-23 23:00 | 23:00 | 10.9511 | 60
2021-08-23 23:30 | 23:30 | 10.1005 | 60
2021-08-24 | 0:00 | 9.4073 | 60
2021-08-24 00:30 | 0:30 | 8.9314 | 60
2021-08-24 01:00 | 1:00 | 8.7715 | 60
2021-08-24 01:30 | 1:30 | 8.6047 | 60
2021-08-24 02:00 | 2:00 | 8.6617 | 60
2021-08-24 02:30 | 2:30 | 8.4221 | 60
2021-08-24 03:00 | 3:00 | 8.4817 | 60
2021-08-24 03:30 | 3:30 | 8.3689 | 60
2021-08-24 04:00 | 4:00 | 8.577 | 60
2021-08-24 04:30 | 4:30 | 9.0978 | 60
2021-08-24 05:00 | 5:00 | 9.7893 | 60
2021-08-24 05:30 | 5:30 | 10.3535 | 60
2021-08-24 06:00 | 6:00 | 11.2669 | 60
2021-08-24 06:30 | 6:30 | 11.1022 | 60
2021-08-24 07:00 | 7:00 | 12.0412 | 60
2021-08-24 07:30 | 7:30 | 9.48 | 60
2021-08-24 08:00 | 8:00 | 9.2802 | 60
2021-08-24 08:30 | 8:30 | 13.6015 | 60
2021-08-24 09:00 | 9:00 | 12.5819 | 60
2021-08-24 09:30 | 9:30 | 9.3884 | 60
2021-08-24 10:00 | 10:00 | 6.1521 | 60
2021-08-24 10:30 | 10:30 | 7.207 | 60
2021-08-24 11:00 | 11:00 | 4.4112 | 60
2021-08-24 11:30 | 11:30 | 2.9348 | 60
2021-08-24 12:00 | 12:00 | 3.6012 | 60
2021-08-24 12:30 | 12:30 | 3.5437 | 60
2021-08-24 13:00 | 13:00 | 3.4415 | 60
2021-08-24 13:30 | 13:30 | 3.0831 | 60
2021-08-24 14:00 | 14:00 | 2.7861 | 60
2021-08-24 14:30 | 14:30 | 3.2107 | 60
2021-08-24 15:00 | 15:00 | 4.5209 | 60
2021-08-24 15:30 | 15:30 | 6.7078 | 60
2021-08-24 16:00 | 16:00 | 9.3732 | 60
2021-08-24 16:30 | 16:30 | 12.5708 | 60
2021-08-24 17:00 | 17:00 | 15.9711 | 60
2021-08-24 17:30 | 17:30 | 19.0377 | 60
2021-08-24 18:00 | 18:00 | 20.7291 | 60
2021-08-24 18:30 | 18:30 | 21.1213 | 60
2021-08-24 19:00 | 19:00 | 20.4423 | 60
2021-08-24 19:30 | 19:30 | 19.7641 | 60
2021-08-24 20:00 | 20:00 | 19.0705 | 60
2021-08-24 20:30 | 20:30 | 18.0833 | 60
2021-08-24 21:00 | 21:00 | 16.8839 | 60
2021-08-24 21:30 | 21:30 | 15.6662 | 60
2021-08-24 22:00 | 22:00 | 14.4363 | 60
2021-08-24 22:30 | 22:30 | 13.5573 | 60
2021-08-24 23:00 | 23:00 | 12.4173 | 60
2021-08-24 23:30 | 23:30 | 11.5336 | 60
2021-08-25 | 0:00 | 10.7171 | 60
2021-08-25 00:30 | 0:30 | 10.1957 | 60
2021-08-25 01:00 | 1:00 | 10.0008 | 60
2021-08-25 01:30 | 1:30 | 9.7504 | 60
2021-08-25 02:00 | 2:00 | 9.5936 | 60
2021-08-25 02:30 | 2:30 | 9.4471 | 60
2021-08-25 03:00 | 3:00 | 9.5362 | 60
2021-08-25 03:30 | 3:30 | 9.5834 | 60
2021-08-25 04:00 | 4:00 | 10.0129 | 60
2021-08-25 04:30 | 4:30 | 10.705 | 60
2021-08-25 05:00 | 5:00 | 11.7635 | 60
2021-08-25 05:30 | 5:30 | 13.2034 | 60
2021-08-25 06:00 | 6:00 | 14.7618 | 60
2021-08-25 06:30 | 6:30 | 14.9287 | 60
2021-08-25 07:00 | 7:00 | 13.2845 | 60
2021-08-25 07:30 | 7:30 | 10.9743 | 60
2021-08-25 08:00 | 8:00 | 7.7557 | 60
2021-08-25 08:30 | 8:30 | 5.2159 | 60
2021-08-25 09:00 | 9:00 | 3.3978 | 60
2021-08-25 09:30 | 9:30 | 2.5933 | 60
2021-08-25 10:00 | 10:00 | 2.7974 | 60
2021-08-25 10:30 | 10:30 | 3.3195 | 60
2021-08-25 11:00 | 11:00 | 3.6889 | 60
2021-08-25 11:30 | 11:30 | 3.9115 | 60
2021-08-25 12:00 | 12:00 | 4.007 | 60
2021-08-25 12:30 | 12:30 | 3.9174 | 60
2021-08-25 13:00 | 13:00 | 3.7819 | 60
2021-08-25 13:30 | 13:30 | 3.3351 | 60
2021-08-25 14:00 | 14:00 | 2.7622 | 60
2021-08-25 14:30 | 14:30 | 2.9316 | 60
2021-08-25 15:00 | 15:00 | 4.1077 | 60
2021-08-25 15:30 | 15:30 | 6.3621 | 60
2021-08-25 16:00 | 16:00 | 8.7986 | 60
2021-08-25 16:30 | 16:30 | 11.8572 | 60
2021-08-25 17:00 | 17:00 | 15.0527 | 60
2021-08-25 17:30 | 17:30 | 17.7019 | 60
2021-08-25 18:00 | 18:00 | 19.4902 | 60
2021-08-25 18:30 | 18:30 | 20.0187 | 60
2021-08-25 19:00 | 19:00 | 19.655 | 60
2021-08-25 19:30 | 19:30 | 19.4813 | 60
2021-08-25 20:00 | 20:00 | 19.1756 | 60
2021-08-25 20:30 | 20:30 | 18.3246 | 60
2021-08-25 21:00 | 21:00 | 17.2244 | 60
2021-08-25 21:30 | 21:30 | 15.7938 | 60
2021-08-25 22:00 | 22:00 | 14.542 | 60
2021-08-25 22:30 | 22:30 | 13.59 | 60
2021-08-25 23:00 | 23:00 | 12.3895 | 60
2021-08-25 23:30 | 23:30 | 11.2268 | 60
2021-08-26 | 0:00 | 10.5078 | 60
2021-08-26 00:30 | 0:30 | 10.0137 | 60
2021-08-26 01:00 | 1:00 | 9.8787 | 60
2021-08-26 01:30 | 1:30 | 9.5319 | 60
2021-08-26 02:00 | 2:00 | 9.4705 | 60
2021-08-26 02:30 | 2:30 | 9.3495 | 60
2021-08-26 03:00 | 3:00 | 9.3733 | 60
2021-08-26 03:30 | 3:30 | 9.4652 | 60
2021-08-26 04:00 | 4:00 | 9.9245 | 60
2021-08-26 04:30 | 4:30 | 10.4917 | 60
2021-08-26 05:00 | 5:00 | 11.6711 | 60
2021-08-26 05:30 | 5:30 | 12.9295 | 60
2021-08-26 06:00 | 6:00 | 14.5814 | 60
2021-08-26 06:30 | 6:30 | 14.6836 | 60
2021-08-26 07:00 | 7:00 | 14.9751 | 60
2021-08-26 07:30 | 7:30 | 14.0718 | 60
2021-08-26 08:00 | 8:00 | 9.0216 | 60
2021-08-26 08:30 | 8:30 | 5.8965 | 60
2021-08-26 09:00 | 9:00 | 3.4498 | 60
2021-08-26 09:30 | 9:30 | 2.6439 | 60
2021-08-26 10:00 | 10:00 | 2.8735 | 60
2021-08-26 10:30 | 10:30 | 3.5387 | 60
2021-08-26 11:00 | 11:00 | 3.894 | 60
2021-08-26 11:30 | 11:30 | 4.1357 | 60
2021-08-26 12:00 | 12:00 | 4.176 | 60
2021-08-26 12:30 | 12:30 | 3.9907 | 60
2021-08-26 13:00 | 13:00 | 3.751 | 60
2021-08-26 13:30 | 13:30 | 3.1905 | 60
2021-08-26 14:00 | 14:00 | 2.8657 | 60
2021-08-26 14:30 | 14:30 | 3.1775 | 60
2021-08-26 15:00 | 15:00 | 4.3471 | 60
2021-08-26 15:30 | 15:30 | 6.5172 | 60
2021-08-26 16:00 | 16:00 | 8.953 | 60
2021-08-26 16:30 | 16:30 | 11.8856 | 60
2021-08-26 17:00 | 17:00 | 14.993 | 60
2021-08-26 17:30 | 17:30 | 17.6154 | 60
2021-08-26 18:00 | 18:00 | 19.548 | 60
2021-08-26 18:30 | 18:30 | 20.0236 | 60
2021-08-26 19:00 | 19:00 | 19.9109 | 60
2021-08-26 19:30 | 19:30 | 19.7088 | 60
2021-08-26 20:00 | 20:00 | 19.2987 | 60
2021-08-26 20:30 | 20:30 | 18.5893 | 60
2021-08-26 21:00 | 21:00 | 17.6561 | 60
2021-08-26 21:30 | 21:30 | 16.6108 | 60
2021-08-26 22:00 | 22:00 | 15.4838 | 60
2021-08-26 22:30 | 22:30 | 14.5482 | 60
2021-08-26 23:00 | 23:00 | 13.2768 | 60
2021-08-26 23:30 | 23:30 | 12.3189 | 60
2021-08-27 | 0:00 | 11.553 | 60
2021-08-27 00:30 | 0:30 | 10.8734 | 60
2021-08-27 01:00 | 1:00 | 10.5414 | 60
2021-08-27 01:30 | 1:30 | 10.2425 | 60
2021-08-27 02:00 | 2:00 | 10.0181 | 60
2021-08-27 02:30 | 2:30 | 10.0228 | 60
2021-08-27 03:00 | 3:00 | 9.9186 | 60
2021-08-27 03:30 | 3:30 | 9.9582 | 60
2021-08-27 04:00 | 4:00 | 10.3036 | 60
2021-08-27 04:30 | 4:30 | 10.6378 | 60
2021-08-27 05:00 | 5:00 | 11.2842 | 60
2021-08-27 05:30 | 5:30 | 12.0404 | 60
2021-08-27 06:00 | 6:00 | 12.9106 | 60
2021-08-27 06:30 | 6:30 | 12.7615 | 60
2021-08-27 07:00 | 7:00 | 11.388 | 60
2021-08-27 07:30 | 7:30 | 9.7082 | 60
2021-08-27 08:00 | 8:00 | 7.6355 | 60
2021-08-27 08:30 | 8:30 | 5.8785 | 60
2021-08-27 09:00 | 9:00 | 4.1957 | 60
2021-08-27 09:30 | 9:30 | 3.0378 | 60
2021-08-27 10:00 | 10:00 | 2.6305 | 60
2021-08-27 10:30 | 10:30 | 2.8397 | 60
2021-08-27 11:00 | 11:00 | 3.2242 | 60
2021-08-27 11:30 | 11:30 | 3.2855 | 60
2021-08-27 12:00 | 12:00 | 3.4965 | 60
2021-08-27 12:30 | 12:30 | 3.5812 | 60
2021-08-27 13:00 | 13:00 | 3.3704 | 60
2021-08-27 13:30 | 13:30 | 3.0054 | 60
2021-08-27 14:00 | 14:00 | 2.7519 | 60
2021-08-27 14:30 | 14:30 | 3.2753 | 60
2021-08-27 15:00 | 15:00 | 4.6877 | 60
2021-08-27 15:30 | 15:30 | 6.7229 | 60
2021-08-27 16:00 | 16:00 | 9.1798 | 60
2021-08-27 16:30 | 16:30 | 12.031 | 60
2021-08-27 17:00 | 17:00 | 14.5698 | 60
2021-08-27 17:30 | 17:30 | 16.7696 | 60
2021-08-27 18:00 | 18:00 | 18.1205 | 60
2021-08-27 18:30 | 18:30 | 18.402 | 60
2021-08-27 19:00 | 19:00 | 18.0081 | 60
2021-08-27 19:30 | 19:30 | 17.4357 | 60
2021-08-27 20:00 | 20:00 | 17.1763 | 60
2021-08-27 20:30 | 20:30 | 16.8259 | 60
2021-08-27 21:00 | 21:00 | 16.2584 | 60
2021-08-27 21:30 | 21:30 | 15.491 | 60
2021-08-27 22:00 | 22:00 | 14.7499 | 60
2021-08-27 22:30 | 22:30 | 14.1314 | 60
2021-08-27 23:00 | 23:00 | 13.2039 | 60
2021-08-27 23:30 | 23:30 | 12.2206 | 60
2021-08-28 | 0:00 | 11.5653 | 60
2021-08-28 00:30 | 0:30 | 10.9583 | 60
2021-08-28 01:00 | 1:00 | 10.5667 | 60
2021-08-28 01:30 | 1:30 | 10.2546 | 60
2021-08-28 02:00 | 2:00 | 9.9935 | 60
2021-08-28 02:30 | 2:30 | 9.8551 | 60
2021-08-28 03:00 | 3:00 | 9.8552 | 60
2021-08-28 03:30 | 3:30 | 9.811 | 60
2021-08-28 04:00 | 4:00 | 9.867 | 60
2021-08-28 04:30 | 4:30 | 10.2063 | 60
2021-08-28 05:00 | 5:00 | 10.5532 | 60
2021-08-28 05:30 | 5:30 | 11.4616 | 60
2021-08-28 06:00 | 6:00 | 12.3285 | 60
2021-08-28 06:30 | 6:30 | 12.1068 | 60
2021-08-28 07:00 | 7:00 | 11.1849 | 60
2021-08-28 07:30 | 7:30 | 9.5972 | 60
2021-08-28 08:00 | 8:00 | 7.8196 | 60
2021-08-28 08:30 | 8:30 | 5.8447 | 60
2021-08-28 09:00 | 9:00 | 4.1741 | 60
2021-08-28 09:30 | 9:30 | 3.0351 | 60
2021-08-28 10:00 | 10:00 | 2.6255 | 60
2021-08-28 10:30 | 10:30 | 2.8704 | 60
2021-08-28 11:00 | 11:00 | 3.1468 | 60
2021-08-28 11:30 | 11:30 | 3.3365 | 60
2021-08-28 12:00 | 12:00 | 3.4025 | 60
2021-08-28 12:30 | 12:30 | 3.5101 | 60
2021-08-28 13:00 | 13:00 | 3.1813 | 60
2021-08-28 13:30 | 13:30 | 2.7639 | 60
2021-08-28 14:00 | 14:00 | 2.9557 | 60
2021-08-28 14:30 | 14:30 | 3.3923 | 60
2021-08-28 15:00 | 15:00 | 5.0226 | 60
2021-08-28 15:30 | 15:30 | 7.0716 | 60
2021-08-28 16:00 | 16:00 | 9.5009 | 60
2021-08-28 16:30 | 16:30 | 12.0661 | 60
2021-08-28 17:00 | 17:00 | 14.587 | 60
2021-08-28 17:30 | 17:30 | 16.6657 | 60
2021-08-28 18:00 | 18:00 | 17.4466 | 60
2021-08-28 18:30 | 18:30 | 17.3731 | 60
2021-08-28 19:00 | 19:00 | 17.2073 | 60
2021-08-28 19:30 | 19:30 | 16.855 | 60
2021-08-28 20:00 | 20:00 | 16.8376 | 60
2021-08-28 20:30 | 20:30 | 16.1395 | 60
2021-08-28 21:00 | 21:00 | 15.2818 | 60
2021-08-28 21:30 | 21:30 | 14.7883 | 60
2021-08-28 22:00 | 22:00 | 14.1762 | 60
2021-08-28 22:30 | 22:30 | 13.6432 | 60
2021-08-28 23:00 | 23:00 | 12.582 | 60
2021-08-28 23:30 | 23:30 | 11.7905 | 60
2021-08-29 | 0:00 | 11.1002 | 60
2021-08-29 00:30 | 0:30 | 10.5307 | 60
2021-08-29 01:00 | 1:00 | 10.014 | 60
2021-08-29 01:30 | 1:30 | 9.7775 | 60
2021-08-29 02:00 | 2:00 | 9.5649 | 60
2021-08-29 02:30 | 2:30 | 9.4458 | 60
2021-08-29 03:00 | 3:00 | 9.3111 | 60
2021-08-29 03:30 | 3:30 | 9.3292 | 60
2021-08-29 04:00 | 4:00 | 9.4225 | 60
2021-08-29 04:30 | 4:30 | 9.5656 | 60
2021-08-29 05:00 | 5:00 | 9.9272 | 60
2021-08-29 05:30 | 5:30 | 10.33 | 60
2021-08-29 06:00 | 6:00 | 10.8979 | 60
2021-08-29 06:30 | 6:30 | 10.4907 | 60
2021-08-29 07:00 | 7:00 | 9.4502 | 60
2021-08-29 07:30 | 7:30 | 8.0231 | 60
2021-08-29 08:00 | 8:00 | 6.5654 | 60
2021-08-29 08:30 | 8:30 | 6.7142 | 60
2021-08-29 09:00 | 9:00 | 6.8506 | 60
2021-08-29 09:30 | 9:30 | 5.574 | 60
2021-08-29 10:00 | 10:00 | 6.307 | 60
2021-08-29 10:30 | 10:30 | 2.8649 | 60
2021-08-29 11:00 | 11:00 | 2.7102 | 60
2021-08-29 11:30 | 11:30 | 2.5784 | 60
2021-08-29 12:00 | 12:00 | 2.7448 | 60
2021-08-29 12:30 | 12:30 | 2.7993 | 60
2021-08-29 13:00 | 13:00 | 2.6503 | 60
2021-08-29 13:30 | 13:30 | 2.5914 | 60
2021-08-29 14:00 | 14:00 | 3.0124 | 60
2021-08-29 14:30 | 14:30 | 4.0866 | 60
2021-08-29 15:00 | 15:00 | 5.6803 | 60
2021-08-29 15:30 | 15:30 | 8.1284 | 60
2021-08-29 16:00 | 16:00 | 10.5977 | 60
2021-08-29 16:30 | 16:30 | 13.4786 | 60
2021-08-29 17:00 | 17:00 | 16.1408 | 60
2021-08-29 17:30 | 17:30 | 18.206 | 60
2021-08-29 18:00 | 18:00 | 19.214 | 60
2021-08-29 18:30 | 18:30 | 19.0105 | 60
2021-08-29 19:00 | 19:00 | 18.2978 | 60
2021-08-29 19:30 | 19:30 | 17.5602 | 60
2021-08-29 20:00 | 20:00 | 16.7649 | 60
2021-08-29 20:30 | 20:30 | 15.6122 | 60
2021-08-29 21:00 | 21:00 | 14.6548 | 60
2021-08-29 21:30 | 21:30 | 13.5969 | 60
2021-08-29 22:00 | 22:00 | 12.6654 | 60
2021-08-29 22:30 | 22:30 | 12.0245 | 60
2021-08-29 23:00 | 23:00 | 11.223 | 60
2021-08-29 23:30 | 23:30 | 10.4551 | 60
2021-08-30 | 0:00 | 9.9173 | 60
2021-08-30 00:30 | 0:30 | 9.4319 | 60
2021-08-30 01:00 | 1:00 | 9.0709 | 60
2021-08-30 01:30 | 1:30 | 8.9621 | 60
2021-08-30 02:00 | 2:00 | 8.8518 | 60
2021-08-30 02:30 | 2:30 | 8.7416 | 60
2021-08-30 03:00 | 3:00 | 8.639 | 60
2021-08-30 03:30 | 3:30 | 8.6273 | 60
2021-08-30 04:00 | 4:00 | 9.043 | 60
2021-08-30 04:30 | 4:30 | 9.5681 | 60
2021-08-30 05:00 | 5:00 | 10.4766 | 60
2021-08-30 05:30 | 5:30 | 11.2628 | 60
2021-08-30 06:00 | 6:00 | 12.4239 | 60
2021-08-30 06:30 | 6:30 | 12.2861 | 60
2021-08-30 07:00 | 7:00 | 10.644 | 60
2021-08-30 07:30 | 7:30 | 8.424 | 60
2021-08-30 08:00 | 8:00 | 5.841 | 60
2021-08-30 08:30 | 8:30 | 3.9024 | 60
2021-08-30 09:00 | 9:00 | 2.8161 | 60
2021-08-30 09:30 | 9:30 | 2.5831 | 60
2021-08-30 10:00 | 10:00 | 3.0732 | 60
2021-08-30 10:30 | 10:30 | 3.4398 | 60
2021-08-30 11:00 | 11:00 | 3.6642 | 60
2021-08-30 11:30 | 11:30 | 3.8325 | 60
2021-08-30 12:00 | 12:00 | 3.8455 | 60
2021-08-30 12:30 | 12:30 | 3.5495 | 60
2021-08-30 13:00 | 13:00 | 2.9815 | 60
2021-08-30 13:30 | 13:30 | 3.0214 | 60
2021-08-30 14:00 | 14:00 | 3.3305 | 60
2021-08-30 14:30 | 14:30 | 3.8453 | 60
2021-08-30 15:00 | 15:00 | 5.244 | 60
2021-08-30 15:30 | 15:30 | 8.02 | 60
2021-08-30 16:00 | 16:00 | 10.4145 | 60
2021-08-30 16:30 | 16:30 | 13.0381 | 60
2021-08-30 17:00 | 17:00 | 15.7247 | 60
2021-08-30 17:30 | 17:30 | 18.08 | 60
2021-08-30 18:00 | 18:00 | 19.5519 | 60
2021-08-30 18:30 | 18:30 | 19.5176 | 60
2021-08-30 19:00 | 19:00 | 18.7773 | 60
2021-08-30 19:30 | 19:30 | 18.0738 | 60
2021-08-30 20:00 | 20:00 | 17.2686 | 60
2021-08-30 20:30 | 20:30 | 16.3547 | 60
2021-08-30 21:00 | 21:00 | 15.2435 | 60
2021-08-30 21:30 | 21:30 | 14.1292 | 60
2021-08-30 22:00 | 22:00 | 13.2603 | 60
2021-08-30 22:30 | 22:30 | 12.3721 | 60
2021-08-30 23:00 | 23:00 | 11.274 | 60
2021-08-30 23:30 | 23:30 | 10.3444 | 60
2021-08-31 | 0:00 | 9.7412 | 60
2021-08-31 00:30 | 0:30 | 9.2768 | 60
2021-08-31 01:00 | 1:00 | 8.9441 | 60
2021-08-31 01:30 | 1:30 | 8.8479 | 60
2021-08-31 02:00 | 2:00 | 8.7994 | 60
2021-08-31 02:30 | 2:30 | 8.7002 | 60
2021-08-31 03:00 | 3:00 | 8.6503 | 60
2021-08-31 03:30 | 3:30 | 8.5786 | 60
2021-08-31 04:00 | 4:00 | 8.8989 | 60
2021-08-31 04:30 | 4:30 | 9.4346 | 60
2021-08-31 05:00 | 5:00 | 10.3137 | 60
2021-08-31 05:30 | 5:30 | 10.9507 | 60
2021-08-31 06:00 | 6:00 | 11.8828 | 60
2021-08-31 06:30 | 6:30 | 11.3989 | 60
2021-08-31 07:00 | 7:00 | 11.9905 | 60
2021-08-31 07:30 | 7:30 | 10.7563 | 60
2021-08-31 08:00 | 8:00 | 10.5399 | 60
2021-08-31 08:30 | 8:30 | 8.3953 | 60
2021-08-31 09:00 | 9:00 | 7.8107 | 60
2021-08-31 09:30 | 9:30 | 6.418 | 60
2021-08-31 10:00 | 10:00 | 6.1967 | 60
2021-08-31 10:30 | 10:30 | 6.8577 | 60
2021-08-31 11:00 | 11:00 | 6.452 | 60
2021-08-31 11:30 | 11:30 | 4.4986 | 60
2021-08-31 12:00 | 12:00 | 3.3542 | 60
2021-08-31 12:30 | 12:30 | 3.0672 | 60
2021-08-31 13:00 | 13:00 | 2.714 | 60
2021-08-31 13:30 | 13:30 | 2.4326 | 60
2021-08-31 14:00 | 14:00 | 2.8228 | 60
2021-08-31 14:30 | 14:30 | 3.9402 | 60
2021-08-31 15:00 | 15:00 | 5.5706 | 60
2021-08-31 15:30 | 15:30 | 7.7881 | 60
2021-08-31 16:00 | 16:00 | 10.2696 | 60
2021-08-31 16:30 | 16:30 | 12.92 | 60
2021-08-31 17:00 | 17:00 | 15.6921 | 60
2021-08-31 17:30 | 17:30 | 18.0316 | 60
2021-08-31 18:00 | 18:00 | 19.0921 | 60
2021-08-31 18:30 | 18:30 | 19.0907 | 60
2021-08-31 19:00 | 19:00 | 18.2556 | 60
2021-08-31 19:30 | 19:30 | 17.5184 | 60
2021-08-31 20:00 | 20:00 | 16.8217 | 60
2021-08-31 20:30 | 20:30 | 15.6179 | 60
2021-08-31 21:00 | 21:00 | 14.9255 | 60
2021-08-31 21:30 | 21:30 | 13.691 | 60
2021-08-31 22:00 | 22:00 | 12.7743 | 60
2021-08-31 22:30 | 22:30 | 12.0357 | 60
2021-08-31 23:00 | 23:00 | 11.1009 | 60
2021-08-31 23:30 | 23:30 | 10.1564 | 60
2021-09-01 | 0:00 | 9.5629 | 60
2021-09-01 00:30 | 0:30 | 9.1369 | 60
2021-09-01 01:00 | 1:00 | 8.9071 | 60
2021-09-01 01:30 | 1:30 | 8.7019 | 60
2021-09-01 02:00 | 2:00 | 8.6542 | 60
2021-09-01 02:30 | 2:30 | 8.3993 | 60
2021-09-01 03:00 | 3:00 | 8.4814 | 60
2021-09-01 03:30 | 3:30 | 8.5538 | 60
2021-09-01 04:00 | 4:00 | 8.6965 | 60
2021-09-01 04:30 | 4:30 | 9.1496 | 60
2021-09-01 05:00 | 5:00 | 9.8519 | 60
2021-09-01 05:30 | 5:30 | 10.507 | 60
2021-09-01 06:00 | 6:00 | 11.3647 | 60
2021-09-01 06:30 | 6:30 | 11.2211 | 60
2021-09-01 07:00 | 7:00 | 9.9908 | 60
2021-09-01 07:30 | 7:30 | 8.154 | 60
2021-09-01 08:00 | 8:00 | 6.4305 | 60
2021-09-01 08:30 | 8:30 | 5.3768 | 60
2021-09-01 09:00 | 9:00 | 4.7379 | 60
2021-09-01 09:30 | 9:30 | 3.0789 | 60
2021-09-01 10:00 | 10:00 | 2.5319 | 60
2021-09-01 10:30 | 10:30 | 2.6357 | 60
2021-09-01 11:00 | 11:00 | 2.8269 | 60
2021-09-01 11:30 | 11:30 | 2.9639 | 60
2021-09-01 12:00 | 12:00 | 2.797 | 60
2021-09-01 12:30 | 12:30 | 2.5164 | 60
2021-09-01 13:00 | 13:00 | 2.3457 | 60
2021-09-01 13:30 | 13:30 | 2.3089 | 60
2021-09-01 14:00 | 14:00 | 2.8971 | 60
2021-09-01 14:30 | 14:30 | 4.2111 | 60
2021-09-01 15:00 | 15:00 | 6.4165 | 60
2021-09-01 15:30 | 15:30 | 8.5007 | 60
2021-09-01 16:00 | 16:00 | 10.8407 | 60
2021-09-01 16:30 | 16:30 | 13.3683 | 60
2021-09-01 17:00 | 17:00 | 15.6489 | 60
2021-09-01 17:30 | 17:30 | 17.6847 | 60
2021-09-01 18:00 | 18:00 | 18.9435 | 60
2021-09-01 18:30 | 18:30 | 18.9204 | 60
2021-09-01 19:00 | 19:00 | 18.113 | 60
2021-09-01 19:30 | 19:30 | 17.4409 | 60
2021-09-01 20:00 | 20:00 | 16.6016 | 60
2021-09-01 20:30 | 20:30 | 15.7076 | 60
2021-09-01 21:00 | 21:00 | 14.9641 | 60
2021-09-01 21:30 | 21:30 | 13.8904 | 60
2021-09-01 22:00 | 22:00 | 12.9086 | 60
2021-09-01 22:30 | 22:30 | 12.0521 | 60
2021-09-01 23:00 | 23:00 | 11.2961 | 60
2021-09-01 23:30 | 23:30 | 10.5838 | 60
2021-09-02 | 0:00 | 9.7172 | 60
2021-09-02 00:30 | 0:30 | 9.1209 | 60
2021-09-02 01:00 | 1:00 | 8.8252 | 60
2021-09-02 01:30 | 1:30 | 8.7127 | 60
2021-09-02 02:00 | 2:00 | 8.569 | 60
2021-09-02 02:30 | 2:30 | 8.5333 | 60
2021-09-02 03:00 | 3:00 | 8.5221 | 60
2021-09-02 03:30 | 3:30 | 8.5223 | 60
2021-09-02 04:00 | 4:00 | 8.6299 | 60
2021-09-02 04:30 | 4:30 | 8.9567 | 60
2021-09-02 05:00 | 5:00 | 9.5807 | 60
2021-09-02 05:30 | 5:30 | 10.2156 | 60
2021-09-02 06:00 | 6:00 | 10.9546 | 60
2021-09-02 06:30 | 6:30 | 11.1555 | 60
2021-09-02 07:00 | 7:00 | 9.6237 | 60
2021-09-02 07:30 | 7:30 | 8.0993 | 60
2021-09-02 08:00 | 8:00 | 5.5348 | 60
2021-09-02 08:30 | 8:30 | 4.6823 | 60
2021-09-02 09:00 | 9:00 | 3.4841 | 60
2021-09-02 09:30 | 9:30 | 3.6414 | 60
2021-09-02 10:00 | 10:00 | 3.4674 | 60
2021-09-02 10:30 | 10:30 | 3.0599 | 60
2021-09-02 11:00 | 11:00 | 4.3315 | 60
2021-09-02 11:30 | 11:30 | 2.7081 | 60
2021-09-02 12:00 | 12:00 | 2.6022 | 60
2021-09-02 12:30 | 12:30 | 2.8646 | 60
2021-09-02 13:00 | 13:00 | 2.7765 | 60
2021-09-02 13:30 | 13:30 | 2.6538 | 60
2021-09-02 14:00 | 14:00 | 3.4967 | 60
2021-09-02 14:30 | 14:30 | 5.3015 | 60
2021-09-02 15:00 | 15:00 | 6.7304 | 60
2021-09-02 15:30 | 15:30 | 8.5252 | 60
2021-09-02 16:00 | 16:00 | 10.1704 | 60
2021-09-02 16:30 | 16:30 | 12.2447 | 60
2021-09-02 17:00 | 17:00 | 14.84 | 60
2021-09-02 17:30 | 17:30 | 16.8252 | 60
2021-09-02 18:00 | 18:00 | 17.9435 | 60
2021-09-02 18:30 | 18:30 | 18.1209 | 60
2021-09-02 19:00 | 19:00 | 17.4994 | 60
2021-09-02 19:30 | 19:30 | 17.0079 | 60
2021-09-02 20:00 | 20:00 | 16.5156 | 60
2021-09-02 20:30 | 20:30 | 15.7325 | 60
2021-09-02 21:00 | 21:00 | 14.8962 | 60
2021-09-02 21:30 | 21:30 | 13.8598 | 60
2021-09-02 22:00 | 22:00 | 13.0811 | 60
2021-09-02 22:30 | 22:30 | 12.2439 | 60
2021-09-02 23:00 | 23:00 | 11.138 | 60
2021-09-02 23:30 | 23:30 | 10.3451 | 60
2021-09-03 | 0:00 | 9.8139 | 60
2021-09-03 00:30 | 0:30 | 9.2117 | 60
2021-09-03 01:00 | 1:00 | 8.9346 | 60
2021-09-03 01:30 | 1:30 | 8.7772 | 60
2021-09-03 02:00 | 2:00 | 8.6127 | 60
2021-09-03 02:30 | 2:30 | 8.5856 | 60
2021-09-03 03:00 | 3:00 | 8.6904 | 60
2021-09-03 03:30 | 3:30 | 8.5244 | 60
2021-09-03 04:00 | 4:00 | 8.7091 | 60
2021-09-03 04:30 | 4:30 | 8.8531 | 60
2021-09-03 05:00 | 5:00 | 9.696 | 60
2021-09-03 05:30 | 5:30 | 10.0841 | 60
2021-09-03 06:00 | 6:00 | 10.5365 | 60
2021-09-03 06:30 | 6:30 | 10.1866 | 60
2021-09-03 07:00 | 7:00 | 8.0113 | 60
2021-09-03 07:30 | 7:30 | 8.2601 | 60
2021-09-03 08:00 | 8:00 | 9.3601 | 60
2021-09-03 08:30 | 8:30 | 7.5297 | 60
2021-09-03 09:00 | 9:00 | 4.7901 | 60
2021-09-03 09:30 | 9:30 | 3.1175 | 60
2021-09-03 10:00 | 10:00 | 2.6999 | 60
2021-09-03 10:30 | 10:30 | 2.7472 | 60
2021-09-03 11:00 | 11:00 | 2.5466 | 60
2021-09-03 11:30 | 11:30 | 2.5686 | 60
2021-09-03 12:00 | 12:00 | 2.3723 | 60
2021-09-03 12:30 | 12:30 | 2.5648 | 60
2021-09-03 13:00 | 13:00 | 3.643 | 60
2021-09-03 13:30 | 13:30 | 3.7021 | 60
2021-09-03 14:00 | 14:00 | 4.44 | 60
2021-09-03 14:30 | 14:30 | 3.9947 | 60
2021-09-03 15:00 | 15:00 | 4.9473 | 60
2021-09-03 15:30 | 15:30 | 8.393 | 60
2021-09-03 16:00 | 16:00 | 10.7966 | 60
2021-09-03 16:30 | 16:30 | 12.4994 | 60
2021-09-03 17:00 | 17:00 | 14.0533 | 60
2021-09-03 17:30 | 17:30 | 15.8227 | 60
2021-09-03 18:00 | 18:00 | 16.7978 | 60
2021-09-03 18:30 | 18:30 | 17.0609 | 60
2021-09-03 19:00 | 19:00 | 16.6206 | 60
2021-09-03 19:30 | 19:30 | 16.0891 | 60
2021-09-03 20:00 | 20:00 | 15.7824 | 60
2021-09-03 20:30 | 20:30 | 15.0169 | 60
2021-09-03 21:00 | 21:00 | 14.2358 | 60
2021-09-03 21:30 | 21:30 | 13.3997 | 60
2021-09-03 22:00 | 22:00 | 12.8172 | 60
2021-09-03 22:30 | 22:30 | 12.3435 | 60
2021-09-03 23:00 | 23:00 | 11.4127 | 60
2021-09-03 23:30 | 23:30 | 10.628 | 60
2021-09-04 | 0:00 | 9.9219 | 60
2021-09-04 00:30 | 0:30 | 9.4029 | 60
2021-09-04 01:00 | 1:00 | 9.0947 | 60
2021-09-04 01:30 | 1:30 | 8.8517 | 60
2021-09-04 02:00 | 2:00 | 8.804 | 60
2021-09-04 02:30 | 2:30 | 8.7965 | 60
2021-09-04 03:00 | 3:00 | 8.7965 | 60
2021-09-04 03:30 | 3:30 | 8.7965 | 60
2021-09-04 04:00 | 4:00 | 8.7965 | 60
2021-09-04 04:30 | 4:30 | 8.7965 | 60
2021-09-04 05:00 | 5:00 | 8.7965 | 60
2021-09-04 05:30 | 5:30 | 8.7965 | 60
2021-09-04 06:00 | 6:00 | 8.7965 | 60
2021-09-04 06:30 | 6:30 | 8.7965 | 60
2021-09-04 07:00 | 7:00 | 8.7965 | 60
2021-09-04 07:30 | 7:30 | 8.7965 | 60
2021-09-04 08:00 | 8:00 | 8.7965 | 60
2021-09-04 08:30 | 8:30 | 8.7965 | 60
2021-09-04 09:00 | 9:00 | 8.5581 | 60
2021-09-04 09:30 | 9:30 | 8.3197 | 60
2021-09-04 10:00 | 10:00 | 9.2775 | 60
2021-09-04 10:30 | 10:30 | 6.0429 | 60
2021-09-04 11:00 | 11:00 | 3.1708 | 60
2021-09-04 11:30 | 11:30 | 5.0972 | 60
2021-09-04 12:00 | 12:00 | 8.1813 | 60
2021-09-04 12:30 | 12:30 | 9.2568 | 60
2021-09-04 13:00 | 13:00 | 10.0998 | 60
2021-09-04 13:30 | 13:30 | 10.345 | 60
2021-09-04 14:00 | 14:00 | 9.2582 | 60
2021-09-04 14:30 | 14:30 | 6.9377 | 60
2021-09-04 15:00 | 15:00 | 6.096 | 60
2021-09-04 15:30 | 15:30 | 7.5252 | 60
2021-09-04 16:00 | 16:00 | 10.8308 | 60
2021-09-04 16:30 | 16:30 | 13.6028 | 60
2021-09-04 17:00 | 17:00 | 15.3339 | 60
2021-09-04 17:30 | 17:30 | 16.9187 | 60
2021-09-04 18:00 | 18:00 | 17.4243 | 60
2021-09-04 18:30 | 18:30 | 17.4202 | 60
2021-09-04 19:00 | 19:00 | 16.8229 | 60
2021-09-04 19:30 | 19:30 | 16.1661 | 60
2021-09-04 20:00 | 20:00 | 15.8171 | 60
2021-09-04 20:30 | 20:30 | 15.2638 | 60
2021-09-04 21:00 | 21:00 | 14.3555 | 60
2021-09-04 21:30 | 21:30 | 13.5526 | 60
2021-09-04 22:00 | 22:00 | 13.1311 | 60
2021-09-04 22:30 | 22:30 | 12.693 | 60
2021-09-04 23:00 | 23:00 | 11.6911 | 60
2021-09-04 23:30 | 23:30 | 10.736 | 60
2021-09-05 | 0:00 | 10.1974 | 60
2021-09-05 00:30 | 0:30 | 9.6646 | 60
2021-09-05 01:00 | 1:00 | 9.4222 | 60
2021-09-05 01:30 | 1:30 | 9.4121 | 60
2021-09-05 02:00 | 2:00 | 9.4121 | 60
2021-09-05 02:30 | 2:30 | 9.4121 | 60
2021-09-05 03:00 | 3:00 | 9.4121 | 60
2021-09-05 03:30 | 3:30 | 9.4121 | 60
2021-09-05 04:00 | 4:00 | 9.4121 | 60
2021-09-05 04:30 | 4:30 | 9.4121 | 60
2021-09-05 05:00 | 5:00 | 9.0218 | 60
2021-09-05 05:30 | 5:30 | 9.1032 | 60
2021-09-05 06:00 | 6:00 | 9.2389 | 60
2021-09-05 06:30 | 6:30 | 9.0314 | 60
2021-09-05 07:00 | 7:00 | 8.3488 | 60
2021-09-05 07:30 | 7:30 | 9.0082 | 60
2021-09-05 08:00 | 8:00 | 11.1086 | 60
2021-09-05 08:30 | 8:30 | 9.0596 | 60
2021-09-05 09:00 | 9:00 | 8.386 | 60
2021-09-05 09:30 | 9:30 | 5.4974 | 60
2021-09-05 10:00 | 10:00 | 7.8029 | 60
2021-09-05 10:30 | 10:30 | 6.9281 | 60
2021-09-05 11:00 | 11:00 | 8.7068 | 60
2021-09-05 11:30 | 11:30 | 7.5797 | 60
2021-09-05 12:00 | 12:00 | 7.2569 | 60
2021-09-05 12:30 | 12:30 | 5.8543 | 60
2021-09-05 13:00 | 13:00 | 7.8586 | 60
2021-09-05 13:30 | 13:30 | 10.5901 | 60
2021-09-05 14:00 | 14:00 | 11.2215 | 60
2021-09-05 14:30 | 14:30 | 12.2609 | 60
2021-09-05 15:00 | 15:00 | 12.6967 | 60
2021-09-05 15:30 | 15:30 | 14.9026 | 60
2021-09-05 16:00 | 16:00 | 15.8459 | 60
2021-09-05 16:30 | 16:30 | 16.2521 | 60
2021-09-05 17:00 | 17:00 | 17.1295 | 60
2021-09-05 17:30 | 17:30 | 18.2709 | 60
2021-09-05 18:00 | 18:00 | 18.4179 | 60
2021-09-05 18:30 | 18:30 | 18.45 | 60
2021-09-05 19:00 | 19:00 | 17.9276 | 60
2021-09-05 19:30 | 19:30 | 17.1617 | 60
2021-09-05 20:00 | 20:00 | 16.5529 | 60
2021-09-05 20:30 | 20:30 | 15.8341 | 60
2021-09-05 21:00 | 21:00 | 15.0042 | 60
2021-09-05 21:30 | 21:30 | 13.9113 | 60
2021-09-05 22:00 | 22:00 | 12.9926 | 60
2021-09-05 22:30 | 22:30 | 12.4753 | 60
2021-09-05 23:00 | 23:00 | 11.1885 | 60
2021-09-05 23:30 | 23:30 | 10.465 | 60
2021-09-06 | 0:00 | 10.0092 | 60
2021-09-06 00:30 | 0:30 | 9.4651 | 60
2021-09-06 01:00 | 1:00 | 9.3211 | 60
2021-09-06 01:30 | 1:30 | 9.1238 | 60
2021-09-06 02:00 | 2:00 | 8.9049 | 60
2021-09-06 02:30 | 2:30 | 8.7735 | 60
2021-09-06 03:00 | 3:00 | 8.8041 | 60
2021-09-06 03:30 | 3:30 | 8.7756 | 60
2021-09-06 04:00 | 4:00 | 8.9739 | 60
2021-09-06 04:30 | 4:30 | 9.5172 | 60
2021-09-06 05:00 | 5:00 | 10.2446 | 60
2021-09-06 05:30 | 5:30 | 11.1012 | 60
2021-09-06 06:00 | 6:00 | 12.1243 | 60
2021-09-06 06:30 | 6:30 | 12.0612 | 60
2021-09-06 07:00 | 7:00 | 11.4542 | 60
2021-09-06 07:30 | 7:30 | 9.9676 | 60
2021-09-06 08:00 | 8:00 | 7.6146 | 60
2021-09-06 08:30 | 8:30 | 4.405 | 60
2021-09-06 09:00 | 9:00 | 4.0283 | 60
2021-09-06 09:30 | 9:30 | 2.986 | 60
2021-09-06 10:00 | 10:00 | 3.4243 | 60
2021-09-06 10:30 | 10:30 | 3.873 | 60
2021-09-06 11:00 | 11:00 | 3.944 | 60
2021-09-06 11:30 | 11:30 | 4.342 | 60
2021-09-06 12:00 | 12:00 | 4.156 | 60
2021-09-06 12:30 | 12:30 | 3.965 | 60
2021-09-06 13:00 | 13:00 | 3.6251 | 60
2021-09-06 13:30 | 13:30 | 3.284 | 60
2021-09-06 14:00 | 14:00 | 2.7485 | 60
2021-09-06 14:30 | 14:30 | 2.954 | 60
2021-09-06 15:00 | 15:00 | 4.1294 | 60
2021-09-06 15:30 | 15:30 | 6.4927 | 60
2021-09-06 16:00 | 16:00 | 8.9888 | 60
2021-09-06 16:30 | 16:30 | 12.2583 | 60
2021-09-06 17:00 | 17:00 | 15.6151 | 60
2021-09-06 17:30 | 17:30 | 18.3812 | 60
2021-09-06 18:00 | 18:00 | 19.9607 | 60
2021-09-06 18:30 | 18:30 | 20.3778 | 60
2021-09-06 19:00 | 19:00 | 19.5112 | 60
2021-09-06 19:30 | 19:30 | 18.7231 | 60
2021-09-06 20:00 | 20:00 | 17.281 | 60
2021-09-06 20:30 | 20:30 | 15.2946 | 60
2021-09-06 21:00 | 21:00 | 14.1293 | 60
2021-09-06 21:30 | 21:30 | 13.1651 | 60
2021-09-06 22:00 | 22:00 | 13.7952 | 60
2021-09-06 22:30 | 22:30 | 12.5547 | 60
2021-09-06 23:00 | 23:00 | 11.4689 | 60
2021-09-06 23:30 | 23:30 | 10.5245 | 60
2021-09-07 | 0:00 | 9.8404 | 60
2021-09-07 00:30 | 0:30 | 9.4877 | 60
2021-09-07 01:00 | 1:00 | 9.5033 | 60
2021-09-07 01:30 | 1:30 | 9.3035 | 60
2021-09-07 02:00 | 2:00 | 9.1294 | 60
2021-09-07 02:30 | 2:30 | 9.0897 | 60
2021-09-07 03:00 | 3:00 | 9.0264 | 60
2021-09-07 03:30 | 3:30 | 9.0548 | 60
2021-09-07 04:00 | 4:00 | 9.317 | 60
2021-09-07 04:30 | 4:30 | 10.0459 | 60
2021-09-07 05:00 | 5:00 | 10.6235 | 60
2021-09-07 05:30 | 5:30 | 11.6406 | 60
2021-09-07 06:00 | 6:00 | 12.3148 | 60
2021-09-07 06:30 | 6:30 | 11.7561 | 60
2021-09-07 07:00 | 7:00 | 10.2226 | 60
2021-09-07 07:30 | 7:30 | 8.0898 | 60
2021-09-07 08:00 | 8:00 | 5.5336 | 60
2021-09-07 08:30 | 8:30 | 3.5185 | 60
2021-09-07 09:00 | 9:00 | 2.8177 | 60
2021-09-07 09:30 | 9:30 | 3.1173 | 60
2021-09-07 10:00 | 10:00 | 3.6579 | 60
2021-09-07 10:30 | 10:30 | 4.104 | 60
2021-09-07 11:00 | 11:00 | 4.2576 | 60
2021-09-07 11:30 | 11:30 | 4.4237 | 60
2021-09-07 12:00 | 12:00 | 4.5113 | 60
2021-09-07 12:30 | 12:30 | 4.3815 | 60
2021-09-07 13:00 | 13:00 | 3.7604 | 60
2021-09-07 13:30 | 13:30 | 3.3556 | 60
2021-09-07 14:00 | 14:00 | 2.7437 | 60
2021-09-07 14:30 | 14:30 | 2.9814 | 60
2021-09-07 15:00 | 15:00 | 4.2835 | 60
2021-09-07 15:30 | 15:30 | 6.5638 | 60
2021-09-07 16:00 | 16:00 | 9.0795 | 60
2021-09-07 16:30 | 16:30 | 12.1158 | 60
2021-09-07 17:00 | 17:00 | 15.1013 | 60
2021-09-07 17:30 | 17:30 | 17.5778 | 60
2021-09-07 18:00 | 18:00 | 19.3778 | 60
2021-09-07 18:30 | 18:30 | 19.797 | 60
2021-09-07 19:00 | 19:00 | 18.9649 | 60
2021-09-07 19:30 | 19:30 | 18.4534 | 60
2021-09-07 20:00 | 20:00 | 18.1079 | 60
2021-09-07 20:30 | 20:30 | 17.1067 | 60
2021-09-07 21:00 | 21:00 | 15.9572 | 60
2021-09-07 21:30 | 21:30 | 14.7506 | 60
2021-09-07 22:00 | 22:00 | 13.6233 | 60
2021-09-07 22:30 | 22:30 | 12.7861 | 60
2021-09-07 23:00 | 23:00 | 11.5402 | 60
2021-09-07 23:30 | 23:30 | 10.745 | 60
2021-09-08 | 0:00 | 10.2317 | 60
2021-09-08 00:30 | 0:30 | 9.8592 | 60
2021-09-08 01:00 | 1:00 | 9.569 | 60
2021-09-08 01:30 | 1:30 | 9.3345 | 60
2021-09-08 02:00 | 2:00 | 9.2077 | 60
2021-09-08 02:30 | 2:30 | 9.1527 | 60
2021-09-08 03:00 | 3:00 | 9.177 | 60
2021-09-08 03:30 | 3:30 | 9.1598 | 60
2021-09-08 04:00 | 4:00 | 9.5968 | 60
2021-09-08 04:30 | 4:30 | 10.0918 | 60
2021-09-08 05:00 | 5:00 | 11.1475 | 60
2021-09-08 05:30 | 5:30 | 12.1176 | 60
2021-09-08 06:00 | 6:00 | 13.1903 | 60
2021-09-08 06:30 | 6:30 | 12.5686 | 60
2021-09-08 07:00 | 7:00 | 10.94 | 60
2021-09-08 07:30 | 7:30 | 8.5083 | 60
2021-09-08 08:00 | 8:00 | 5.6619 | 60
2021-09-08 08:30 | 8:30 | 3.5943 | 60
2021-09-08 09:00 | 9:00 | 2.8125 | 60
2021-09-08 09:30 | 9:30 | 2.9022 | 60
2021-09-08 10:00 | 10:00 | 3.3434 | 60
2021-09-08 10:30 | 10:30 | 4.124 | 60
2021-09-08 11:00 | 11:00 | 4.4858 | 60
2021-09-08 11:30 | 11:30 | 4.3382 | 60
2021-09-08 12:00 | 12:00 | 4.3533 | 60
2021-09-08 12:30 | 12:30 | 4.2173 | 60
2021-09-08 13:00 | 13:00 | 3.5365 | 60
2021-09-08 13:30 | 13:30 | 3.1495 | 60
2021-09-08 14:00 | 14:00 | 2.6975 | 60
2021-09-08 14:30 | 14:30 | 2.9057 | 60
2021-09-08 15:00 | 15:00 | 4.1972 | 60
2021-09-08 15:30 | 15:30 | 6.5408 | 60
2021-09-08 16:00 | 16:00 | 9.1139 | 60
2021-09-08 16:30 | 16:30 | 12.0832 | 60
2021-09-08 17:00 | 17:00 | 14.8592 | 60
2021-09-08 17:30 | 17:30 | 17.5517 | 60
2021-09-08 18:00 | 18:00 | 18.9343 | 60
2021-09-08 18:30 | 18:30 | 19.1271 | 60
2021-09-08 19:00 | 19:00 | 18.6314 | 60
2021-09-08 19:30 | 19:30 | 17.9807 | 60
2021-09-08 20:00 | 20:00 | 17.3895 | 60
2021-09-08 20:30 | 20:30 | 16.3935 | 60
2021-09-08 21:00 | 21:00 | 15.3844 | 60
2021-09-08 21:30 | 21:30 | 14.1759 | 60
2021-09-08 22:00 | 22:00 | 13.1471 | 60
2021-09-08 22:30 | 22:30 | 12.3367 | 60
2021-09-08 23:00 | 23:00 | 11.2603 | 60
2021-09-08 23:30 | 23:30 | 10.4154 | 60
2021-09-09 | 0:00 | 9.7243 | 60
2021-09-09 00:30 | 0:30 | 9.2892 | 60
2021-09-09 01:00 | 1:00 | 9.0909 | 60
2021-09-09 01:30 | 1:30 | 8.7904 | 60
2021-09-09 02:00 | 2:00 | 8.702 | 60
2021-09-09 02:30 | 2:30 | 8.7595 | 60
2021-09-09 03:00 | 3:00 | 8.6893 | 60
2021-09-09 03:30 | 3:30 | 8.6782 | 60
2021-09-09 04:00 | 4:00 | 9.1135 | 60
2021-09-09 04:30 | 4:30 | 9.6603 | 60
2021-09-09 05:00 | 5:00 | 10.5724 | 60
2021-09-09 05:30 | 5:30 | 11.1543 | 60
2021-09-09 06:00 | 6:00 | 12.2263 | 60
2021-09-09 06:30 | 6:30 | 11.391 | 60
2021-09-09 07:00 | 7:00 | 9.8394 | 60
2021-09-09 07:30 | 7:30 | 7.4614 | 60
2021-09-09 08:00 | 8:00 | 5.1786 | 60
2021-09-09 08:30 | 8:30 | 3.4244 | 60
2021-09-09 09:00 | 9:00 | 2.8946 | 60
2021-09-09 09:30 | 9:30 | 2.9874 | 60
2021-09-09 10:00 | 10:00 | 2.7973 | 60
2021-09-09 10:30 | 10:30 | 2.9477 | 60
2021-09-09 11:00 | 11:00 | 2.951 | 60
2021-09-09 11:30 | 11:30 | 2.768 | 60
2021-09-09 12:00 | 12:00 | 3.872 | 60
2021-09-09 12:30 | 12:30 | 3.9936 | 60
2021-09-09 13:00 | 13:00 | 3.6019 | 60
2021-09-09 13:30 | 13:30 | 3.0519 | 60
2021-09-09 14:00 | 14:00 | 2.6151 | 60
2021-09-09 14:30 | 14:30 | 2.8686 | 60
2021-09-09 15:00 | 15:00 | 4.264 | 60
2021-09-09 15:30 | 15:30 | 6.4032 | 60
2021-09-09 16:00 | 16:00 | 8.997 | 60
2021-09-09 16:30 | 16:30 | 11.8681 | 60
2021-09-09 17:00 | 17:00 | 14.5361 | 60
2021-09-09 17:30 | 17:30 | 16.639 | 60
2021-09-09 18:00 | 18:00 | 18.3112 | 60
2021-09-09 18:30 | 18:30 | 18.5143 | 60
2021-09-09 19:00 | 19:00 | 17.8598 | 60
2021-09-09 19:30 | 19:30 | 17.3458 | 60
2021-09-09 20:00 | 20:00 | 16.7817 | 60
2021-09-09 20:30 | 20:30 | 16.054 | 60
2021-09-09 21:00 | 21:00 | 15.2263 | 60
2021-09-09 21:30 | 21:30 | 14.1172 | 60
2021-09-09 22:00 | 22:00 | 13.0665 | 60
2021-09-09 22:30 | 22:30 | 12.4321 | 60
2021-09-09 23:00 | 23:00 | 11.3035 | 60
2021-09-09 23:30 | 23:30 | 10.4666 | 60
2021-09-10 | 0:00 | 9.7825 | 60
2021-09-10 00:30 | 0:30 | 9.366 | 60
2021-09-10 01:00 | 1:00 | 9.1043 | 60
2021-09-10 01:30 | 1:30 | 8.9735 | 60
2021-09-10 02:00 | 2:00 | 8.9001 | 60
2021-09-10 02:30 | 2:30 | 8.7859 | 60
2021-09-10 03:00 | 3:00 | 8.7839 | 60
2021-09-10 03:30 | 3:30 | 8.7843 | 60
2021-09-10 04:00 | 4:00 | 9.1734 | 60
2021-09-10 04:30 | 4:30 | 9.7013 | 60
2021-09-10 05:00 | 5:00 | 10.3259 | 60
2021-09-10 05:30 | 5:30 | 11.0933 | 60
2021-09-10 06:00 | 6:00 | 11.534 | 60
2021-09-10 06:30 | 6:30 | 10.7453 | 60
2021-09-10 07:00 | 7:00 | 9.3131 | 60
2021-09-10 07:30 | 7:30 | 7.2589 | 60
2021-09-10 08:00 | 8:00 | 4.9594 | 60
2021-09-10 08:30 | 8:30 | 3.1742 | 60
2021-09-10 09:00 | 9:00 | 2.7253 | 60
2021-09-10 09:30 | 9:30 | 2.9801 | 60
2021-09-10 10:00 | 10:00 | 3.5871 | 60
2021-09-10 10:30 | 10:30 | 3.9691 | 60
2021-09-10 11:00 | 11:00 | 4.2765 | 60
2021-09-10 11:30 | 11:30 | 4.1518 | 60
2021-09-10 12:00 | 12:00 | 4.0307 | 60
2021-09-10 12:30 | 12:30 | 3.5605 | 60
2021-09-10 13:00 | 13:00 | 3.1038 | 60
2021-09-10 13:30 | 13:30 | 2.5783 | 60
2021-09-10 14:00 | 14:00 | 2.4881 | 60
2021-09-10 14:30 | 14:30 | 3.2698 | 60
2021-09-10 15:00 | 15:00 | 4.7783 | 60
2021-09-10 15:30 | 15:30 | 6.9477 | 60
2021-09-10 16:00 | 16:00 | 9.4846 | 60
2021-09-10 16:30 | 16:30 | 11.9589 | 60
2021-09-10 17:00 | 17:00 | 14.2962 | 60
2021-09-10 17:30 | 17:30 | 15.8262 | 60
2021-09-10 18:00 | 18:00 | 16.919 | 60
2021-09-10 18:30 | 18:30 | 17.2626 | 60
2021-09-10 19:00 | 19:00 | 16.8961 | 60
2021-09-10 19:30 | 19:30 | 16.3834 | 60
2021-09-10 20:00 | 20:00 | 15.8658 | 60
2021-09-10 20:30 | 20:30 | 15.1921 | 60
2021-09-10 21:00 | 21:00 | 14.5754 | 60
2021-09-10 21:30 | 21:30 | 13.7571 | 60
2021-09-10 22:00 | 22:00 | 12.9434 | 60
2021-09-10 22:30 | 22:30 | 12.5249 | 60
2021-09-10 23:00 | 23:00 | 11.7669 | 60
2021-09-10 23:30 | 23:30 | 10.7516 | 60
2021-09-11 | 0:00 | 10.084 | 60
2021-09-11 00:30 | 0:30 | 9.654 | 60
2021-09-11 01:00 | 1:00 | 9.4207 | 60
2021-09-11 01:30 | 1:30 | 9.2353 | 60
2021-09-11 02:00 | 2:00 | 9.0615 | 60
2021-09-11 02:30 | 2:30 | 8.9705 | 60
2021-09-11 03:00 | 3:00 | 8.9291 | 60
2021-09-11 03:30 | 3:30 | 8.9931 | 60
2021-09-11 04:00 | 4:00 | 9.0988 | 60
2021-09-11 04:30 | 4:30 | 9.2631 | 60
2021-09-11 05:00 | 5:00 | 9.599 | 60
2021-09-11 05:30 | 5:30 | 9.8758 | 60
2021-09-11 06:00 | 6:00 | 10.1595 | 60
2021-09-11 06:30 | 6:30 | 8.9808 | 60
2021-09-11 07:00 | 7:00 | 7.4864 | 60
2021-09-11 07:30 | 7:30 | 6.2103 | 60
2021-09-11 08:00 | 8:00 | 4.8939 | 60
2021-09-11 08:30 | 8:30 | 3.531 | 60
2021-09-11 09:00 | 9:00 | 2.7955 | 60
2021-09-11 09:30 | 9:30 | 2.5294 | 60
2021-09-11 10:00 | 10:00 | 2.6845 | 60
2021-09-11 10:30 | 10:30 | 3.0104 | 60
2021-09-11 11:00 | 11:00 | 3.4775 | 60
2021-09-11 11:30 | 11:30 | 3.7714 | 60
2021-09-11 12:00 | 12:00 | 3.7822 | 60
2021-09-11 12:30 | 12:30 | 3.5261 | 60
2021-09-11 13:00 | 13:00 | 3.1128 | 60
2021-09-11 13:30 | 13:30 | 2.7371 | 60
2021-09-11 14:00 | 14:00 | 2.612 | 60
2021-09-11 14:30 | 14:30 | 3.1591 | 60
2021-09-11 15:00 | 15:00 | 4.602 | 60
2021-09-11 15:30 | 15:30 | 6.6759 | 60
2021-09-11 16:00 | 16:00 | 9.0818 | 60
2021-09-11 16:30 | 16:30 | 11.6127 | 60
2021-09-11 17:00 | 17:00 | 14.2259 | 60
2021-09-11 17:30 | 17:30 | 15.7763 | 60
2021-09-11 18:00 | 18:00 | 16.8283 | 60
2021-09-11 18:30 | 18:30 | 16.8904 | 60
2021-09-11 19:00 | 19:00 | 16.3862 | 60
2021-09-11 19:30 | 19:30 | 15.6592 | 60
2021-09-11 20:00 | 20:00 | 15.3973 | 60
2021-09-11 20:30 | 20:30 | 14.7195 | 60
2021-09-11 21:00 | 21:00 | 14.0612 | 60
2021-09-11 21:30 | 21:30 | 13.3229 | 60
2021-09-11 22:00 | 22:00 | 12.7349 | 60
2021-09-11 22:30 | 22:30 | 12.1475 | 60
2021-09-11 23:00 | 23:00 | 11.4303 | 60
2021-09-11 23:30 | 23:30 | 10.7869 | 60
2021-09-12 | 0:00 | 10.0268 | 60
2021-09-12 00:30 | 0:30 | 9.6073 | 60
2021-09-12 01:00 | 1:00 | 9.2469 | 60
2021-09-12 01:30 | 1:30 | 9.1279 | 60
2021-09-12 02:00 | 2:00 | 8.8855 | 60
2021-09-12 02:30 | 2:30 | 8.851 | 60
2021-09-12 03:00 | 3:00 | 8.6153 | 60
2021-09-12 03:30 | 3:30 | 8.7048 | 60
2021-09-12 04:00 | 4:00 | 8.6839 | 60
2021-09-12 04:30 | 4:30 | 8.8 | 60
2021-09-12 05:00 | 5:00 | 8.972 | 60
2021-09-12 05:30 | 5:30 | 9.0988 | 60
2021-09-12 06:00 | 6:00 | 8.9815 | 60
2021-09-12 06:30 | 6:30 | 7.6055 | 60
2021-09-12 07:00 | 7:00 | 6.4996 | 60
2021-09-12 07:30 | 7:30 | 5.4116 | 60
2021-09-12 08:00 | 8:00 | 4.3957 | 60
2021-09-12 08:30 | 8:30 | 3.4572 | 60
2021-09-12 09:00 | 9:00 | 2.8116 | 60
2021-09-12 09:30 | 9:30 | 2.5891 | 60
2021-09-12 10:00 | 10:00 | 2.761 | 60
2021-09-12 10:30 | 10:30 | 3.1457 | 60
2021-09-12 11:00 | 11:00 | 3.2476 | 60
2021-09-12 11:30 | 11:30 | 3.3886 | 60
2021-09-12 12:00 | 12:00 | 3.3209 | 60
2021-09-12 12:30 | 12:30 | 3.1562 | 60
2021-09-12 13:00 | 13:00 | 2.9029 | 60
2021-09-12 13:30 | 13:30 | 2.5385 | 60
2021-09-12 14:00 | 14:00 | 2.5907 | 60
2021-09-12 14:30 | 14:30 | 3.5495 | 60
2021-09-12 15:00 | 15:00 | 5.536 | 60
2021-09-12 15:30 | 15:30 | 7.6908 | 60
2021-09-12 16:00 | 16:00 | 10.3602 | 60
2021-09-12 16:30 | 16:30 | 13.1345 | 60
2021-09-12 17:00 | 17:00 | 15.7451 | 60
2021-09-12 17:30 | 17:30 | 17.4121 | 60
2021-09-12 18:00 | 18:00 | 18.4739 | 60
2021-09-12 18:30 | 18:30 | 18.6857 | 60
2021-09-12 19:00 | 19:00 | 17.6623 | 60
2021-09-12 19:30 | 19:30 | 16.8084 | 60
2021-09-12 20:00 | 20:00 | 16.0667 | 60
2021-09-12 20:30 | 20:30 | 15.2295 | 60
2021-09-12 21:00 | 21:00 | 14.3538 | 60
2021-09-12 21:30 | 21:30 | 13.3192 | 60
2021-09-12 22:00 | 22:00 | 12.3627 | 60
2021-09-12 22:30 | 22:30 | 11.8172 | 60
2021-09-12 23:00 | 23:00 | 11.0972 | 60
2021-09-12 23:30 | 23:30 | 10.2035 | 60
2021-09-13 | 0:00 | 9.562 | 60
2021-09-13 00:30 | 0:30 | 9.2568 | 60
2021-09-13 01:00 | 1:00 | 8.9322 | 60
2021-09-13 01:30 | 1:30 | 8.7101 | 60
2021-09-13 02:00 | 2:00 | 8.5336 | 60
2021-09-13 02:30 | 2:30 | 8.4355 | 60
2021-09-13 03:00 | 3:00 | 8.4522 | 60
2021-09-13 03:30 | 3:30 | 8.4674 | 60
2021-09-13 04:00 | 4:00 | 8.562 | 60
2021-09-13 04:30 | 4:30 | 9.0193 | 60
2021-09-13 05:00 | 5:00 | 9.7594 | 60
2021-09-13 05:30 | 5:30 | 10.089 | 60
2021-09-13 06:00 | 6:00 | 10.5066 | 60
2021-09-13 06:30 | 6:30 | 9.5658 | 60
2021-09-13 07:00 | 7:00 | 8.3665 | 60
2021-09-13 07:30 | 7:30 | 6.6209 | 60
2021-09-13 08:00 | 8:00 | 4.6879 | 60
2021-09-13 08:30 | 8:30 | 3.1151 | 60
2021-09-13 09:00 | 9:00 | 2.4766 | 60
2021-09-13 09:30 | 9:30 | 3.0638 | 60
2021-09-13 10:00 | 10:00 | 3.131 | 60
2021-09-13 10:30 | 10:30 | 2.8353 | 60
2021-09-13 11:00 | 11:00 | 3.4131 | 60
2021-09-13 11:30 | 11:30 | 3.2001 | 60
2021-09-13 12:00 | 12:00 | 3.0719 | 60
2021-09-13 12:30 | 12:30 | 2.9763 | 60
2021-09-13 13:00 | 13:00 | 4.7495 | 60
2021-09-13 13:30 | 13:30 | 3.9942 | 60
2021-09-13 14:00 | 14:00 | 6.4496 | 60
2021-09-13 14:30 | 14:30 | 7.5501 | 60
2021-09-13 15:00 | 15:00 | 10.6491 | 60
2021-09-13 15:30 | 15:30 | 11.526 | 60
2021-09-13 16:00 | 16:00 | 10.4464 | 60
2021-09-13 16:30 | 16:30 | 13.7648 | 60
2021-09-13 17:00 | 17:00 | 16.4838 | 60
2021-09-13 17:30 | 17:30 | 18.3438 | 60
2021-09-13 18:00 | 18:00 | 19.5847 | 60
2021-09-13 18:30 | 18:30 | 19.4002 | 60
2021-09-13 19:00 | 19:00 | 18.5681 | 60
2021-09-13 19:30 | 19:30 | 17.8142 | 60
2021-09-13 20:00 | 20:00 | 16.7436 | 60
2021-09-13 20:30 | 20:30 | 15.7211 | 60
2021-09-13 21:00 | 21:00 | 14.8072 | 60
2021-09-13 21:30 | 21:30 | 13.7118 | 60
2021-09-13 22:00 | 22:00 | 12.6026 | 60
2021-09-13 22:30 | 22:30 | 11.9542 | 60
2021-09-13 23:00 | 23:00 | 11.0147 | 60
2021-09-13 23:30 | 23:30 | 10.1552 | 60
2021-09-14 | 0:00 | 9.4798 | 60
2021-09-14 00:30 | 0:30 | 9.0981 | 60
2021-09-14 01:00 | 1:00 | 8.8834 | 60
2021-09-14 01:30 | 1:30 | 8.792 | 60
2021-09-14 02:00 | 2:00 | 8.7053 | 60
2021-09-14 02:30 | 2:30 | 8.526 | 60
2021-09-14 03:00 | 3:00 | 8.4884 | 60
2021-09-14 03:30 | 3:30 | 8.4742 | 60
2021-09-14 04:00 | 4:00 | 8.705 | 60
2021-09-14 04:30 | 4:30 | 9.0828 | 60
2021-09-14 05:00 | 5:00 | 9.6767 | 60
2021-09-14 05:30 | 5:30 | 10.1485 | 60
2021-09-14 06:00 | 6:00 | 10.5113 | 60
2021-09-14 06:30 | 6:30 | 9.345 | 60
2021-09-14 07:00 | 7:00 | 7.8396 | 60
2021-09-14 07:30 | 7:30 | 6.2004 | 60
2021-09-14 08:00 | 8:00 | 4.3478 | 60
2021-09-14 08:30 | 8:30 | 3.2248 | 60
2021-09-14 09:00 | 9:00 | 2.8598 | 60
2021-09-14 09:30 | 9:30 | 3.4898 | 60
2021-09-14 10:00 | 10:00 | 4.1291 | 60
2021-09-14 10:30 | 10:30 | 4.6903 | 60
2021-09-14 11:00 | 11:00 | 5.1183 | 60
2021-09-14 11:30 | 11:30 | 5.1765 | 60
2021-09-14 12:00 | 12:00 | 5.1923 | 60
2021-09-14 12:30 | 12:30 | 4.9399 | 60
2021-09-14 13:00 | 13:00 | 4.338 | 60
2021-09-14 13:30 | 13:30 | 3.5433 | 60
2021-09-14 14:00 | 14:00 | 3.3786 | 60
2021-09-14 14:30 | 14:30 | 2.9521 | 60
2021-09-14 15:00 | 15:00 | 3.8668 | 60
2021-09-14 15:30 | 15:30 | 5.9607 | 60
2021-09-14 16:00 | 16:00 | 8.8158 | 60
2021-09-14 16:30 | 16:30 | 11.6344 | 60
2021-09-14 17:00 | 17:00 | 14.9908 | 60
2021-09-14 17:30 | 17:30 | 17.3463 | 60
2021-09-14 18:00 | 18:00 | 18.978 | 60
2021-09-14 18:30 | 18:30 | 19.4057 | 60
2021-09-14 19:00 | 19:00 | 18.355 | 60
2021-09-14 19:30 | 19:30 | 17.7279 | 60
2021-09-14 20:00 | 20:00 | 17.1758 | 60
2021-09-14 20:30 | 20:30 | 16.1279 | 60
2021-09-14 21:00 | 21:00 | 15.3704 | 60
2021-09-14 21:30 | 21:30 | 14.0607 | 60
2021-09-14 22:00 | 22:00 | 13.0075 | 60
2021-09-14 22:30 | 22:30 | 12.3186 | 60
2021-09-14 23:00 | 23:00 | 11.3037 | 60
2021-09-14 23:30 | 23:30 | 10.4139 | 60
2021-09-15 | 0:00 | 9.9258 | 60
2021-09-15 00:30 | 0:30 | 9.5372 | 60
2021-09-15 01:00 | 1:00 | 9.2403 | 60
2021-09-15 01:30 | 1:30 | 9.0901 | 60
2021-09-15 02:00 | 2:00 | 9.0724 | 60
2021-09-15 02:30 | 2:30 | 8.9477 | 60
2021-09-15 03:00 | 3:00 | 8.9134 | 60
2021-09-15 03:30 | 3:30 | 8.9979 | 60
2021-09-15 04:00 | 4:00 | 9.3566 | 60
2021-09-15 04:30 | 4:30 | 9.8978 | 60
2021-09-15 05:00 | 5:00 | 10.7458 | 60
2021-09-15 05:30 | 5:30 | 11.7117 | 60
2021-09-15 06:00 | 6:00 | 12.2859 | 60
2021-09-15 06:30 | 6:30 | 11.061 | 60
2021-09-15 07:00 | 7:00 | 9.4824 | 60
2021-09-15 07:30 | 7:30 | 7.4479 | 60
2021-09-15 08:00 | 8:00 | 4.7367 | 60
2021-09-15 08:30 | 8:30 | 3.0802 | 60
2021-09-15 09:00 | 9:00 | 2.7374 | 60
2021-09-15 09:30 | 9:30 | 3.2427 | 60
2021-09-15 10:00 | 10:00 | 4.019 | 60
2021-09-15 10:30 | 10:30 | 4.5574 | 60
2021-09-15 11:00 | 11:00 | 5.0722 | 60
2021-09-15 11:30 | 11:30 | 5.1827 | 60
2021-09-15 12:00 | 12:00 | 3.9317 | 60
2021-09-15 12:30 | 12:30 | 4.2149 | 60
2021-09-15 13:00 | 13:00 | 4.1393 | 60
2021-09-15 13:30 | 13:30 | 3.1679 | 60
2021-09-15 14:00 | 14:00 | 3.9398 | 60
2021-09-15 14:30 | 14:30 | 5.7908 | 60
2021-09-15 15:00 | 15:00 | 6.6768 | 60
2021-09-15 15:30 | 15:30 | 6.4314 | 60
2021-09-15 16:00 | 16:00 | 8.7021 | 60
2021-09-15 16:30 | 16:30 | 11.6275 | 60
2021-09-15 17:00 | 17:00 | 14.7341 | 60
2021-09-15 17:30 | 17:30 | 17.0649 | 60
2021-09-15 18:00 | 18:00 | 18.7709 | 60
2021-09-15 18:30 | 18:30 | 18.8605 | 60
2021-09-15 19:00 | 19:00 | 18.4435 | 60
2021-09-15 19:30 | 19:30 | 17.7137 | 60
2021-09-15 20:00 | 20:00 | 17.0136 | 60
2021-09-15 20:30 | 20:30 | 16.2879 | 60
2021-09-15 21:00 | 21:00 | 15.3288 | 60
2021-09-15 21:30 | 21:30 | 14.1232 | 60
2021-09-15 22:00 | 22:00 | 13.1544 | 60
2021-09-15 22:30 | 22:30 | 12.3732 | 60
2021-09-15 23:00 | 23:00 | 11.2751 | 60
2021-09-15 23:30 | 23:30 | 10.5082 | 60
2021-09-16 | 0:00 | 9.8665 | 60
2021-09-16 00:30 | 0:30 | 9.5766 | 60
2021-09-16 01:00 | 1:00 | 9.2701 | 60
2021-09-16 01:30 | 1:30 | 9.0807 | 60
2021-09-16 02:00 | 2:00 | 9.0386 | 60
2021-09-16 02:30 | 2:30 | 8.9761 | 60
2021-09-16 03:00 | 3:00 | 9.0221 | 60
2021-09-16 03:30 | 3:30 | 9.0257 | 60
2021-09-16 04:00 | 4:00 | 9.3716 | 60
2021-09-16 04:30 | 4:30 | 9.8961 | 60
2021-09-16 05:00 | 5:00 | 10.6778 | 60
2021-09-16 05:30 | 5:30 | 11.388 | 60
2021-09-16 06:00 | 6:00 | 11.6955 | 60
2021-09-16 06:30 | 6:30 | 10.5076 | 60
2021-09-16 07:00 | 7:00 | 8.8266 | 60
2021-09-16 07:30 | 7:30 | 6.6144 | 60
2021-09-16 08:00 | 8:00 | 4.3665 | 60
2021-09-16 08:30 | 8:30 | 2.9751 | 60
2021-09-16 09:00 | 9:00 | 2.9104 | 60
2021-09-16 09:30 | 9:30 | 3.5186 | 60
2021-09-16 10:00 | 10:00 | 4.2455 | 60
2021-09-16 10:30 | 10:30 | 3.6026 | 60
2021-09-16 11:00 | 11:00 | 2.7497 | 60
2021-09-16 11:30 | 11:30 | 3.4646 | 60
2021-09-16 12:00 | 12:00 | 3.2456 | 60
2021-09-16 12:30 | 12:30 | 3.9613 | 60
2021-09-16 13:00 | 13:00 | 4.1239 | 60
2021-09-16 13:30 | 13:30 | 3.6092 | 60
2021-09-16 14:00 | 14:00 | 2.9738 | 60
2021-09-16 14:30 | 14:30 | 2.8476 | 60
2021-09-16 15:00 | 15:00 | 3.8437 | 60
2021-09-16 15:30 | 15:30 | 5.9742 | 60
2021-09-16 16:00 | 16:00 | 8.6358 | 60
2021-09-16 16:30 | 16:30 | 11.5579 | 60
2021-09-16 17:00 | 17:00 | 14.4506 | 60
2021-09-16 17:30 | 17:30 | 16.7906 | 60
2021-09-16 18:00 | 18:00 | 18.1701 | 60
2021-09-16 18:30 | 18:30 | 18.5406 | 60
2021-09-16 19:00 | 19:00 | 17.8565 | 60
2021-09-16 19:30 | 19:30 | 17.3735 | 60
2021-09-16 20:00 | 20:00 | 17.1104 | 60
2021-09-16 20:30 | 20:30 | 16.1862 | 60
2021-09-16 21:00 | 21:00 | 15.2864 | 60
2021-09-16 21:30 | 21:30 | 14.1341 | 60
2021-09-16 22:00 | 22:00 | 13.1249 | 60
2021-09-16 22:30 | 22:30 | 12.3722 | 60
2021-09-16 23:00 | 23:00 | 11.3365 | 60
2021-09-16 23:30 | 23:30 | 10.5403 | 60
2021-09-17 | 0:00 | 9.8639 | 60
2021-09-17 00:30 | 0:30 | 9.3955 | 60
2021-09-17 01:00 | 1:00 | 9.1657 | 60
2021-09-17 01:30 | 1:30 | 8.9308 | 60
2021-09-17 02:00 | 2:00 | 8.7687 | 60
2021-09-17 02:30 | 2:30 | 8.7502 | 60
2021-09-17 03:00 | 3:00 | 8.7009 | 60
2021-09-17 03:30 | 3:30 | 8.8107 | 60
2021-09-17 04:00 | 4:00 | 9.0591 | 60
2021-09-17 04:30 | 4:30 | 9.4325 | 60
2021-09-17 05:00 | 5:00 | 10.3257 | 60
2021-09-17 05:30 | 5:30 | 10.8601 | 60
2021-09-17 06:00 | 6:00 | 11.0218 | 60
2021-09-17 06:30 | 6:30 | 10.0593 | 60
2021-09-17 07:00 | 7:00 | 8.4635 | 60
2021-09-17 07:30 | 7:30 | 6.327 | 60
2021-09-17 08:00 | 8:00 | 4.4576 | 60
2021-09-17 08:30 | 8:30 | 3.1625 | 60
2021-09-17 09:00 | 9:00 | 2.8762 | 60
2021-09-17 09:30 | 9:30 | 3.3351 | 60
2021-09-17 10:00 | 10:00 | 3.4161 | 60
2021-09-17 10:30 | 10:30 | 3.1538 | 60
2021-09-17 11:00 | 11:00 | 2.8241 | 60
2021-09-17 11:30 | 11:30 | 2.8486 | 60
2021-09-17 12:00 | 12:00 | 3.3116 | 60
2021-09-17 12:30 | 12:30 | 2.7674 | 60
2021-09-17 13:00 | 13:00 | 3.4876 | 60
2021-09-17 13:30 | 13:30 | 2.8069 | 60
2021-09-17 14:00 | 14:00 | 2.8312 | 60
2021-09-17 14:30 | 14:30 | 4.2427 | 60
2021-09-17 15:00 | 15:00 | 4.4899 | 60
2021-09-17 15:30 | 15:30 | 6.5992 | 60
2021-09-17 16:00 | 16:00 | 8.8287 | 60
2021-09-17 16:30 | 16:30 | 11.6381 | 60
2021-09-17 17:00 | 17:00 | 13.9677 | 60
2021-09-17 17:30 | 17:30 | 15.8323 | 60
2021-09-17 18:00 | 18:00 | 17.2723 | 60
2021-09-17 18:30 | 18:30 | 17.5148 | 60
2021-09-17 19:00 | 19:00 | 17.051 | 60
2021-09-17 19:30 | 19:30 | 16.4525 | 60
2021-09-17 20:00 | 20:00 | 15.9772 | 60
2021-09-17 20:30 | 20:30 | 15.4277 | 60
2021-09-17 21:00 | 21:00 | 14.7526 | 60
2021-09-17 21:30 | 21:30 | 13.661 | 60
2021-09-17 22:00 | 22:00 | 13.0358 | 60
2021-09-17 22:30 | 22:30 | 12.4646 | 60
2021-09-17 23:00 | 23:00 | 11.588 | 60
2021-09-17 23:30 | 23:30 | 10.6892 | 60
2021-09-18 | 0:00 | 10.064 | 60
2021-09-18 00:30 | 0:30 | 9.5922 | 60
2021-09-18 01:00 | 1:00 | 9.319 | 60
2021-09-18 01:30 | 1:30 | 9.1476 | 60
2021-09-18 02:00 | 2:00 | 9.0767 | 60
2021-09-18 02:30 | 2:30 | 8.8773 | 60
2021-09-18 03:00 | 3:00 | 8.8056 | 60
2021-09-18 03:30 | 3:30 | 8.6958 | 60
2021-09-18 04:00 | 4:00 | 8.9107 | 60
2021-09-18 04:30 | 4:30 | 8.9358 | 60
2021-09-18 05:00 | 5:00 | 9.2449 | 60
2021-09-18 05:30 | 5:30 | 9.4499 | 60
2021-09-18 06:00 | 6:00 | 9.6182 | 60
2021-09-18 06:30 | 6:30 | 8.6555 | 60
2021-09-18 07:00 | 7:00 | 6.8678 | 60
2021-09-18 07:30 | 7:30 | 5.4218 | 60
2021-09-18 08:00 | 8:00 | 4.0634 | 60
2021-09-18 08:30 | 8:30 | 3.1612 | 60
2021-09-18 09:00 | 9:00 | 4.7155 | 60
2021-09-18 09:30 | 9:30 | 3.7752 | 60
2021-09-18 10:00 | 10:00 | 3.5824 | 60
2021-09-18 10:30 | 10:30 | 4.2341 | 60
2021-09-18 11:00 | 11:00 | 3.2877 | 60
2021-09-18 11:30 | 11:30 | 3.6942 | 60
2021-09-18 12:00 | 12:00 | 3.9905 | 60
2021-09-18 12:30 | 12:30 | 3.7578 | 60
2021-09-18 13:00 | 13:00 | 3.4512 | 60
2021-09-18 13:30 | 13:30 | 2.6728 | 60
2021-09-18 14:00 | 14:00 | 2.8452 | 60
2021-09-18 14:30 | 14:30 | 3.0436 | 60
2021-09-18 15:00 | 15:00 | 4.6996 | 60
2021-09-18 15:30 | 15:30 | 7.6246 | 60
2021-09-18 16:00 | 16:00 | 10.7085 | 60
2021-09-18 16:30 | 16:30 | 12.4633 | 60
2021-09-18 17:00 | 17:00 | 14.2986 | 60
2021-09-18 17:30 | 17:30 | 15.8382 | 60
2021-09-18 18:00 | 18:00 | 16.6539 | 60
2021-09-18 18:30 | 18:30 | 16.7203 | 60
2021-09-18 19:00 | 19:00 | 16.0733 | 60
2021-09-18 19:30 | 19:30 | 15.5451 | 60
2021-09-18 20:00 | 20:00 | 14.9716 | 60
2021-09-18 20:30 | 20:30 | 14.348 | 60
2021-09-18 21:00 | 21:00 | 13.5009 | 60
2021-09-18 21:30 | 21:30 | 12.7736 | 60
2021-09-18 22:00 | 22:00 | 12.3864 | 60
2021-09-18 22:30 | 22:30 | 12.0256 | 60
2021-09-18 23:00 | 23:00 | 11.1356 | 60
2021-09-18 23:30 | 23:30 | 10.3441 | 60
2021-09-19 | 0:00 | 9.7309 | 60
2021-09-19 00:30 | 0:30 | 9.438 | 60
2021-09-19 01:00 | 1:00 | 9.1092 | 60
2021-09-19 01:30 | 1:30 | 8.8693 | 60
2021-09-19 02:00 | 2:00 | 8.6854 | 60
2021-09-19 02:30 | 2:30 | 8.5411 | 60
2021-09-19 03:00 | 3:00 | 8.3923 | 60
2021-09-19 03:30 | 3:30 | 8.3304 | 60
2021-09-19 04:00 | 4:00 | 8.4044 | 60
2021-09-19 04:30 | 4:30 | 8.4388 | 60
2021-09-19 05:00 | 5:00 | 8.8356 | 60
2021-09-19 05:30 | 5:30 | 8.8037 | 60
2021-09-19 06:00 | 6:00 | 8.6747 | 60
2021-09-19 06:30 | 6:30 | 7.1779 | 60
2021-09-19 07:00 | 7:00 | 6.4052 | 60
2021-09-19 07:30 | 7:30 | 5.0526 | 60
2021-09-19 08:00 | 8:00 | 4.1352 | 60
2021-09-19 08:30 | 8:30 | 3.3215 | 60
2021-09-19 09:00 | 9:00 | 2.7634 | 60
2021-09-19 09:30 | 9:30 | 2.4997 | 60
2021-09-19 10:00 | 10:00 | 2.4884 | 60
2021-09-19 10:30 | 10:30 | 2.7437 | 60
2021-09-19 11:00 | 11:00 | 3.0455 | 60
2021-09-19 11:30 | 11:30 | 3.1882 | 60
2021-09-19 12:00 | 12:00 | 3.1882 | 60
2021-09-19 12:30 | 12:30 | 2.9555 | 60
2021-09-19 13:00 | 13:00 | 2.6984 | 60
2021-09-19 13:30 | 13:30 | 2.4026 | 60
2021-09-19 14:00 | 14:00 | 2.7477 | 60
2021-09-19 14:30 | 14:30 | 4.1208 | 60
2021-09-19 15:00 | 15:00 | 6.0702 | 60
2021-09-19 15:30 | 15:30 | 8.462 | 60
2021-09-19 16:00 | 16:00 | 11.1474 | 60
2021-09-19 16:30 | 16:30 | 13.8698 | 60
2021-09-19 17:00 | 17:00 | 15.9061 | 60
2021-09-19 17:30 | 17:30 | 17.6182 | 60
2021-09-19 18:00 | 18:00 | 18.4548 | 60
2021-09-19 18:30 | 18:30 | 18.4308 | 60
2021-09-19 19:00 | 19:00 | 17.2667 | 60
2021-09-19 19:30 | 19:30 | 16.4337 | 60
2021-09-19 20:00 | 20:00 | 15.8664 | 60
2021-09-19 20:30 | 20:30 | 15.0016 | 60
2021-09-19 21:00 | 21:00 | 13.9534 | 60
2021-09-19 21:30 | 21:30 | 13.0799 | 60
2021-09-19 22:00 | 22:00 | 12.1706 | 60
2021-09-19 22:30 | 22:30 | 11.7524 | 60
2021-09-19 23:00 | 23:00 | 10.8592 | 60
2021-09-19 23:30 | 23:30 | 10.1425 | 60
2021-09-20 | 0:00 | 9.5632 | 60
2021-09-20 00:30 | 0:30 | 9.1987 | 60
2021-09-20 01:00 | 1:00 | 8.9175 | 60
2021-09-20 01:30 | 1:30 | 8.7159 | 60
2021-09-20 02:00 | 2:00 | 8.6249 | 60
2021-09-20 02:30 | 2:30 | 8.564 | 60
2021-09-20 03:00 | 3:00 | 8.536 | 60
2021-09-20 03:30 | 3:30 | 8.5351 | 60
2021-09-20 04:00 | 4:00 | 8.7368 | 60
2021-09-20 04:30 | 4:30 | 9.0197 | 60
2021-09-20 05:00 | 5:00 | 9.6366 | 60
2021-09-20 05:30 | 5:30 | 9.8965 | 60
2021-09-20 06:00 | 6:00 | 9.9492 | 60
2021-09-20 06:30 | 6:30 | 9.6708 | 60
2021-09-20 07:00 | 7:00 | 8.4088 | 60
2021-09-20 07:30 | 7:30 | 5.4529 | 60
2021-09-20 08:00 | 8:00 | 4.0859 | 60
2021-09-20 08:30 | 8:30 | 2.9188 | 60
2021-09-20 09:00 | 9:00 | 2.5461 | 60
2021-09-20 09:30 | 9:30 | 2.7842 | 60
2021-09-20 10:00 | 10:00 | 3.1828 | 60
2021-09-20 10:30 | 10:30 | 3.387 | 60
2021-09-20 11:00 | 11:00 | 3.6535 | 60
2021-09-20 11:30 | 11:30 | 3.6313 | 60
2021-09-20 12:00 | 12:00 | 3.8109 | 60
2021-09-20 12:30 | 12:30 | 3.417 | 60
2021-09-20 13:00 | 13:00 | 2.9045 | 60
2021-09-20 13:30 | 13:30 | 2.3682 | 60
2021-09-20 14:00 | 14:00 | 2.3129 | 60
2021-09-20 14:30 | 14:30 | 3.3986 | 60
2021-09-20 15:00 | 15:00 | 5.4865 | 60
2021-09-20 15:30 | 15:30 | 7.6998 | 60
2021-09-20 16:00 | 16:00 | 10.1797 | 60
2021-09-20 16:30 | 16:30 | 12.7005 | 60
2021-09-20 17:00 | 17:00 | 15.4116 | 60
2021-09-20 17:30 | 17:30 | 17.4529 | 60
2021-09-20 18:00 | 18:00 | 18.856 | 60
2021-09-20 18:30 | 18:30 | 18.8032 | 60
2021-09-20 19:00 | 19:00 | 18.0049 | 60
2021-09-20 19:30 | 19:30 | 17.151 | 60
2021-09-20 20:00 | 20:00 | 16.5499 | 60
2021-09-20 20:30 | 20:30 | 15.3683 | 60
2021-09-20 21:00 | 21:00 | 14.2915 | 60
2021-09-20 21:30 | 21:30 | 13.3444 | 60
2021-09-20 22:00 | 22:00 | 12.565 | 60
2021-09-20 22:30 | 22:30 | 11.9005 | 60
2021-09-20 23:00 | 23:00 | 11.0658 | 60
2021-09-20 23:30 | 23:30 | 10.3391 | 60
2021-09-21 | 0:00 | 9.7731 | 60
2021-09-21 00:30 | 0:30 | 9.3868 | 60
2021-09-21 01:00 | 1:00 | 9.0567 | 60
2021-09-21 01:30 | 1:30 | 9.0667 | 60
2021-09-21 02:00 | 2:00 | 8.7464 | 60
2021-09-21 02:30 | 2:30 | 8.6771 | 60
2021-09-21 03:00 | 3:00 | 8.6439 | 60
2021-09-21 03:30 | 3:30 | 8.6338 | 60
2021-09-21 04:00 | 4:00 | 8.8296 | 60
2021-09-21 04:30 | 4:30 | 9.04 | 60
2021-09-21 05:00 | 5:00 | 9.5225 | 60
2021-09-21 05:30 | 5:30 | 9.8126 | 60
2021-09-21 06:00 | 6:00 | 10.007 | 60
2021-09-21 06:30 | 6:30 | 8.9622 | 60
2021-09-21 07:00 | 7:00 | 6.2443 | 60
2021-09-21 07:30 | 7:30 | 5.4827 | 60
2021-09-21 08:00 | 8:00 | 4.2836 | 60
2021-09-21 08:30 | 8:30 | 2.7918 | 60
2021-09-21 09:00 | 9:00 | 2.6366 | 60
2021-09-21 09:30 | 9:30 | 3.1465 | 60
2021-09-21 10:00 | 10:00 | 5.0238 | 60
2021-09-21 10:30 | 10:30 | 3.0951 | 60
2021-09-21 11:00 | 11:00 | 3.2176 | 60
2021-09-21 11:30 | 11:30 | 4.342 | 60
2021-09-21 12:00 | 12:00 | 4.7101 | 60
2021-09-21 12:30 | 12:30 | 4.7811 | 60
2021-09-21 13:00 | 13:00 | 4.4732 | 60
2021-09-21 13:30 | 13:30 | 3.7439 | 60
2021-09-21 14:00 | 14:00 | 3.129 | 60
2021-09-21 14:30 | 14:30 | 3.5906 | 60
2021-09-21 15:00 | 15:00 | 3.7031 | 60
2021-09-21 15:30 | 15:30 | 5.8444 | 60
2021-09-21 16:00 | 16:00 | 8.4028 | 60
2021-09-21 16:30 | 16:30 | 11.8229 | 60
2021-09-21 17:00 | 17:00 | 14.7836 | 60
2021-09-21 17:30 | 17:30 | 17.1412 | 60
2021-09-21 18:00 | 18:00 | 18.7653 | 60
2021-09-21 18:30 | 18:30 | 19.1156 | 60
2021-09-21 19:00 | 19:00 | 18.3242 | 60
2021-09-21 19:30 | 19:30 | 17.676 | 60
2021-09-21 20:00 | 20:00 | 17.1911 | 60
2021-09-21 20:30 | 20:30 | 16.3723 | 60
2021-09-21 21:00 | 21:00 | 15.3397 | 60
2021-09-21 21:30 | 21:30 | 14.3364 | 60
2021-09-21 22:00 | 22:00 | 13.195 | 60
2021-09-21 22:30 | 22:30 | 12.4505 | 60
2021-09-21 23:00 | 23:00 | 11.4675 | 60
2021-09-21 23:30 | 23:30 | 10.7463 | 60
2021-09-22 | 0:00 | 10.1924 | 60
2021-09-22 00:30 | 0:30 | 9.8307 | 60
2021-09-22 01:00 | 1:00 | 9.4843 | 60
2021-09-22 01:30 | 1:30 | 9.3068 | 60
2021-09-22 02:00 | 2:00 | 9.2299 | 60
2021-09-22 02:30 | 2:30 | 9.2697 | 60
2021-09-22 03:00 | 3:00 | 9.104 | 60
2021-09-22 03:30 | 3:30 | 9.2214 | 60
2021-09-22 04:00 | 4:00 | 9.5717 | 60
2021-09-22 04:30 | 4:30 | 9.9548 | 60
2021-09-22 05:00 | 5:00 | 10.7756 | 60
2021-09-22 05:30 | 5:30 | 11.3957 | 60
2021-09-22 06:00 | 6:00 | 11.541 | 60
2021-09-22 06:30 | 6:30 | 9.9456 | 60
2021-09-22 07:00 | 7:00 | 7.7419 | 60
2021-09-22 07:30 | 7:30 | 7.5567 | 60
2021-09-22 08:00 | 8:00 | 4.7793 | 60
2021-09-22 08:30 | 8:30 | 3.8109 | 60
2021-09-22 09:00 | 9:00 | 3.003 | 60
2021-09-22 09:30 | 9:30 | 3.7107 | 60
2021-09-22 10:00 | 10:00 | 4.4355 | 60
2021-09-22 10:30 | 10:30 | 5.0572 | 60
2021-09-22 11:00 | 11:00 | 5.34 | 60
2021-09-22 11:30 | 11:30 | 5.2734 | 60
2021-09-22 12:00 | 12:00 | 5.2519 | 60
2021-09-22 12:30 | 12:30 | 4.8934 | 60
2021-09-22 13:00 | 13:00 | 3.7924 | 60
2021-09-22 13:30 | 13:30 | 3.4062 | 60
2021-09-22 14:00 | 14:00 | 3.142 | 60
2021-09-22 14:30 | 14:30 | 2.8619 | 60
2021-09-22 15:00 | 15:00 | 4.0881 | 60
2021-09-22 15:30 | 15:30 | 6.8447 | 60
2021-09-22 16:00 | 16:00 | 8.4128 | 60
2021-09-22 16:30 | 16:30 | 11.2311 | 60
2021-09-22 17:00 | 17:00 | 14.1866 | 60
2021-09-22 17:30 | 17:30 | 16.616 | 60
2021-09-22 18:00 | 18:00 | 18.4864 | 60
2021-09-22 18:30 | 18:30 | 18.734 | 60
2021-09-22 19:00 | 19:00 | 17.975 | 60
2021-09-22 19:30 | 19:30 | 17.2293 | 60
2021-09-22 20:00 | 20:00 | 16.8505 | 60
2021-09-22 20:30 | 20:30 | 16.1344 | 60
2021-09-22 21:00 | 21:00 | 15.2037 | 60
2021-09-22 21:30 | 21:30 | 14.2918 | 60
2021-09-22 22:00 | 22:00 | 13.2823 | 60
2021-09-22 22:30 | 22:30 | 12.6076 | 60
2021-09-22 23:00 | 23:00 | 11.5994 | 60
2021-09-22 23:30 | 23:30 | 10.8988 | 60
2021-09-23 | 0:00 | 10.1332 | 60
2021-09-23 00:30 | 0:30 | 9.6621 | 60
2021-09-23 01:00 | 1:00 | 9.4515 | 60
2021-09-23 01:30 | 1:30 | 9.2911 | 60
2021-09-23 02:00 | 2:00 | 9.195 | 60
2021-09-23 02:30 | 2:30 | 8.9798 | 60
2021-09-23 03:00 | 3:00 | 9.0847 | 60
2021-09-23 03:30 | 3:30 | 9.1072 | 60
2021-09-23 04:00 | 4:00 | 9.288 | 60
2021-09-23 04:30 | 4:30 | 9.7844 | 60
2021-09-23 05:00 | 5:00 | 10.615 | 60
2021-09-23 05:30 | 5:30 | 11.0284 | 60
2021-09-23 06:00 | 6:00 | 10.6177 | 60
2021-09-23 06:30 | 6:30 | 8.9013 | 60
2021-09-23 07:00 | 7:00 | 7.1997 | 60
2021-09-23 07:30 | 7:30 | 5.2237 | 60
2021-09-23 08:00 | 8:00 | 4.2045 | 60
2021-09-23 08:30 | 8:30 | 2.8433 | 60
2021-09-23 09:00 | 9:00 | 3.0007 | 60
2021-09-23 09:30 | 9:30 | 3.685 | 60
2021-09-23 10:00 | 10:00 | 4.1622 | 60
2021-09-23 10:30 | 10:30 | 4.2973 | 60
2021-09-23 11:00 | 11:00 | 4.6564 | 60
2021-09-23 11:30 | 11:30 | 5.2265 | 60
2021-09-23 12:00 | 12:00 | 5.1561 | 60
2021-09-23 12:30 | 12:30 | 5.0058 | 60
2021-09-23 13:00 | 13:00 | 4.5737 | 60
2021-09-23 13:30 | 13:30 | 3.8033 | 60
2021-09-23 14:00 | 14:00 | 2.9866 | 60
2021-09-23 14:30 | 14:30 | 2.7001 | 60
2021-09-23 15:00 | 15:00 | 3.7686 | 60
2021-09-23 15:30 | 15:30 | 5.9907 | 60
2021-09-23 16:00 | 16:00 | 8.3639 | 60
2021-09-23 16:30 | 16:30 | 11.1277 | 60
2021-09-23 17:00 | 17:00 | 13.9888 | 60
2021-09-23 17:30 | 17:30 | 16.1661 | 60
2021-09-23 18:00 | 18:00 | 17.6029 | 60
2021-09-23 18:30 | 18:30 | 18.0232 | 60
2021-09-23 19:00 | 19:00 | 17.3688 | 60
2021-09-23 19:30 | 19:30 | 16.9233 | 60
2021-09-23 20:00 | 20:00 | 16.3338 | 60
2021-09-23 20:30 | 20:30 | 15.6609 | 60
2021-09-23 21:00 | 21:00 | 14.8929 | 60
2021-09-23 21:30 | 21:30 | 13.9206 | 60
2021-09-23 22:00 | 22:00 | 12.9039 | 60
2021-09-23 22:30 | 22:30 | 12.1819 | 60
2021-09-23 23:00 | 23:00 | 11.3474 | 60
2021-09-23 23:30 | 23:30 | 10.5647 | 60
2021-09-24 | 0:00 | 9.9512 | 60
2021-09-24 00:30 | 0:30 | 9.5325 | 60
2021-09-24 01:00 | 1:00 | 9.3297 | 60
2021-09-24 01:30 | 1:30 | 9.0933 | 60
2021-09-24 02:00 | 2:00 | 8.94 | 60
2021-09-24 02:30 | 2:30 | 8.9434 | 60
2021-09-24 03:00 | 3:00 | 8.8822 | 60
2021-09-24 03:30 | 3:30 | 8.8449 | 60
2021-09-24 04:00 | 4:00 | 9.0727 | 60
2021-09-24 04:30 | 4:30 | 9.481 | 60
2021-09-24 05:00 | 5:00 | 9.9752 | 60
2021-09-24 05:30 | 5:30 | 10.3226 | 60
2021-09-24 06:00 | 6:00 | 9.7632 | 60
2021-09-24 06:30 | 6:30 | 8.2116 | 60
2021-09-24 07:00 | 7:00 | 6.6504 | 60
2021-09-24 07:30 | 7:30 | 4.9789 | 60
2021-09-24 08:00 | 8:00 | 3.5442 | 60
2021-09-24 08:30 | 8:30 | 2.8863 | 60
2021-09-24 09:00 | 9:00 | 3.1542 | 60
2021-09-24 09:30 | 9:30 | 3.8475 | 60
2021-09-24 10:00 | 10:00 | 4.3944 | 60
2021-09-24 10:30 | 10:30 | 4.8902 | 60
2021-09-24 11:00 | 11:00 | 4.9417 | 60
2021-09-24 11:30 | 11:30 | 5.1032 | 60
2021-09-24 12:00 | 12:00 | 4.948 | 60
2021-09-24 12:30 | 12:30 | 4.7058 | 60
2021-09-24 13:00 | 13:00 | 4.017 | 60
2021-09-24 13:30 | 13:30 | 3.1828 | 60
2021-09-24 14:00 | 14:00 | 2.6352 | 60
2021-09-24 14:30 | 14:30 | 2.898 | 60
2021-09-24 15:00 | 15:00 | 4.3855 | 60
2021-09-24 15:30 | 15:30 | 6.4916 | 60
2021-09-24 16:00 | 16:00 | 9.2983 | 60
2021-09-24 16:30 | 16:30 | 11.8356 | 60
2021-09-24 17:00 | 17:00 | 14.0536 | 60
2021-09-24 17:30 | 17:30 | 15.717 | 60
2021-09-24 18:00 | 18:00 | 17.0811 | 60
2021-09-24 18:30 | 18:30 | 17.1732 | 60
2021-09-24 19:00 | 19:00 | 16.7819 | 60
2021-09-24 19:30 | 19:30 | 16.3657 | 60
2021-09-24 20:00 | 20:00 | 15.8307 | 60
2021-09-24 20:30 | 20:30 | 14.8989 | 60
2021-09-24 21:00 | 21:00 | 14.2793 | 60
2021-09-24 21:30 | 21:30 | 13.4831 | 60
2021-09-24 22:00 | 22:00 | 12.7703 | 60
2021-09-24 22:30 | 22:30 | 12.2629 | 60
2021-09-24 23:00 | 23:00 | 11.3791 | 60
2021-09-24 23:30 | 23:30 | 10.627 | 60
2021-09-25 | 0:00 | 10.0148 | 60
2021-09-25 00:30 | 0:30 | 9.638 | 60
2021-09-25 01:00 | 1:00 | 9.191 | 60
2021-09-25 01:30 | 1:30 | 9.034 | 60
2021-09-25 02:00 | 2:00 | 8.8452 | 60
2021-09-25 02:30 | 2:30 | 8.6654 | 60
2021-09-25 03:00 | 3:00 | 8.6833 | 60
2021-09-25 03:30 | 3:30 | 8.5725 | 60
2021-09-25 04:00 | 4:00 | 8.6718 | 60
2021-09-25 04:30 | 4:30 | 8.7638 | 60
2021-09-25 05:00 | 5:00 | 8.9228 | 60
2021-09-25 05:30 | 5:30 | 9.0084 | 60
2021-09-25 06:00 | 6:00 | 8.33 | 60
2021-09-25 06:30 | 6:30 | 6.9979 | 60
2021-09-25 07:00 | 7:00 | 5.8288 | 60
2021-09-25 07:30 | 7:30 | 4.5734 | 60
2021-09-25 08:00 | 8:00 | 3.5223 | 60
2021-09-25 08:30 | 8:30 | 2.9246 | 60
2021-09-25 09:00 | 9:00 | 3.3995 | 60
2021-09-25 09:30 | 9:30 | 3.1722 | 60
2021-09-25 10:00 | 10:00 | 3.3493 | 60
2021-09-25 10:30 | 10:30 | 3.6981 | 60
2021-09-25 11:00 | 11:00 | 3.3972 | 60
2021-09-25 11:30 | 11:30 | 3.4424 | 60
2021-09-25 12:00 | 12:00 | 3.2987 | 60
2021-09-25 12:30 | 12:30 | 3.9273 | 60
2021-09-25 13:00 | 13:00 | 2.4098 | 60
2021-09-25 13:30 | 13:30 | 2.5299 | 60
2021-09-25 14:00 | 14:00 | 2.7093 | 60
2021-09-25 14:30 | 14:30 | 5.0824 | 60
2021-09-25 15:00 | 15:00 | 8.1212 | 60
2021-09-25 15:30 | 15:30 | 9.8995 | 60
2021-09-25 16:00 | 16:00 | 12.594 | 60
2021-09-25 16:30 | 16:30 | 13.784 | 60
2021-09-25 17:00 | 17:00 | 15.0034 | 60
2021-09-25 17:30 | 17:30 | 15.8292 | 60
2021-09-25 18:00 | 18:00 | 16.9251 | 60
2021-09-25 18:30 | 18:30 | 16.8897 | 60
2021-09-25 19:00 | 19:00 | 16.2882 | 60
2021-09-25 19:30 | 19:30 | 15.8542 | 60
2021-09-25 20:00 | 20:00 | 15.3136 | 60
2021-09-25 20:30 | 20:30 | 14.5887 | 60
2021-09-25 21:00 | 21:00 | 13.8386 | 60
2021-09-25 21:30 | 21:30 | 13.1851 | 60
2021-09-25 22:00 | 22:00 | 12.3866 | 60
2021-09-25 22:30 | 22:30 | 12.1904 | 60
2021-09-25 23:00 | 23:00 | 11.3857 | 60
2021-09-25 23:30 | 23:30 | 10.6175 | 60
2021-09-26 | 0:00 | 10.0289 | 60
2021-09-26 00:30 | 0:30 | 9.7022 | 60
2021-09-26 01:00 | 1:00 | 9.3918 | 60
2021-09-26 01:30 | 1:30 | 9.144 | 60
2021-09-26 02:00 | 2:00 | 8.936 | 60
2021-09-26 02:30 | 2:30 | 8.7259 | 60
2021-09-26 03:00 | 3:00 | 8.6969 | 60
2021-09-26 03:30 | 3:30 | 8.5166 | 60
2021-09-26 04:00 | 4:00 | 8.5746 | 60
2021-09-26 04:30 | 4:30 | 8.6973 | 60
2021-09-26 05:00 | 5:00 | 8.783 | 60
2021-09-26 05:30 | 5:30 | 8.7638 | 60
2021-09-26 06:00 | 6:00 | 7.7184 | 60
2021-09-26 06:30 | 6:30 | 7.4081 | 60
2021-09-26 07:00 | 7:00 | 6.6876 | 60
2021-09-26 07:30 | 7:30 | 5.6222 | 60
2021-09-26 08:00 | 8:00 | 3.8088 | 60
2021-09-26 08:30 | 8:30 | 4.4053 | 60
2021-09-26 09:00 | 9:00 | 2.9861 | 60
2021-09-26 09:30 | 9:30 | 2.9251 | 60
2021-09-26 10:00 | 10:00 | 3.8967 | 60
2021-09-26 10:30 | 10:30 | 3.3058 | 60
2021-09-26 11:00 | 11:00 | 3.1154 | 60
2021-09-26 11:30 | 11:30 | 2.6116 | 60
2021-09-26 12:00 | 12:00 | 2.8199 | 60
2021-09-26 12:30 | 12:30 | 2.8239 | 60
2021-09-26 13:00 | 13:00 | 3.9538 | 60
2021-09-26 13:30 | 13:30 | 5.506 | 60
2021-09-26 14:00 | 14:00 | 7.0154 | 60
2021-09-26 14:30 | 14:30 | 5.715 | 60
2021-09-26 15:00 | 15:00 | 8.9584 | 60
2021-09-26 15:30 | 15:30 | 10.8457 | 60
2021-09-26 16:00 | 16:00 | 12.4695 | 60
2021-09-26 16:30 | 16:30 | 14.4334 | 60
2021-09-26 17:00 | 17:00 | 16.7564 | 60
2021-09-26 17:30 | 17:30 | 17.9985 | 60
2021-09-26 18:00 | 18:00 | 18.4546 | 60
2021-09-26 18:30 | 18:30 | 18.1391 | 60
2021-09-26 19:00 | 19:00 | 17.3829 | 60
2021-09-26 19:30 | 19:30 | 16.5986 | 60
2021-09-26 20:00 | 20:00 | 15.9868 | 60
2021-09-26 20:30 | 20:30 | 14.9295 | 60
2021-09-26 21:00 | 21:00 | 14.281 | 60
2021-09-26 21:30 | 21:30 | 13.3441 | 60
2021-09-26 22:00 | 22:00 | 12.5069 | 60
2021-09-26 22:30 | 22:30 | 12.0918 | 60
2021-09-26 23:00 | 23:00 | 11.0593 | 60
2021-09-26 23:30 | 23:30 | 10.2626 | 60
2021-09-27 | 0:00 | 9.7052 | 60
2021-09-27 00:30 | 0:30 | 9.3318 | 60
2021-09-27 01:00 | 1:00 | 8.9613 | 60
2021-09-27 01:30 | 1:30 | 8.9931 | 60
2021-09-27 02:00 | 2:00 | 8.8998 | 60
2021-09-27 02:30 | 2:30 | 8.7622 | 60
2021-09-27 03:00 | 3:00 | 8.5229 | 60
2021-09-27 03:30 | 3:30 | 8.6185 | 60
2021-09-27 04:00 | 4:00 | 8.7591 | 60
2021-09-27 04:30 | 4:30 | 9.1611 | 60
2021-09-27 05:00 | 5:00 | 9.7319 | 60
2021-09-27 05:30 | 5:30 | 10.1134 | 60
2021-09-27 06:00 | 6:00 | 10.334 | 60
2021-09-27 06:30 | 6:30 | 10.1991 | 60
2021-09-27 07:00 | 7:00 | 9.8577 | 60
2021-09-27 07:30 | 7:30 | 9.4428 | 60
2021-09-27 08:00 | 8:00 | 8.9789 | 60
2021-09-27 08:30 | 8:30 | 7.6486 | 60
2021-09-27 09:00 | 9:00 | 6.676 | 60
2021-09-27 09:30 | 9:30 | 3.969 | 60
2021-09-27 10:00 | 10:00 | 3.1816 | 60
2021-09-27 10:30 | 10:30 | 3.1349 | 60
2021-09-27 11:00 | 11:00 | 5.0788 | 60
2021-09-27 11:30 | 11:30 | 5.6961 | 60
2021-09-27 12:00 | 12:00 | 5.3396 | 60
2021-09-27 12:30 | 12:30 | 3.5872 | 60
2021-09-27 13:00 | 13:00 | 6.6677 | 60
2021-09-27 13:30 | 13:30 | 6.8345 | 60
2021-09-27 14:00 | 14:00 | 6.9067 | 60
2021-09-27 14:30 | 14:30 | 8.4232 | 60
2021-09-27 15:00 | 15:00 | 9.4699 | 60
2021-09-27 15:30 | 15:30 | 9.7299 | 60
2021-09-27 16:00 | 16:00 | 12.3582 | 60
2021-09-27 16:30 | 16:30 | 14.3663 | 60
2021-09-27 17:00 | 17:00 | 16.5552 | 60
2021-09-27 17:30 | 17:30 | 18.4939 | 60
2021-09-27 18:00 | 18:00 | 19.3521 | 60
2021-09-27 18:30 | 18:30 | 19.4612 | 60
2021-09-27 19:00 | 19:00 | 18.4653 | 60
2021-09-27 19:30 | 19:30 | 17.3878 | 60
2021-09-27 20:00 | 20:00 | 16.7962 | 60
2021-09-27 20:30 | 20:30 | 15.9617 | 60
2021-09-27 21:00 | 21:00 | 15.0326 | 60
2021-09-27 21:30 | 21:30 | 13.7637 | 60
2021-09-27 22:00 | 22:00 | 12.4608 | 60
2021-09-27 22:30 | 22:30 | 11.8772 | 60
2021-09-27 23:00 | 23:00 | 11.1139 | 60
2021-09-27 23:30 | 23:30 | 10.1278 | 60
2021-09-28 | 0:00 | 9.4921 | 60
2021-09-28 00:30 | 0:30 | 9.2333 | 60
2021-09-28 01:00 | 1:00 | 8.9471 | 60
2021-09-28 01:30 | 1:30 | 8.833 | 60
2021-09-28 02:00 | 2:00 | 8.765 | 60
2021-09-28 02:30 | 2:30 | 8.5822 | 60
2021-09-28 03:00 | 3:00 | 8.6706 | 60
2021-09-28 03:30 | 3:30 | 8.5581 | 60
2021-09-28 04:00 | 4:00 | 8.7995 | 60
2021-09-28 04:30 | 4:30 | 9.114 | 60
2021-09-28 05:00 | 5:00 | 9.6606 | 60
2021-09-28 05:30 | 5:30 | 9.7345 | 60
2021-09-28 06:00 | 6:00 | 9.4331 | 60
2021-09-28 06:30 | 6:30 | 7.5583 | 60
2021-09-28 07:00 | 7:00 | 5.4228 | 60
2021-09-28 07:30 | 7:30 | 4.2749 | 60
2021-09-28 08:00 | 8:00 | 3.2944 | 60
2021-09-28 08:30 | 8:30 | 4.2036 | 60
2021-09-28 09:00 | 9:00 | 3.1914 | 60
2021-09-28 09:30 | 9:30 | 2.7985 | 60
2021-09-28 10:00 | 10:00 | 2.7079 | 60
2021-09-28 10:30 | 10:30 | 3.2152 | 60
2021-09-28 11:00 | 11:00 | 3.1117 | 60
2021-09-28 11:30 | 11:30 | 3.4966 | 60
2021-09-28 12:00 | 12:00 | 2.8285 | 60
2021-09-28 12:30 | 12:30 | 3.5181 | 60
2021-09-28 13:00 | 13:00 | 4.6679 | 60
2021-09-28 13:30 | 13:30 | 6.9963 | 60
2021-09-28 14:00 | 14:00 | 7.7098 | 60
2021-09-28 14:30 | 14:30 | 7.3731 | 60
2021-09-28 15:00 | 15:00 | 8.5188 | 60
2021-09-28 15:30 | 15:30 | 9.3427 | 60
2021-09-28 16:00 | 16:00 | 10.878 | 60
2021-09-28 16:30 | 16:30 | 12.7728 | 60
2021-09-28 17:00 | 17:00 | 15.2325 | 60
2021-09-28 17:30 | 17:30 | 17.1813 | 60
2021-09-28 18:00 | 18:00 | 18.2685 | 60
2021-09-28 18:30 | 18:30 | 18.655 | 60
2021-09-28 19:00 | 19:00 | 18.0227 | 60
2021-09-28 19:30 | 19:30 | 17.1022 | 60
2021-09-28 20:00 | 20:00 | 16.6382 | 60
2021-09-28 20:30 | 20:30 | 15.7769 | 60
2021-09-28 21:00 | 21:00 | 14.9829 | 60
2021-09-28 21:30 | 21:30 | 13.6692 | 60
2021-09-28 22:00 | 22:00 | 12.6618 | 60
2021-09-28 22:30 | 22:30 | 11.9484 | 60
2021-09-28 23:00 | 23:00 | 11.0542 | 60
2021-09-28 23:30 | 23:30 | 10.3604 | 60
2021-09-29 | 0:00 | 9.7277 | 60
2021-09-29 00:30 | 0:30 | 9.2382 | 60
2021-09-29 01:00 | 1:00 | 8.9436 | 60
2021-09-29 01:30 | 1:30 | 8.6983 | 60
2021-09-29 02:00 | 2:00 | 8.5666 | 60
2021-09-29 02:30 | 2:30 | 8.5174 | 60
2021-09-29 03:00 | 3:00 | 8.4902 | 60
2021-09-29 03:30 | 3:30 | 8.4575 | 60
2021-09-29 04:00 | 4:00 | 8.5606 | 60
2021-09-29 04:30 | 4:30 | 8.9826 | 60
2021-09-29 05:00 | 5:00 | 9.6024 | 60
2021-09-29 05:30 | 5:30 | 9.8113 | 60
2021-09-29 06:00 | 6:00 | 10.1483 | 60
2021-09-29 06:30 | 6:30 | 10.2988 | 60
2021-09-29 07:00 | 7:00 | 10.3289 | 60
2021-09-29 07:30 | 7:30 | 9.9538 | 60
2021-09-29 08:00 | 8:00 | 9.5373 | 60
2021-09-29 08:30 | 8:30 | 8.662 | 60
2021-09-29 09:00 | 9:00 | 8.7778 | 60
2021-09-29 09:30 | 9:30 | 7.1 | 60
2021-09-29 10:00 | 10:00 | 6.7978 | 60
2021-09-29 10:30 | 10:30 | 8.3407 | 60
2021-09-29 11:00 | 11:00 | 7.4981 | 60
2021-09-29 11:30 | 11:30 | 4.1606 | 60
2021-09-29 12:00 | 12:00 | 3.1739 | 60
2021-09-29 12:30 | 12:30 | 3.7878 | 60
2021-09-29 13:00 | 13:00 | 5.6566 | 60
2021-09-29 13:30 | 13:30 | 6.6973 | 60
2021-09-29 14:00 | 14:00 | 8.2064 | 60
2021-09-29 14:30 | 14:30 | 8.7934 | 60
2021-09-29 15:00 | 15:00 | 10.1665 | 60
2021-09-29 15:30 | 15:30 | 11.8742 | 60
2021-09-29 16:00 | 16:00 | 12.9549 | 60
2021-09-29 16:30 | 16:30 | 14.7701 | 60
2021-09-29 17:00 | 17:00 | 16.1111 | 60
2021-09-29 17:30 | 17:30 | 17.5042 | 60
2021-09-29 18:00 | 18:00 | 18.4402 | 60
2021-09-29 18:30 | 18:30 | 18.556 | 60
2021-09-29 19:00 | 19:00 | 17.8294 | 60
2021-09-29 19:30 | 19:30 | 17.1031 | 60
2021-09-29 20:00 | 20:00 | 16.593 | 60
2021-09-29 20:30 | 20:30 | 15.7028 | 60
2021-09-29 21:00 | 21:00 | 14.8766 | 60
2021-09-29 21:30 | 21:30 | 13.7744 | 60
2021-09-29 22:00 | 22:00 | 12.7383 | 60
2021-09-29 22:30 | 22:30 | 12.1106 | 60
2021-09-29 23:00 | 23:00 | 11.181 | 60
2021-09-29 23:30 | 23:30 | 10.4731 | 60
2021-09-30 | 0:00 | 9.9132 | 60
2021-09-30 00:30 | 0:30 | 9.4839 | 60
2021-09-30 01:00 | 1:00 | 9.1193 | 60
2021-09-30 01:30 | 1:30 | 8.8627 | 60
2021-09-30 02:00 | 2:00 | 8.852 | 60
2021-09-30 02:30 | 2:30 | 8.6956 | 60
2021-09-30 03:00 | 3:00 | 8.6314 | 60
2021-09-30 03:30 | 3:30 | 8.6509 | 60
2021-09-30 04:00 | 4:00 | 8.95 | 60
2021-09-30 04:30 | 4:30 | 9.0502 | 60
2021-09-30 05:00 | 5:00 | 9.4179 | 60
2021-09-30 05:30 | 5:30 | 9.5883 | 60
2021-09-30 06:00 | 6:00 | 8.8872 | 60
2021-09-30 06:30 | 6:30 | 8.6522 | 60
2021-09-30 07:00 | 7:00 | 9.0277 | 60
2021-09-30 07:30 | 7:30 | 9.9512 | 60
2021-09-30 08:00 | 8:00 | 10.5733 | 60
2021-09-30 08:30 | 8:30 | 8.6694 | 60
2021-09-30 09:00 | 9:00 | 9.5558 | 60
2021-09-30 09:30 | 9:30 | 6.6515 | 60
2021-09-30 10:00 | 10:00 | 4.1627 | 60
2021-09-30 10:30 | 10:30 | 5.0496 | 60
2021-09-30 11:00 | 11:00 | 2.9764 | 60
2021-09-30 11:30 | 11:30 | 3.4036 | 60
2021-09-30 12:00 | 12:00 | 4.4973 | 60
2021-09-30 12:30 | 12:30 | 6.4741 | 60
2021-09-30 13:00 | 13:00 | 7.6845 | 60
2021-09-30 13:30 | 13:30 | 5.0742 | 60
2021-09-30 14:00 | 14:00 | 3.463 | 60
2021-09-30 14:30 | 14:30 | 6.0836 | 60
2021-09-30 15:00 | 15:00 | 8.8118 | 60
2021-09-30 15:30 | 15:30 | 9.5871 | 60
2021-09-30 16:00 | 16:00 | 12.283 | 60
2021-09-30 16:30 | 16:30 | 13.9839 | 60
2021-09-30 17:00 | 17:00 | 16.6052 | 60
2021-09-30 17:30 | 17:30 | 17.9998 | 60
2021-09-30 18:00 | 18:00 | 17.8626 | 60
2021-09-30 18:30 | 18:30 | 17.7954 | 60
2021-09-30 19:00 | 19:00 | 17.309 | 60
2021-09-30 19:30 | 19:30 | 16.6604 | 60
2021-09-30 20:00 | 20:00 | 17.9738 | 60
2021-09-30 20:30 | 20:30 | 17.6577 | 60
2021-09-30 21:00 | 21:00 | 16.4849 | 60
2021-09-30 21:30 | 21:30 | 15.4863 | 60
2021-09-30 22:00 | 22:00 | 14.5227 | 60
2021-09-30 22:30 | 22:30 | 13.8915 | 60
2021-09-30 23:00 | 23:00 | 12.909 | 60
2021-09-30 23:30 | 23:30 | 11.9982 | 60
2021-10-01 | 0:00 | 9.9821 | 60
2021-10-01 00:30 | 0:30 | 9.3969 | 60
2021-10-01 01:00 | 1:00 | 9.0654 | 60
2021-10-01 01:30 | 1:30 | 8.7843 | 60
2021-10-01 02:00 | 2:00 | 8.5972 | 60
2021-10-01 02:30 | 2:30 | 8.6885 | 60
2021-10-01 03:00 | 3:00 | 8.6148 | 60
2021-10-01 03:30 | 3:30 | 8.5959 | 60
2021-10-01 04:00 | 4:00 | 8.8148 | 60
2021-10-01 04:30 | 4:30 | 8.8544 | 60
2021-10-01 05:00 | 5:00 | 9.5337 | 60
2021-10-01 05:30 | 5:30 | 9.6585 | 60
2021-10-01 06:00 | 6:00 | 8.2305 | 60
2021-10-01 06:30 | 6:30 | 8.1971 | 60
2021-10-01 07:00 | 7:00 | 9.6908 | 60
2021-10-01 07:30 | 7:30 | 7.0028 | 60
2021-10-01 08:00 | 8:00 | 9.3938 | 60
2021-10-01 08:30 | 8:30 | 10.9239 | 60
2021-10-01 09:00 | 9:00 | 9.7639 | 60
2021-10-01 09:30 | 9:30 | 9.1096 | 60
2021-10-01 10:00 | 10:00 | 6.346 | 60
2021-10-01 10:30 | 10:30 | 8.563 | 60
2021-10-01 11:00 | 11:00 | 7.8697 | 60
2021-10-01 11:30 | 11:30 | 6.7966 | 60
2021-10-01 12:00 | 12:00 | 6.0349 | 60
2021-10-01 12:30 | 12:30 | 5.7984 | 60
2021-10-01 13:00 | 13:00 | 3.4642 | 60
2021-10-01 13:30 | 13:30 | 2.848 | 60
2021-10-01 14:00 | 14:00 | 2.4292 | 60
2021-10-01 14:30 | 14:30 | 3.1455 | 60
2021-10-01 15:00 | 15:00 | 4.4966 | 60
2021-10-01 15:30 | 15:30 | 6.6509 | 60
2021-10-01 16:00 | 16:00 | 9.0697 | 60
2021-10-01 16:30 | 16:30 | 11.6085 | 60
2021-10-01 17:00 | 17:00 | 14.6798 | 60
2021-10-01 17:30 | 17:30 | 16.165 | 60
2021-10-01 18:00 | 18:00 | 17.3864 | 60
2021-10-01 18:30 | 18:30 | 17.7582 | 60
2021-10-01 19:00 | 19:00 | 15.4685 | 60
2021-10-01 19:30 | 19:30 | 14.4617 | 60
2021-10-01 20:00 | 20:00 | 14.0691 | 60
2021-10-01 20:30 | 20:30 | 13.6017 | 60
2021-10-01 21:00 | 21:00 | 12.7917 | 60
2021-10-01 21:30 | 21:30 | 12.2089 | 60
2021-10-01 22:00 | 22:00 | 11.7606 | 60
2021-10-01 22:30 | 22:30 | 11.2143 | 60
2021-10-01 23:00 | 23:00 | 10.5629 | 60
2021-10-01 23:30 | 23:30 | 9.8765 | 60
2021-10-02 | 0:00 | 9.2556 | 60
2021-10-02 00:30 | 0:30 | 9.9263 | 60
2021-10-02 01:00 | 1:00 | 10.4575 | 60
2021-10-02 01:30 | 1:30 | 9.5709 | 60
2021-10-02 02:00 | 2:00 | 9.2736 | 60
2021-10-02 02:30 | 2:30 | 8.9889 | 60
2021-10-02 03:00 | 3:00 | 8.9156 | 60
2021-10-02 03:30 | 3:30 | 8.8142 | 60
2021-10-02 04:00 | 4:00 | 8.8345 | 60
2021-10-02 04:30 | 4:30 | 8.8182 | 60
2021-10-02 05:00 | 5:00 | 9.0253 | 60
2021-10-02 05:30 | 5:30 | 8.9717 | 60
2021-10-02 06:00 | 6:00 | 7.936 | 60
2021-10-02 06:30 | 6:30 | 6.5572 | 60
2021-10-02 07:00 | 7:00 | 5.2246 | 60
2021-10-02 07:30 | 7:30 | 4.0739 | 60
2021-10-02 08:00 | 8:00 | 3.3093 | 60
2021-10-02 08:30 | 8:30 | 2.8449 | 60
2021-10-02 09:00 | 9:00 | 2.9285 | 60
2021-10-02 09:30 | 9:30 | 3.4406 | 60
2021-10-02 10:00 | 10:00 | 3.9166 | 60
2021-10-02 10:30 | 10:30 | 4.2811 | 60
2021-10-02 11:00 | 11:00 | 4.4975 | 60
2021-10-02 11:30 | 11:30 | 3.5337 | 60
2021-10-02 12:00 | 12:00 | 4.0647 | 60
2021-10-02 12:30 | 12:30 | 3.4447 | 60
2021-10-02 13:00 | 13:00 | 3.9781 | 60
2021-10-02 13:30 | 13:30 | 2.6939 | 60
2021-10-02 14:00 | 14:00 | 3.1182 | 60
2021-10-02 14:30 | 14:30 | 3.8636 | 60
2021-10-02 15:00 | 15:00 | 5.6618 | 60
2021-10-02 15:30 | 15:30 | 7.7218 | 60
2021-10-02 16:00 | 16:00 | 9.9314 | 60
2021-10-02 16:30 | 16:30 | 12.1422 | 60
2021-10-02 17:00 | 17:00 | 13.8167 | 60
2021-10-02 17:30 | 17:30 | 15.4609 | 60
2021-10-02 18:00 | 18:00 | 16.5488 | 60
2021-10-02 18:30 | 18:30 | 16.8377 | 60
2021-10-02 19:00 | 19:00 | 16.325 | 60
2021-10-02 19:30 | 19:30 | 15.7571 | 60
2021-10-02 20:00 | 20:00 | 15.0369 | 60
2021-10-02 20:30 | 20:30 | 14.1826 | 60
2021-10-02 21:00 | 21:00 | 13.7098 | 60
2021-10-02 21:30 | 21:30 | 13.0756 | 60
2021-10-02 22:00 | 22:00 | 12.5113 | 60
2021-10-02 22:30 | 22:30 | 12.2555 | 60
2021-10-02 23:00 | 23:00 | 11.5371 | 60
2021-10-02 23:30 | 23:30 | 10.7374 | 60
2021-10-03 | 0:00 | 10.0989 | 60
2021-10-03 00:30 | 0:30 | 9.5909 | 60
2021-10-03 01:00 | 1:00 | 9.2853 | 60
2021-10-03 01:30 | 1:30 | 9.1437 | 60
2021-10-03 02:00 | 2:00 | 8.8823 | 60
2021-10-03 02:30 | 2:30 | 8.7298 | 60
2021-10-03 03:00 | 3:00 | 8.6981 | 60
2021-10-03 03:30 | 3:30 | 8.5378 | 60
2021-10-03 04:00 | 4:00 | 8.6068 | 60
2021-10-03 04:30 | 4:30 | 8.7137 | 60
2021-10-03 05:00 | 5:00 | 8.8441 | 60
2021-10-03 05:30 | 5:30 | 8.4178 | 60
2021-10-03 06:00 | 6:00 | 7.2455 | 60
2021-10-03 06:30 | 6:30 | 5.7567 | 60
2021-10-03 07:00 | 7:00 | 4.6888 | 60
2021-10-03 07:30 | 7:30 | 3.6651 | 60
2021-10-03 08:00 | 8:00 | 3.3548 | 60
2021-10-03 08:30 | 8:30 | 2.7773 | 60
2021-10-03 09:00 | 9:00 | 2.8686 | 60
2021-10-03 09:30 | 9:30 | 3.1095 | 60
2021-10-03 10:00 | 10:00 | 3.3893 | 60
2021-10-03 10:30 | 10:30 | 3.7443 | 60
2021-10-03 11:00 | 11:00 | 3.8246 | 60
2021-10-03 11:30 | 11:30 | 3.7905 | 60
2021-10-03 12:00 | 12:00 | 3.4125 | 60
2021-10-03 12:30 | 12:30 | 3.1894 | 60
2021-10-03 13:00 | 13:00 | 2.6465 | 60
2021-10-03 13:30 | 13:30 | 2.2146 | 60
2021-10-03 14:00 | 14:00 | 2.5439 | 60
2021-10-03 14:30 | 14:30 | 4.1837 | 60
2021-10-03 15:00 | 15:00 | 6.3652 | 60
2021-10-03 15:30 | 15:30 | 8.9182 | 60
2021-10-03 16:00 | 16:00 | 11.297 | 60
2021-10-03 16:30 | 16:30 | 13.4693 | 60
2021-10-03 17:00 | 17:00 | 15.3846 | 60
2021-10-03 17:30 | 17:30 | 16.8183 | 60
2021-10-03 18:00 | 18:00 | 17.9453 | 60
2021-10-03 18:30 | 18:30 | 17.6602 | 60
2021-10-03 19:00 | 19:00 | 16.7201 | 60
2021-10-03 19:30 | 19:30 | 15.9254 | 60
2021-10-03 20:00 | 20:00 | 15.1735 | 60
2021-10-03 20:30 | 20:30 | 14.7118 | 60
2021-10-03 21:00 | 21:00 | 14.099 | 60
2021-10-03 21:30 | 21:30 | 13.4008 | 60
2021-10-03 22:00 | 22:00 | 12.7834 | 60
2021-10-03 22:30 | 22:30 | 12.4619 | 60
2021-10-03 23:00 | 23:00 | 11.6491 | 60
2021-10-03 23:30 | 23:30 | 10.7746 | 60
2021-10-04 | 0:00 | 10.2441 | 60
2021-10-04 00:30 | 0:30 | 9.6323 | 60
2021-10-04 01:00 | 1:00 | 9.3701 | 60
2021-10-04 01:30 | 1:30 | 9.0877 | 60
2021-10-04 02:00 | 2:00 | 8.9727 | 60
2021-10-04 02:30 | 2:30 | 8.9837 | 60
2021-10-04 03:00 | 3:00 | 8.7605 | 60
2021-10-04 03:30 | 3:30 | 8.7448 | 60
2021-10-04 04:00 | 4:00 | 8.7471 | 60
2021-10-04 04:30 | 4:30 | 8.7852 | 60
2021-10-04 05:00 | 5:00 | 8.9038 | 60
2021-10-04 05:30 | 5:30 | 8.7054 | 60
2021-10-04 06:00 | 6:00 | 7.4412 | 60
2021-10-04 06:30 | 6:30 | 6.1139 | 60
2021-10-04 07:00 | 7:00 | 7.1825 | 60
2021-10-04 07:30 | 7:30 | 5.627 | 60
2021-10-04 08:00 | 8:00 | 3.7319 | 60
2021-10-04 08:30 | 8:30 | 3.4623 | 60
2021-10-04 09:00 | 9:00 | 2.6454 | 60
2021-10-04 09:30 | 9:30 | 2.8223 | 60
2021-10-04 10:00 | 10:00 | 2.6766 | 60
2021-10-04 10:30 | 10:30 | 2.7961 | 60
2021-10-04 11:00 | 11:00 | 2.4583 | 60
2021-10-04 11:30 | 11:30 | 2.3312 | 60
2021-10-04 12:00 | 12:00 | 2.0533 | 60
2021-10-04 12:30 | 12:30 | 1.9189 | 60
2021-10-04 13:00 | 13:00 | 2.3248 | 60
2021-10-04 13:30 | 13:30 | 3.7688 | 60
2021-10-04 14:00 | 14:00 | 5.9014 | 60
2021-10-04 14:30 | 14:30 | 8.1652 | 60
2021-10-04 15:00 | 15:00 | 10.605 | 60
2021-10-04 15:30 | 15:30 | 13.3286 | 60
2021-10-04 16:00 | 16:00 | 16.5054 | 60
2021-10-04 16:30 | 16:30 | 19.2529 | 60
2021-10-04 17:00 | 17:00 | 20.986 | 60
2021-10-04 17:30 | 17:30 | 21.7725 | 60
2021-10-04 18:00 | 18:00 | 22.3033 | 60
2021-10-04 18:30 | 18:30 | 22.1561 | 60
2021-10-04 19:00 | 19:00 | 20.9482 | 60
2021-10-04 19:30 | 19:30 | 19.7376 | 60
2021-10-04 20:00 | 20:00 | 18.6291 | 60
2021-10-04 20:30 | 20:30 | 17.1916 | 60
2021-10-04 21:00 | 21:00 | 15.8531 | 60
2021-10-04 21:30 | 21:30 | 14.6815 | 60
2021-10-04 22:00 | 22:00 | 13.4707 | 60
2021-10-04 22:30 | 22:30 | 12.6449 | 60
2021-10-04 23:00 | 23:00 | 11.6857 | 60
2021-10-04 23:30 | 23:30 | 10.7157 | 60
2021-10-05 | 0:00 | 10.1693 | 60
2021-10-05 00:30 | 0:30 | 9.6843 | 60
2021-10-05 01:00 | 1:00 | 9.4157 | 60
2021-10-05 01:30 | 1:30 | 9.2819 | 60
2021-10-05 02:00 | 2:00 | 9.0281 | 60
2021-10-05 02:30 | 2:30 | 8.997 | 60
2021-10-05 03:00 | 3:00 | 8.9201 | 60
2021-10-05 03:30 | 3:30 | 8.8782 | 60
2021-10-05 04:00 | 4:00 | 8.9955 | 60
2021-10-05 04:30 | 4:30 | 9.3106 | 60
2021-10-05 05:00 | 5:00 | 9.8367 | 60
2021-10-05 05:30 | 5:30 | 9.7407 | 60
2021-10-05 06:00 | 6:00 | 8.8505 | 60
2021-10-05 06:30 | 6:30 | 7.4964 | 60
2021-10-05 07:00 | 7:00 | 6.2715 | 60
2021-10-05 07:30 | 7:30 | 4.5502 | 60
2021-10-05 08:00 | 8:00 | 2.9774 | 60
2021-10-05 08:30 | 8:30 | 2.5211 | 60
2021-10-05 09:00 | 9:00 | 2.9008 | 60
2021-10-05 09:30 | 9:30 | 3.3917 | 60
2021-10-05 10:00 | 10:00 | 3.8813 | 60
2021-10-05 10:30 | 10:30 | 3.8341 | 60
2021-10-05 11:00 | 11:00 | 3.8871 | 60
2021-10-05 11:30 | 11:30 | 3.965 | 60
2021-10-05 12:00 | 12:00 | 3.5843 | 60
2021-10-05 12:30 | 12:30 | 3.0645 | 60
2021-10-05 13:00 | 13:00 | 2.6782 | 60
2021-10-05 13:30 | 13:30 | 2.2075 | 60
2021-10-05 14:00 | 14:00 | 2.1044 | 60
2021-10-05 14:30 | 14:30 | 3.024 | 60
2021-10-05 15:00 | 15:00 | 4.9093 | 60
2021-10-05 15:30 | 15:30 | 7.6851 | 60
2021-10-05 16:00 | 16:00 | 10.4158 | 60
2021-10-05 16:30 | 16:30 | 12.9304 | 60
2021-10-05 17:00 | 17:00 | 15.5733 | 60
2021-10-05 17:30 | 17:30 | 17.7106 | 60
2021-10-05 18:00 | 18:00 | 19.3273 | 60
2021-10-05 18:30 | 18:30 | 19.4118 | 60
2021-10-05 19:00 | 19:00 | 18.4142 | 60
2021-10-05 19:30 | 19:30 | 17.5447 | 60
2021-10-05 20:00 | 20:00 | 16.5839 | 60
2021-10-05 20:30 | 20:30 | 15.8311 | 60
2021-10-05 21:00 | 21:00 | 14.8685 | 60
2021-10-05 21:30 | 21:30 | 13.5611 | 60
2021-10-05 22:00 | 22:00 | 12.6492 | 60
2021-10-05 22:30 | 22:30 | 11.8481 | 60
2021-10-05 23:00 | 23:00 | 10.8519 | 60
2021-10-05 23:30 | 23:30 | 10.0122 | 60
2021-10-06 | 0:00 | 9.6228 | 60
2021-10-06 00:30 | 0:30 | 9.2127 | 60
2021-10-06 01:00 | 1:00 | 8.9874 | 60
2021-10-06 01:30 | 1:30 | 8.8881 | 60
2021-10-06 02:00 | 2:00 | 8.7886 | 60
2021-10-06 02:30 | 2:30 | 8.6835 | 60
2021-10-06 03:00 | 3:00 | 8.6345 | 60
2021-10-06 03:30 | 3:30 | 8.5742 | 60
2021-10-06 04:00 | 4:00 | 8.8846 | 60
2021-10-06 04:30 | 4:30 | 9.2865 | 60
2021-10-06 05:00 | 5:00 | 9.7359 | 60
2021-10-06 05:30 | 5:30 | 9.7541 | 60
2021-10-06 06:00 | 6:00 | 8.7172 | 60
2021-10-06 06:30 | 6:30 | 7.2894 | 60
2021-10-06 07:00 | 7:00 | 5.977 | 60
2021-10-06 07:30 | 7:30 | 4.3081 | 60
2021-10-06 08:00 | 8:00 | 2.9747 | 60
2021-10-06 08:30 | 8:30 | 3.0872 | 60
2021-10-06 09:00 | 9:00 | 3.7724 | 60
2021-10-06 09:30 | 9:30 | 4.632 | 60
2021-10-06 10:00 | 10:00 | 5.1303 | 60
2021-10-06 10:30 | 10:30 | 5.0623 | 60
2021-10-06 11:00 | 11:00 | 5.2001 | 60
2021-10-06 11:30 | 11:30 | 5.1472 | 60
2021-10-06 12:00 | 12:00 | 4.8888 | 60
2021-10-06 12:30 | 12:30 | 4.6514 | 60
2021-10-06 13:00 | 13:00 | 4.0188 | 60
2021-10-06 13:30 | 13:30 | 3.222 | 60
2021-10-06 14:00 | 14:00 | 2.4444 | 60
2021-10-06 14:30 | 14:30 | 2.6101 | 60
2021-10-06 15:00 | 15:00 | 4.0495 | 60
2021-10-06 15:30 | 15:30 | 6.5114 | 60
2021-10-06 16:00 | 16:00 | 9.0815 | 60
2021-10-06 16:30 | 16:30 | 11.9964 | 60
2021-10-06 17:00 | 17:00 | 14.814 | 60
2021-10-06 17:30 | 17:30 | 16.5754 | 60
2021-10-06 18:00 | 18:00 | 18.1581 | 60
2021-10-06 18:30 | 18:30 | 18.425 | 60
2021-10-06 19:00 | 19:00 | 17.8308 | 60
2021-10-06 19:30 | 19:30 | 17.2505 | 60
2021-10-06 20:00 | 20:00 | 16.5956 | 60
2021-10-06 20:30 | 20:30 | 15.887 | 60
2021-10-06 21:00 | 21:00 | 14.8405 | 60
2021-10-06 21:30 | 21:30 | 13.5707 | 60
2021-10-06 22:00 | 22:00 | 12.6623 | 60
2021-10-06 22:30 | 22:30 | 11.8643 | 60
2021-10-06 23:00 | 23:00 | 10.8708 | 60
2021-10-06 23:30 | 23:30 | 9.9838 | 60
2021-10-07 | 0:00 | 9.5421 | 60
2021-10-07 00:30 | 0:30 | 9.1533 | 60
2021-10-07 01:00 | 1:00 | 8.8435 | 60
2021-10-07 01:30 | 1:30 | 8.7699 | 60
2021-10-07 02:00 | 2:00 | 8.6296 | 60
2021-10-07 02:30 | 2:30 | 8.6153 | 60
2021-10-07 03:00 | 3:00 | 8.5327 | 60
2021-10-07 03:30 | 3:30 | 8.5782 | 60
2021-10-07 04:00 | 4:00 | 8.6581 | 60
2021-10-07 04:30 | 4:30 | 9.1505 | 60
2021-10-07 05:00 | 5:00 | 9.7438 | 60
2021-10-07 05:30 | 5:30 | 9.6912 | 60
2021-10-07 06:00 | 6:00 | 8.7592 | 60
2021-10-07 06:30 | 6:30 | 7.4279 | 60
2021-10-07 07:00 | 7:00 | 6.1302 | 60
2021-10-07 07:30 | 7:30 | 4.5037 | 60
2021-10-07 08:00 | 8:00 | 3.0586 | 60
2021-10-07 08:30 | 8:30 | 2.8608 | 60
2021-10-07 09:00 | 9:00 | 3.4077 | 60
2021-10-07 09:30 | 9:30 | 4.176 | 60
2021-10-07 10:00 | 10:00 | 4.5517 | 60
2021-10-07 10:30 | 10:30 | 4.5893 | 60
2021-10-07 11:00 | 11:00 | 4.0242 | 60
2021-10-07 11:30 | 11:30 | 4.4333 | 60
2021-10-07 12:00 | 12:00 | 4.4983 | 60
2021-10-07 12:30 | 12:30 | 3.9769 | 60
2021-10-07 13:00 | 13:00 | 3.1803 | 60
2021-10-07 13:30 | 13:30 | 2.915 | 60
2021-10-07 14:00 | 14:00 | 3.253 | 60
2021-10-07 14:30 | 14:30 | 7.3163 | 60
2021-10-07 15:00 | 15:00 | 9.3398 | 60
2021-10-07 15:30 | 15:30 | 10.9143 | 60
2021-10-07 16:00 | 16:00 | 12.4664 | 60
2021-10-07 16:30 | 16:30 | 13.1985 | 60
2021-10-07 17:00 | 17:00 | 15.2807 | 60
2021-10-07 17:30 | 17:30 | 16.8785 | 60
2021-10-07 18:00 | 18:00 | 17.9354 | 60
2021-10-07 18:30 | 18:30 | 18.1714 | 60
2021-10-07 19:00 | 19:00 | 17.5465 | 60
2021-10-07 19:30 | 19:30 | 16.9301 | 60
2021-10-07 20:00 | 20:00 | 16.3388 | 60
2021-10-07 20:30 | 20:30 | 15.4593 | 60
2021-10-07 21:00 | 21:00 | 14.4213 | 60
2021-10-07 21:30 | 21:30 | 13.5611 | 60
2021-10-07 22:00 | 22:00 | 12.455 | 60
2021-10-07 22:30 | 22:30 | 11.8189 | 60
2021-10-07 23:00 | 23:00 | 11.0218 | 60
2021-10-07 23:30 | 23:30 | 10.2381 | 60
2021-10-08 | 0:00 | 9.6476 | 60
2021-10-08 00:30 | 0:30 | 9.2416 | 60
2021-10-08 01:00 | 1:00 | 9.1373 | 60
2021-10-08 01:30 | 1:30 | 8.8677 | 60
2021-10-08 02:00 | 2:00 | 8.7524 | 60
2021-10-08 02:30 | 2:30 | 8.5874 | 60
2021-10-08 03:00 | 3:00 | 8.6821 | 60
2021-10-08 03:30 | 3:30 | 8.5865 | 60
2021-10-08 04:00 | 4:00 | 8.7688 | 60
2021-10-08 04:30 | 4:30 | 9.0469 | 60
2021-10-08 05:00 | 5:00 | 9.6076 | 60
2021-10-08 05:30 | 5:30 | 9.5751 | 60
2021-10-08 06:00 | 6:00 | 8.7811 | 60
2021-10-08 06:30 | 6:30 | 7.5989 | 60
2021-10-08 07:00 | 7:00 | 6.6115 | 60
2021-10-08 07:30 | 7:30 | 4.7719 | 60
2021-10-08 08:00 | 8:00 | 3.1759 | 60
2021-10-08 08:30 | 8:30 | 2.6424 | 60
2021-10-08 09:00 | 9:00 | 2.4672 | 60
2021-10-08 09:30 | 9:30 | 3.079 | 60
2021-10-08 10:00 | 10:00 | 3.5229 | 60
2021-10-08 10:30 | 10:30 | 3.7736 | 60
2021-10-08 11:00 | 11:00 | 3.8026 | 60
2021-10-08 11:30 | 11:30 | 3.9329 | 60
2021-10-08 12:00 | 12:00 | 3.8665 | 60
2021-10-08 12:30 | 12:30 | 3.5164 | 60
2021-10-08 13:00 | 13:00 | 2.957 | 60
2021-10-08 13:30 | 13:30 | 2.3544 | 60
2021-10-08 14:00 | 14:00 | 2.4245 | 60
2021-10-08 14:30 | 14:30 | 3.7478 | 60
2021-10-08 15:00 | 15:00 | 5.3865 | 60
2021-10-08 15:30 | 15:30 | 7.6452 | 60
2021-10-08 16:00 | 16:00 | 10.1348 | 60
2021-10-08 16:30 | 16:30 | 12.6029 | 60
2021-10-08 17:00 | 17:00 | 14.5231 | 60
2021-10-08 17:30 | 17:30 | 16.1066 | 60
2021-10-08 18:00 | 18:00 | 17.2024 | 60
2021-10-08 18:30 | 18:30 | 17.7691 | 60
2021-10-08 19:00 | 19:00 | 17.1334 | 60
2021-10-08 19:30 | 19:30 | 16.6287 | 60
2021-10-08 20:00 | 20:00 | 15.9322 | 60
2021-10-08 20:30 | 20:30 | 15.1027 | 60
2021-10-08 21:00 | 21:00 | 14.4471 | 60
2021-10-08 21:30 | 21:30 | 13.6956 | 60
2021-10-08 22:00 | 22:00 | 12.9166 | 60
2021-10-08 22:30 | 22:30 | 12.3616 | 60
2021-10-08 23:00 | 23:00 | 11.4832 | 60
2021-10-08 23:30 | 23:30 | 10.6766 | 60
2021-10-09 | 0:00 | 10.0637 | 60
2021-10-09 00:30 | 0:30 | 9.6332 | 60
2021-10-09 01:00 | 1:00 | 9.2874 | 60
2021-10-09 01:30 | 1:30 | 9.1084 | 60
2021-10-09 02:00 | 2:00 | 8.9639 | 60
2021-10-09 02:30 | 2:30 | 8.8077 | 60
2021-10-09 03:00 | 3:00 | 8.765 | 60
2021-10-09 03:30 | 3:30 | 8.754 | 60
2021-10-09 04:00 | 4:00 | 8.7643 | 60
2021-10-09 04:30 | 4:30 | 8.871 | 60
2021-10-09 05:00 | 5:00 | 8.9073 | 60
2021-10-09 05:30 | 5:30 | 8.6828 | 60
2021-10-09 06:00 | 6:00 | 7.6701 | 60
2021-10-09 06:30 | 6:30 | 6.3284 | 60
2021-10-09 07:00 | 7:00 | 5.2694 | 60
2021-10-09 07:30 | 7:30 | 4.3432 | 60
2021-10-09 08:00 | 8:00 | 4.4219 | 60
2021-10-09 08:30 | 8:30 | 3.805 | 60
2021-10-09 09:00 | 9:00 | 4.2743 | 60
2021-10-09 09:30 | 9:30 | 4.0927 | 60
2021-10-09 10:00 | 10:00 | 4.3443 | 60
2021-10-09 10:30 | 10:30 | 4.0783 | 60
2021-10-09 11:00 | 11:00 | 2.4631 | 60
2021-10-09 11:30 | 11:30 | 2.4131 | 60
2021-10-09 12:00 | 12:00 | 2.4909 | 60
2021-10-09 12:30 | 12:30 | 2.2796 | 60
2021-10-09 13:00 | 13:00 | 2.0046 | 60
2021-10-09 13:30 | 13:30 | 2.184 | 60
2021-10-09 14:00 | 14:00 | 3.2562 | 60
2021-10-09 14:30 | 14:30 | 4.8595 | 60
2021-10-09 15:00 | 15:00 | 7.1925 | 60
2021-10-09 15:30 | 15:30 | 9.5991 | 60
2021-10-09 16:00 | 16:00 | 11.7675 | 60
2021-10-09 16:30 | 16:30 | 13.9211 | 60
2021-10-09 17:00 | 17:00 | 15.6512 | 60
2021-10-09 17:30 | 17:30 | 16.8503 | 60
2021-10-09 18:00 | 18:00 | 17.6165 | 60
2021-10-09 18:30 | 18:30 | 17.7859 | 60
2021-10-09 19:00 | 19:00 | 17.3213 | 60
2021-10-09 19:30 | 19:30 | 16.4528 | 60
2021-10-09 20:00 | 20:00 | 15.8948 | 60
2021-10-09 20:30 | 20:30 | 15.0969 | 60
2021-10-09 21:00 | 21:00 | 14.3453 | 60
2021-10-09 21:30 | 21:30 | 13.6919 | 60
2021-10-09 22:00 | 22:00 | 13.1362 | 60
2021-10-09 22:30 | 22:30 | 12.6895 | 60
2021-10-09 23:00 | 23:00 | 11.9375 | 60
2021-10-09 23:30 | 23:30 | 11.033 | 60
2021-10-10 | 0:00 | 10.3996 | 60
2021-10-10 00:30 | 0:30 | 9.9397 | 60
2021-10-10 01:00 | 1:00 | 9.605 | 60
2021-10-10 01:30 | 1:30 | 9.4077 | 60
2021-10-10 02:00 | 2:00 | 9.233 | 60
2021-10-10 02:30 | 2:30 | 9.1522 | 60
2021-10-10 03:00 | 3:00 | 9.0098 | 60
2021-10-10 03:30 | 3:30 | 8.9313 | 60
2021-10-10 04:00 | 4:00 | 8.9163 | 60
2021-10-10 04:30 | 4:30 | 9.0078 | 60
2021-10-10 05:00 | 5:00 | 8.9826 | 60
2021-10-10 05:30 | 5:30 | 8.5112 | 60
2021-10-10 06:00 | 6:00 | 7.8906 | 60
2021-10-10 06:30 | 6:30 | 6.5076 | 60
2021-10-10 07:00 | 7:00 | 5.3991 | 60
2021-10-10 07:30 | 7:30 | 5.4807 | 60
2021-10-10 08:00 | 8:00 | 5.0246 | 60
2021-10-10 08:30 | 8:30 | 3.9626 | 60
2021-10-10 09:00 | 9:00 | 2.4764 | 60
2021-10-10 09:30 | 9:30 | 2.2963 | 60
2021-10-10 10:00 | 10:00 | 2.2243 | 60
2021-10-10 10:30 | 10:30 | 2.2799 | 60
2021-10-10 11:00 | 11:00 | 2.3889 | 60
2021-10-10 11:30 | 11:30 | 2.199 | 60
2021-10-10 12:00 | 12:00 | 2.0015 | 60
2021-10-10 12:30 | 12:30 | 1.8471 | 60
2021-10-10 13:00 | 13:00 | 2.0168 | 60
2021-10-10 13:30 | 13:30 | 2.651 | 60
2021-10-10 14:00 | 14:00 | 4.1252 | 60
2021-10-10 14:30 | 14:30 | 6.0045 | 60
2021-10-10 15:00 | 15:00 | 8.2714 | 60
2021-10-10 15:30 | 15:30 | 10.6747 | 60
2021-10-10 16:00 | 16:00 | 13.2681 | 60
2021-10-10 16:30 | 16:30 | 15.7406 | 60
2021-10-10 17:00 | 17:00 | 17.775 | 60
2021-10-10 17:30 | 17:30 | 19.0749 | 60
2021-10-10 18:00 | 18:00 | 20.2019 | 60
2021-10-10 18:30 | 18:30 | 20.5256 | 60
2021-10-10 19:00 | 19:00 | 19.4383 | 60
2021-10-10 19:30 | 19:30 | 18.3818 | 60
2021-10-10 20:00 | 20:00 | 17.4024 | 60
2021-10-10 20:30 | 20:30 | 16.2271 | 60
2021-10-10 21:00 | 21:00 | 15.3129 | 60
2021-10-10 21:30 | 21:30 | 14.2055 | 60
2021-10-10 22:00 | 22:00 | 13.3361 | 60
2021-10-10 22:30 | 22:30 | 12.6418 | 60
2021-10-10 23:00 | 23:00 | 11.6831 | 60
2021-10-10 23:30 | 23:30 | 10.8954 | 60
2021-10-11 | 0:00 | 10.1912 | 60
2021-10-11 00:30 | 0:30 | 9.8541 | 60
2021-10-11 01:00 | 1:00 | 9.5667 | 60
2021-10-11 01:30 | 1:30 | 9.3289 | 60
2021-10-11 02:00 | 2:00 | 9.1393 | 60
2021-10-11 02:30 | 2:30 | 9.054 | 60
2021-10-11 03:00 | 3:00 | 8.9561 | 60
2021-10-11 03:30 | 3:30 | 8.9507 | 60
2021-10-11 04:00 | 4:00 | 9.1567 | 60
2021-10-11 04:30 | 4:30 | 9.4848 | 60
2021-10-11 05:00 | 5:00 | 9.8007 | 60
2021-10-11 05:30 | 5:30 | 9.8374 | 60
2021-10-11 06:00 | 6:00 | 9.2095 | 60
2021-10-11 06:30 | 6:30 | 7.6843 | 60
2021-10-11 07:00 | 7:00 | 6.4842 | 60
2021-10-11 07:30 | 7:30 | 6.5389 | 60
2021-10-11 08:00 | 8:00 | 4.9045 | 60
2021-10-11 08:30 | 8:30 | 3.8111 | 60
2021-10-11 09:00 | 9:00 | 2.6123 | 60
2021-10-11 09:30 | 9:30 | 2.5301 | 60
2021-10-11 10:00 | 10:00 | 2.387 | 60
2021-10-11 10:30 | 10:30 | 2.8523 | 60
2021-10-11 11:00 | 11:00 | 2.8249 | 60
2021-10-11 11:30 | 11:30 | 2.3363 | 60
2021-10-11 12:00 | 12:00 | 2.1674 | 60
2021-10-11 12:30 | 12:30 | 4.0913 | 60
2021-10-11 13:00 | 13:00 | 5.7316 | 60
2021-10-11 13:30 | 13:30 | 5.1049 | 60
2021-10-11 14:00 | 14:00 | 4.8885 | 60
2021-10-11 14:30 | 14:30 | 8.0822 | 60
2021-10-11 15:00 | 15:00 | 9.4605 | 60
2021-10-11 15:30 | 15:30 | 12.4284 | 60
2021-10-11 16:00 | 16:00 | 13.286 | 60
2021-10-11 16:30 | 16:30 | 15.9396 | 60
2021-10-11 17:00 | 17:00 | 17.7453 | 60
2021-10-11 17:30 | 17:30 | 19.2214 | 60
2021-10-11 18:00 | 18:00 | 20.2935 | 60
2021-10-11 18:30 | 18:30 | 19.9347 | 60
2021-10-11 19:00 | 19:00 | 18.9303 | 60
2021-10-11 19:30 | 19:30 | 18.0495 | 60
2021-10-11 20:00 | 20:00 | 17.2151 | 60
2021-10-11 20:30 | 20:30 | 16.0855 | 60
2021-10-11 21:00 | 21:00 | 15.1076 | 60
2021-10-11 21:30 | 21:30 | 13.9014 | 60
2021-10-11 22:00 | 22:00 | 12.9189 | 60
2021-10-11 22:30 | 22:30 | 12.0449 | 60
2021-10-11 23:00 | 23:00 | 11.1332 | 60
2021-10-11 23:30 | 23:30 | 10.338 | 60
2021-10-12 | 0:00 | 9.7155 | 60
2021-10-12 00:30 | 0:30 | 9.281 | 60
2021-10-12 01:00 | 1:00 | 9.1545 | 60
2021-10-12 01:30 | 1:30 | 8.9025 | 60
2021-10-12 02:00 | 2:00 | 8.8829 | 60
2021-10-12 02:30 | 2:30 | 8.8447 | 60
2021-10-12 03:00 | 3:00 | 8.8474 | 60
2021-10-12 03:30 | 3:30 | 8.728 | 60
2021-10-12 04:00 | 4:00 | 8.982 | 60
2021-10-12 04:30 | 4:30 | 9.275 | 60
2021-10-12 05:00 | 5:00 | 9.8446 | 60
2021-10-12 05:30 | 5:30 | 10.2106 | 60
2021-10-12 06:00 | 6:00 | 10.7937 | 60
2021-10-12 06:30 | 6:30 | 11.0627 | 60
2021-10-12 07:00 | 7:00 | 11.4689 | 60
2021-10-12 07:30 | 7:30 | 11.4129 | 60
2021-10-12 08:00 | 8:00 | 9.0588 | 60
2021-10-12 08:30 | 8:30 | 9.5164 | 60
2021-10-12 09:00 | 9:00 | 9.8357 | 60
2021-10-12 09:30 | 9:30 | 9.9158 | 60
2021-10-12 10:00 | 10:00 | 10.4853 | 60
2021-10-12 10:30 | 10:30 | 9.8278 | 60
2021-10-12 11:00 | 11:00 | 8.1131 | 60
2021-10-12 11:30 | 11:30 | 7.4336 | 60
2021-10-12 12:00 | 12:00 | 9.3705 | 60
2021-10-12 12:30 | 12:30 | 7.8538 | 60
2021-10-12 13:00 | 13:00 | 5.6061 | 60
2021-10-12 13:30 | 13:30 | 8.2803 | 60
2021-10-12 14:00 | 14:00 | 9.0265 | 60
2021-10-12 14:30 | 14:30 | 9.1128 | 60
2021-10-12 15:00 | 15:00 | 8.3457 | 60
2021-10-12 15:30 | 15:30 | 10.7887 | 60
2021-10-12 16:00 | 16:00 | 11.353 | 60
2021-10-12 16:30 | 16:30 | 12.499 | 60
2021-10-12 17:00 | 17:00 | 14.0988 | 60
2021-10-12 17:30 | 17:30 | 16.9485 | 60
2021-10-12 18:00 | 18:00 | 18.608 | 60
2021-10-12 18:30 | 18:30 | 18.8796 | 60
2021-10-12 19:00 | 19:00 | 18.3704 | 60
2021-10-12 19:30 | 19:30 | 17.4596 | 60
2021-10-12 20:00 | 20:00 | 16.856 | 60
2021-10-12 20:30 | 20:30 | 15.9002 | 60
2021-10-12 21:00 | 21:00 | 14.9747 | 60
2021-10-12 21:30 | 21:30 | 13.842 | 60
2021-10-12 22:00 | 22:00 | 12.8963 | 60
2021-10-12 22:30 | 22:30 | 12.233 | 60
2021-10-12 23:00 | 23:00 | 11.2617 | 60
2021-10-12 23:30 | 23:30 | 10.3324 | 60
2021-10-13 | 0:00 | 9.6694 | 60
2021-10-13 00:30 | 0:30 | 9.373 | 60
2021-10-13 01:00 | 1:00 | 9.1135 | 60
2021-10-13 01:30 | 1:30 | 8.933 | 60
2021-10-13 02:00 | 2:00 | 8.764 | 60
2021-10-13 02:30 | 2:30 | 8.7852 | 60
2021-10-13 03:00 | 3:00 | 8.714 | 60
2021-10-13 03:30 | 3:30 | 8.7087 | 60
2021-10-13 04:00 | 4:00 | 8.9881 | 60
2021-10-13 04:30 | 4:30 | 9.2619 | 60
2021-10-13 05:00 | 5:00 | 9.6052 | 60
2021-10-13 05:30 | 5:30 | 9.6077 | 60
2021-10-13 06:00 | 6:00 | 10.1033 | 60
2021-10-13 06:30 | 6:30 | 10.4019 | 60
2021-10-13 07:00 | 7:00 | 10.5543 | 60
2021-10-13 07:30 | 7:30 | 8.5379 | 60
2021-10-13 08:00 | 8:00 | 9.3168 | 60
2021-10-13 08:30 | 8:30 | 7.4111 | 60
2021-10-13 09:00 | 9:00 | 4.3851 | 60
2021-10-13 09:30 | 9:30 | 2.6776 | 60
2021-10-13 10:00 | 10:00 | 2.7562 | 60
2021-10-13 10:30 | 10:30 | 3.4547 | 60
2021-10-13 11:00 | 11:00 | 2.8194 | 60
2021-10-13 11:30 | 11:30 | 3.8014 | 60
2021-10-13 12:00 | 12:00 | 3.5288 | 60
2021-10-13 12:30 | 12:30 | 6.5656 | 60
2021-10-13 13:00 | 13:00 | 3.468 | 60
2021-10-13 13:30 | 13:30 | 5.0493 | 60
2021-10-13 14:00 | 14:00 | 6.1114 | 60
2021-10-13 14:30 | 14:30 | 7.1475 | 60
2021-10-13 15:00 | 15:00 | 8.0888 | 60
2021-10-13 15:30 | 15:30 | 10.7913 | 60
2021-10-13 16:00 | 16:00 | 13.0722 | 60
2021-10-13 16:30 | 16:30 | 14.764 | 60
2021-10-13 17:00 | 17:00 | 16.2386 | 60
2021-10-13 17:30 | 17:30 | 17.3345 | 60
2021-10-13 18:00 | 18:00 | 18.1485 | 60
2021-10-13 18:30 | 18:30 | 18.7352 | 60
2021-10-13 19:00 | 19:00 | 17.9462 | 60
2021-10-13 19:30 | 19:30 | 17.1908 | 60
2021-10-13 20:00 | 20:00 | 16.6452 | 60
2021-10-13 20:30 | 20:30 | 15.7136 | 60
2021-10-13 21:00 | 21:00 | 14.9934 | 60
2021-10-13 21:30 | 21:30 | 13.8588 | 60
2021-10-13 22:00 | 22:00 | 12.8102 | 60
2021-10-13 22:30 | 22:30 | 11.9901 | 60
2021-10-13 23:00 | 23:00 | 11.1185 | 60
2021-10-13 23:30 | 23:30 | 10.302 | 60
2021-10-14 | 0:00 | 9.5954 | 60
2021-10-14 00:30 | 0:30 | 9.2696 | 60
2021-10-14 01:00 | 1:00 | 8.9486 | 60
2021-10-14 01:30 | 1:30 | 8.7479 | 60
2021-10-14 02:00 | 2:00 | 8.6571 | 60
2021-10-14 02:30 | 2:30 | 8.6262 | 60
2021-10-14 03:00 | 3:00 | 8.7482 | 60
2021-10-14 03:30 | 3:30 | 8.9094 | 60
2021-10-14 04:00 | 4:00 | 9.1193 | 60
2021-10-14 04:30 | 4:30 | 9.2279 | 60
2021-10-14 05:00 | 5:00 | 9.7054 | 60
2021-10-14 05:30 | 5:30 | 10.2333 | 60
2021-10-14 06:00 | 6:00 | 11.44 | 60
2021-10-14 06:30 | 6:30 | 12.4682 | 60
2021-10-14 07:00 | 7:00 | 13.4016 | 60
2021-10-14 07:30 | 7:30 | 13.6249 | 60
2021-10-14 08:00 | 8:00 | 13.2651 | 60
2021-10-14 08:30 | 8:30 | 12.0727 | 60
2021-10-14 09:00 | 9:00 | 9.9686 | 60
2021-10-14 09:30 | 9:30 | 9.7476 | 60
2021-10-14 10:00 | 10:00 | 7.7962 | 60
2021-10-14 10:30 | 10:30 | 4.563 | 60
2021-10-14 11:00 | 11:00 | 4.7859 | 60
2021-10-14 11:30 | 11:30 | 5.4067 | 60
2021-10-14 12:00 | 12:00 | 6.119 | 60
2021-10-14 12:30 | 12:30 | 4.1894 | 60
2021-10-14 13:00 | 13:00 | 3.8311 | 60
2021-10-14 13:30 | 13:30 | 4.0282 | 60
2021-10-14 14:00 | 14:00 | 4.5803 | 60
2021-10-14 14:30 | 14:30 | 4.3709 | 60
2021-10-14 15:00 | 15:00 | 4.3283 | 60
2021-10-14 15:30 | 15:30 | 7.1522 | 60
2021-10-14 16:00 | 16:00 | 10.1936 | 60
2021-10-14 16:30 | 16:30 | 11.798 | 60
2021-10-14 17:00 | 17:00 | 14.8372 | 60
2021-10-14 17:30 | 17:30 | 16.9674 | 60
2021-10-14 18:00 | 18:00 | 18.3985 | 60
2021-10-14 18:30 | 18:30 | 19.0117 | 60
2021-10-14 19:00 | 19:00 | 18.1859 | 60
2021-10-14 19:30 | 19:30 | 17.5904 | 60
2021-10-14 20:00 | 20:00 | 16.8725 | 60
2021-10-14 20:30 | 20:30 | 15.9834 | 60
2021-10-14 21:00 | 21:00 | 15.0166 | 60
2021-10-14 21:30 | 21:30 | 14.0922 | 60
2021-10-14 22:00 | 22:00 | 13.1826 | 60
2021-10-14 22:30 | 22:30 | 12.6079 | 60
2021-10-14 23:00 | 23:00 | 11.6625 | 60
2021-10-14 23:30 | 23:30 | 10.7562 | 60
2021-10-15 | 0:00 | 10.2066 | 60
2021-10-15 00:30 | 0:30 | 9.6712 | 60
2021-10-15 01:00 | 1:00 | 9.6131 | 60
2021-10-15 01:30 | 1:30 | 9.3059 | 60
2021-10-15 02:00 | 2:00 | 9.2182 | 60
2021-10-15 02:30 | 2:30 | 8.9462 | 60
2021-10-15 03:00 | 3:00 | 8.9621 | 60
2021-10-15 03:30 | 3:30 | 9.0523 | 60
2021-10-15 04:00 | 4:00 | 9.3364 | 60
2021-10-15 04:30 | 4:30 | 9.488 | 60
2021-10-15 05:00 | 5:00 | 9.7918 | 60
2021-10-15 05:30 | 5:30 | 10.4748 | 60
2021-10-15 06:00 | 6:00 | 9.9558 | 60
2021-10-15 06:30 | 6:30 | 10.6452 | 60
2021-10-15 07:00 | 7:00 | 8.2652 | 60
2021-10-15 07:30 | 7:30 | 5.1288 | 60
2021-10-15 08:00 | 8:00 | 8.7592 | 60
2021-10-15 08:30 | 8:30 | 8.4316 | 60
2021-10-15 09:00 | 9:00 | 6.4328 | 60
2021-10-15 09:30 | 9:30 | 6.8732 | 60
2021-10-15 10:00 | 10:00 | 2.5443 | 60
2021-10-15 10:30 | 10:30 | 2.923 | 60
2021-10-15 11:00 | 11:00 | 2.3325 | 60
2021-10-15 11:30 | 11:30 | 2.1613 | 60
2021-10-15 12:00 | 12:00 | 2.7883 | 60
2021-10-15 12:30 | 12:30 | 2.6297 | 60
2021-10-15 13:00 | 13:00 | 2.4174 | 60
2021-10-15 13:30 | 13:30 | 2.0073 | 60
2021-10-15 14:00 | 14:00 | 2.3215 | 60
2021-10-15 14:30 | 14:30 | 4.1071 | 60
2021-10-15 15:00 | 15:00 | 6.1153 | 60
2021-10-15 15:30 | 15:30 | 8.8394 | 60
2021-10-15 16:00 | 16:00 | 11.5352 | 60
2021-10-15 16:30 | 16:30 | 13.9984 | 60
2021-10-15 17:00 | 17:00 | 16.1847 | 60
2021-10-15 17:30 | 17:30 | 17.6544 | 60
2021-10-15 18:00 | 18:00 | 18.7332 | 60
2021-10-15 18:30 | 18:30 | 19.1743 | 60
2021-10-15 19:00 | 19:00 | 18.4132 | 60
2021-10-15 19:30 | 19:30 | 17.8275 | 60
2021-10-15 20:00 | 20:00 | 16.8411 | 60
2021-10-15 20:30 | 20:30 | 16.172 | 60
2021-10-15 21:00 | 21:00 | 15.308 | 60
2021-10-15 21:30 | 21:30 | 14.1538 | 60
2021-10-15 22:00 | 22:00 | 13.4617 | 60
2021-10-15 22:30 | 22:30 | 12.7333 | 60
2021-10-15 23:00 | 23:00 | 11.714 | 60
2021-10-15 23:30 | 23:30 | 10.7589 | 60
2021-10-16 | 0:00 | 10.0919 | 60
2021-10-16 00:30 | 0:30 | 9.6494 | 60
2021-10-16 01:00 | 1:00 | 9.371 | 60
2021-10-16 01:30 | 1:30 | 9.1815 | 60
2021-10-16 02:00 | 2:00 | 8.9893 | 60
2021-10-16 02:30 | 2:30 | 8.8282 | 60
2021-10-16 03:00 | 3:00 | 8.7204 | 60
2021-10-16 03:30 | 3:30 | 8.7464 | 60
2021-10-16 04:00 | 4:00 | 8.8021 | 60
2021-10-16 04:30 | 4:30 | 8.8987 | 60
2021-10-16 05:00 | 5:00 | 8.8842 | 60
2021-10-16 05:30 | 5:30 | 8.1633 | 60
2021-10-16 06:00 | 6:00 | 6.9064 | 60
2021-10-16 06:30 | 6:30 | 5.498 | 60
2021-10-16 07:00 | 7:00 | 4.3731 | 60
2021-10-16 07:30 | 7:30 | 3.4482 | 60
2021-10-16 08:00 | 8:00 | 2.9182 | 60
2021-10-16 08:30 | 8:30 | 2.8847 | 60
2021-10-16 09:00 | 9:00 | 3.2101 | 60
2021-10-16 09:30 | 9:30 | 3.7564 | 60
2021-10-16 10:00 | 10:00 | 4.0309 | 60
2021-10-16 10:30 | 10:30 | 4.2597 | 60
2021-10-16 11:00 | 11:00 | 4.5239 | 60
2021-10-16 11:30 | 11:30 | 4.4891 | 60
2021-10-16 12:00 | 12:00 | 4.4003 | 60
2021-10-16 12:30 | 12:30 | 4.0462 | 60
2021-10-16 13:00 | 13:00 | 3.5741 | 60
2021-10-16 13:30 | 13:30 | 3.0425 | 60
2021-10-16 14:00 | 14:00 | 2.4069 | 60
2021-10-16 14:30 | 14:30 | 2.8766 | 60
2021-10-16 15:00 | 15:00 | 4.4941 | 60
2021-10-16 15:30 | 15:30 | 6.8272 | 60
2021-10-16 16:00 | 16:00 | 9.4103 | 60
2021-10-16 16:30 | 16:30 | 11.9955 | 60
2021-10-16 17:00 | 17:00 | 14.125 | 60
2021-10-16 17:30 | 17:30 | 15.6952 | 60
2021-10-16 18:00 | 18:00 | 16.6773 | 60
2021-10-16 18:30 | 18:30 | 17.1961 | 60
2021-10-16 19:00 | 19:00 | 16.443 | 60
2021-10-16 19:30 | 19:30 | 15.7411 | 60
2021-10-16 20:00 | 20:00 | 15.3903 | 60
2021-10-16 20:30 | 20:30 | 14.3754 | 60
2021-10-16 21:00 | 21:00 | 13.9497 | 60
2021-10-16 21:30 | 21:30 | 13.297 | 60
2021-10-16 22:00 | 22:00 | 12.7077 | 60
2021-10-16 22:30 | 22:30 | 12.3965 | 60
2021-10-16 23:00 | 23:00 | 11.5546 | 60
2021-10-16 23:30 | 23:30 | 10.782 | 60
2021-10-17 | 0:00 | 10.0927 | 60
2021-10-17 00:30 | 0:30 | 9.6513 | 60
2021-10-17 01:00 | 1:00 | 9.3785 | 60
2021-10-17 01:30 | 1:30 | 9.1294 | 60
2021-10-17 02:00 | 2:00 | 8.8165 | 60
2021-10-17 02:30 | 2:30 | 8.6828 | 60
2021-10-17 03:00 | 3:00 | 8.6103 | 60
2021-10-17 03:30 | 3:30 | 8.5045 | 60
2021-10-17 04:00 | 4:00 | 8.5755 | 60
2021-10-17 04:30 | 4:30 | 8.5717 | 60
2021-10-17 05:00 | 5:00 | 8.5862 | 60
2021-10-17 05:30 | 5:30 | 7.7372 | 60
2021-10-17 06:00 | 6:00 | 6.275 | 60
2021-10-17 06:30 | 6:30 | 5.0024 | 60
2021-10-17 07:00 | 7:00 | 4.0751 | 60
2021-10-17 07:30 | 7:30 | 3.3367 | 60
2021-10-17 08:00 | 8:00 | 3.0585 | 60
2021-10-17 08:30 | 8:30 | 3.0476 | 60
2021-10-17 09:00 | 9:00 | 3.1959 | 60
2021-10-17 09:30 | 9:30 | 3.5056 | 60
2021-10-17 10:00 | 10:00 | 3.7335 | 60
2021-10-17 10:30 | 10:30 | 4.0467 | 60
2021-10-17 11:00 | 11:00 | 4.0855 | 60
2021-10-17 11:30 | 11:30 | 4.1509 | 60
2021-10-17 12:00 | 12:00 | 4.1845 | 60
2021-10-17 12:30 | 12:30 | 3.7415 | 60
2021-10-17 13:00 | 13:00 | 3.2231 | 60
2021-10-17 13:30 | 13:30 | 2.6155 | 60
2021-10-17 14:00 | 14:00 | 2.4232 | 60
2021-10-17 14:30 | 14:30 | 3.266 | 60
2021-10-17 15:00 | 15:00 | 5.0409 | 60
2021-10-17 15:30 | 15:30 | 7.6549 | 60
2021-10-17 16:00 | 16:00 | 10.2118 | 60
2021-10-17 16:30 | 16:30 | 12.9162 | 60
2021-10-17 17:00 | 17:00 | 16.2536 | 60
2021-10-17 17:30 | 17:30 | 17.3637 | 60
2021-10-17 18:00 | 18:00 | 18.6394 | 60
2021-10-17 18:30 | 18:30 | 18.866 | 60
2021-10-17 19:00 | 19:00 | 18.1491 | 60
2021-10-17 19:30 | 19:30 | 17.4415 | 60
2021-10-17 20:00 | 20:00 | 16.5834 | 60
2021-10-17 20:30 | 20:30 | 15.5479 | 60
2021-10-17 21:00 | 21:00 | 14.5463 | 60
2021-10-17 21:30 | 21:30 | 13.4058 | 60
2021-10-17 22:00 | 22:00 | 12.4223 | 60
2021-10-17 22:30 | 22:30 | 11.6738 | 60
2021-10-17 23:00 | 23:00 | 10.7654 | 60
2021-10-17 23:30 | 23:30 | 10.0383 | 60
2021-10-18 | 0:00 | 9.3893 | 60
2021-10-18 00:30 | 0:30 | 9.1647 | 60
2021-10-18 01:00 | 1:00 | 8.8847 | 60
2021-10-18 01:30 | 1:30 | 8.7639 | 60
2021-10-18 02:00 | 2:00 | 8.6738 | 60
2021-10-18 02:30 | 2:30 | 8.6021 | 60
2021-10-18 03:00 | 3:00 | 8.5272 | 60
2021-10-18 03:30 | 3:30 | 8.512 | 60
2021-10-18 04:00 | 4:00 | 8.6939 | 60
2021-10-18 04:30 | 4:30 | 9.0278 | 60
2021-10-18 05:00 | 5:00 | 9.4109 | 60
2021-10-18 05:30 | 5:30 | 9.7675 | 60
2021-10-18 06:00 | 6:00 | 9.9191 | 60
2021-10-18 06:30 | 6:30 | 8.3018 | 60
2021-10-18 07:00 | 7:00 | 7.6067 | 60
2021-10-18 07:30 | 7:30 | 5.1176 | 60
2021-10-18 08:00 | 8:00 | 3.8546 | 60
2021-10-18 08:30 | 8:30 | 4.0603 | 60
2021-10-18 09:00 | 9:00 | 5.3865 | 60
2021-10-18 09:30 | 9:30 | 3.1098 | 60
2021-10-18 10:00 | 10:00 | 5.5803 | 60
2021-10-18 10:30 | 10:30 | 4.4669 | 60
2021-10-18 11:00 | 11:00 | 2.5532 | 60
2021-10-18 11:30 | 11:30 | 2.481 | 60
2021-10-18 12:00 | 12:00 | 4.0485 | 60
2021-10-18 12:30 | 12:30 | 3.0123 | 60
2021-10-18 13:00 | 13:00 | 5.5412 | 60
2021-10-18 13:30 | 13:30 | 6.7143 | 60
2021-10-18 14:00 | 14:00 | 10.294 | 60
2021-10-18 14:30 | 14:30 | 12.9436 | 60
2021-10-18 15:00 | 15:00 | 13.6178 | 60
2021-10-18 15:30 | 15:30 | 14.4907 | 60
2021-10-18 16:00 | 16:00 | 16.2035 | 60
2021-10-18 16:30 | 16:30 | 16.8821 | 60
2021-10-18 17:00 | 17:00 | 17.8069 | 60
2021-10-18 17:30 | 17:30 | 18.8795 | 60
2021-10-18 18:00 | 18:00 | 18.9623 | 60
2021-10-18 18:30 | 18:30 | 18.8817 | 60
2021-10-18 19:00 | 19:00 | 18.0588 | 60
2021-10-18 19:30 | 19:30 | 17.1317 | 60
2021-10-18 20:00 | 20:00 | 16.334 | 60
2021-10-18 20:30 | 20:30 | 15.3234 | 60
2021-10-18 21:00 | 21:00 | 14.3685 | 60
2021-10-18 21:30 | 21:30 | 13.2768 | 60
2021-10-18 22:00 | 22:00 | 12.3588 | 60
2021-10-18 22:30 | 22:30 | 11.6926 | 60
2021-10-18 23:00 | 23:00 | 10.8929 | 60
2021-10-18 23:30 | 23:30 | 10.0103 | 60
2021-10-19 | 0:00 | 9.5377 | 60
2021-10-19 00:30 | 0:30 | 9.1971 | 60
2021-10-19 01:00 | 1:00 | 8.9122 | 60
2021-10-19 01:30 | 1:30 | 8.9005 | 60
2021-10-19 02:00 | 2:00 | 8.8127 | 60
2021-10-19 02:30 | 2:30 | 8.6859 | 60
2021-10-19 03:00 | 3:00 | 8.6565 | 60
2021-10-19 03:30 | 3:30 | 8.639 | 60
2021-10-19 04:00 | 4:00 | 8.8805 | 60
2021-10-19 04:30 | 4:30 | 9.2127 | 60
2021-10-19 05:00 | 5:00 | 9.5962 | 60
2021-10-19 05:30 | 5:30 | 9.1364 | 60
2021-10-19 06:00 | 6:00 | 8.0343 | 60
2021-10-19 06:30 | 6:30 | 7.0092 | 60
2021-10-19 07:00 | 7:00 | 6.0535 | 60
2021-10-19 07:30 | 7:30 | 4.5321 | 60
2021-10-19 08:00 | 8:00 | 2.939 | 60
2021-10-19 08:30 | 8:30 | 4.2898 | 60
2021-10-19 09:00 | 9:00 | 3.4778 | 60
2021-10-19 09:30 | 9:30 | 3.188 | 60
2021-10-19 10:00 | 10:00 | 4.1582 | 60
2021-10-19 10:30 | 10:30 | 3.165 | 60
2021-10-19 11:00 | 11:00 | 3.8618 | 60
2021-10-19 11:30 | 11:30 | 3.9158 | 60
2021-10-19 12:00 | 12:00 | 3.3783 | 60
2021-10-19 12:30 | 12:30 | 3.0276 | 60
2021-10-19 13:00 | 13:00 | 3.2715 | 60
2021-10-19 13:30 | 13:30 | 2.6474 | 60
2021-10-19 14:00 | 14:00 | 2.3053 | 60
2021-10-19 14:30 | 14:30 | 3.705 | 60
2021-10-19 15:00 | 15:00 | 4.7617 | 60
2021-10-19 15:30 | 15:30 | 7.2869 | 60
2021-10-19 16:00 | 16:00 | 10.0913 | 60
2021-10-19 16:30 | 16:30 | 14.4213 | 60
2021-10-19 17:00 | 17:00 | 16.5432 | 60
2021-10-19 17:30 | 17:30 | 17.6516 | 60
2021-10-19 18:00 | 18:00 | 18.8628 | 60
2021-10-19 18:30 | 18:30 | 19.359 | 60
2021-10-19 19:00 | 19:00 | 18.5624 | 60
2021-10-19 19:30 | 19:30 | 17.6438 | 60
2021-10-19 20:00 | 20:00 | 17.0496 | 60
2021-10-19 20:30 | 20:30 | 15.9948 | 60
2021-10-19 21:00 | 21:00 | 15.0057 | 60
2021-10-19 21:30 | 21:30 | 13.9266 | 60
2021-10-19 22:00 | 22:00 | 12.8629 | 60
2021-10-19 22:30 | 22:30 | 12.1688 | 60
2021-10-19 23:00 | 23:00 | 11.178 | 60
2021-10-19 23:30 | 23:30 | 10.3696 | 60
2021-10-20 | 0:00 | 9.7947 | 60
2021-10-20 00:30 | 0:30 | 9.441 | 60
2021-10-20 01:00 | 1:00 | 9.0534 | 60
2021-10-20 01:30 | 1:30 | 8.9971 | 60
2021-10-20 02:00 | 2:00 | 8.8193 | 60
2021-10-20 02:30 | 2:30 | 8.8142 | 60
2021-10-20 03:00 | 3:00 | 8.8283 | 60
2021-10-20 03:30 | 3:30 | 8.7471 | 60
2021-10-20 04:00 | 4:00 | 8.7853 | 60
2021-10-20 04:30 | 4:30 | 9.1797 | 60
2021-10-20 05:00 | 5:00 | 9.6075 | 60
2021-10-20 05:30 | 5:30 | 9.0449 | 60
2021-10-20 06:00 | 6:00 | 8.0485 | 60
2021-10-20 06:30 | 6:30 | 6.785 | 60
2021-10-20 07:00 | 7:00 | 5.716 | 60
2021-10-20 07:30 | 7:30 | 4.702 | 60
2021-10-20 08:00 | 8:00 | 2.8644 | 60
2021-10-20 08:30 | 8:30 | 2.8821 | 60
2021-10-20 09:00 | 9:00 | 3.2461 | 60
2021-10-20 09:30 | 9:30 | 4.0204 | 60
2021-10-20 10:00 | 10:00 | 4.4252 | 60
2021-10-20 10:30 | 10:30 | 4.385 | 60
2021-10-20 11:00 | 11:00 | 4.4854 | 60
2021-10-20 11:30 | 11:30 | 4.5148 | 60
2021-10-20 12:00 | 12:00 | 4.3035 | 60
2021-10-20 12:30 | 12:30 | 3.9564 | 60
2021-10-20 13:00 | 13:00 | 3.5253 | 60
2021-10-20 13:30 | 13:30 | 2.6778 | 60
2021-10-20 14:00 | 14:00 | 2.506 | 60
2021-10-20 14:30 | 14:30 | 5.0679 | 60
2021-10-20 15:00 | 15:00 | 11.7292 | 60
2021-10-20 15:30 | 15:30 | 11.3295 | 60
2021-10-20 16:00 | 16:00 | 12.1087 | 60
2021-10-20 16:30 | 16:30 | 14.063 | 60
2021-10-20 17:00 | 17:00 | 15.2031 | 60
2021-10-20 17:30 | 17:30 | 16.8655 | 60
2021-10-20 18:00 | 18:00 | 18.3458 | 60
2021-10-20 18:30 | 18:30 | 18.9272 | 60
2021-10-20 19:00 | 19:00 | 18.2166 | 60
2021-10-20 19:30 | 19:30 | 17.6424 | 60
2021-10-20 20:00 | 20:00 | 17.0109 | 60
2021-10-20 20:30 | 20:30 | 15.9258 | 60
2021-10-20 21:00 | 21:00 | 14.7848 | 60
2021-10-20 21:30 | 21:30 | 13.7684 | 60
2021-10-20 22:00 | 22:00 | 12.6383 | 60
2021-10-20 22:30 | 22:30 | 12.1043 | 60
2021-10-20 23:00 | 23:00 | 11.1867 | 60
2021-10-20 23:30 | 23:30 | 10.3097 | 60
2021-10-21 | 0:00 | 9.6116 | 60
2021-10-21 00:30 | 0:30 | 9.453 | 60
2021-10-21 01:00 | 1:00 | 9.0272 | 60
2021-10-21 01:30 | 1:30 | 8.8359 | 60
2021-10-21 02:00 | 2:00 | 8.7471 | 60
2021-10-21 02:30 | 2:30 | 8.605 | 60
2021-10-21 03:00 | 3:00 | 8.6726 | 60
2021-10-21 03:30 | 3:30 | 8.7013 | 60
2021-10-21 04:00 | 4:00 | 8.9512 | 60
2021-10-21 04:30 | 4:30 | 9.2433 | 60
2021-10-21 05:00 | 5:00 | 9.4512 | 60
2021-10-21 05:30 | 5:30 | 9.4079 | 60
2021-10-21 06:00 | 6:00 | 10.0286 | 60
2021-10-21 06:30 | 6:30 | 9.2978 | 60
2021-10-21 07:00 | 7:00 | 7.8234 | 60
2021-10-21 07:30 | 7:30 | 9.968 | 60
2021-10-21 08:00 | 8:00 | 8.6896 | 60
2021-10-21 08:30 | 8:30 | 7.0175 | 60
2021-10-21 09:00 | 9:00 | 7.2691 | 60
2021-10-21 09:30 | 9:30 | 7.5975 | 60
2021-10-21 10:00 | 10:00 | 3.0295 | 60
2021-10-21 10:30 | 10:30 | 6.2268 | 60
2021-10-21 11:00 | 11:00 | 3.4976 | 60
2021-10-21 11:30 | 11:30 | 2.8155 | 60
2021-10-21 12:00 | 12:00 | 2.5933 | 60
2021-10-21 12:30 | 12:30 | 2.9422 | 60
2021-10-21 13:00 | 13:00 | 3.3906 | 60
2021-10-21 13:30 | 13:30 | 5.2865 | 60
2021-10-21 14:00 | 14:00 | 4.0008 | 60
2021-10-21 14:30 | 14:30 | 4.8501 | 60
2021-10-21 15:00 | 15:00 | 8.6168 | 60
2021-10-21 15:30 | 15:30 | 10.4398 | 60
2021-10-21 16:00 | 16:00 | 11.5104 | 60
2021-10-21 16:30 | 16:30 | 14.2707 | 60
2021-10-21 17:00 | 17:00 | 15.9399 | 60
2021-10-21 17:30 | 17:30 | 17.376 | 60
2021-10-21 18:00 | 18:00 | 18.1344 | 60
2021-10-21 18:30 | 18:30 | 18.1553 | 60
2021-10-21 19:00 | 19:00 | 17.4717 | 60
2021-10-21 19:30 | 19:30 | 16.9534 | 60
2021-10-21 20:00 | 20:00 | 16.4575 | 60
2021-10-21 20:30 | 20:30 | 15.5471 | 60
2021-10-21 21:00 | 21:00 | 14.5348 | 60
2021-10-21 21:30 | 21:30 | 13.5646 | 60
2021-10-21 22:00 | 22:00 | 12.7993 | 60
2021-10-21 22:30 | 22:30 | 12.2358 | 60
2021-10-21 23:00 | 23:00 | 11.0801 | 60
2021-10-21 23:30 | 23:30 | 10.4316 | 60
2021-10-22 | 0:00 | 9.8994 | 60
2021-10-22 00:30 | 0:30 | 9.4525 | 60
2021-10-22 01:00 | 1:00 | 9.2629 | 60
2021-10-22 01:30 | 1:30 | 9.0468 | 60
2021-10-22 02:00 | 2:00 | 8.9274 | 60
2021-10-22 02:30 | 2:30 | 8.6784 | 60
2021-10-22 03:00 | 3:00 | 8.7076 | 60
2021-10-22 03:30 | 3:30 | 8.6761 | 60
2021-10-22 04:00 | 4:00 | 8.8734 | 60
2021-10-22 04:30 | 4:30 | 9.2025 | 60
2021-10-22 05:00 | 5:00 | 9.5084 | 60
2021-10-22 05:30 | 5:30 | 9.4124 | 60
2021-10-22 06:00 | 6:00 | 8.7321 | 60
2021-10-22 06:30 | 6:30 | 8.7899 | 60
2021-10-22 07:00 | 7:00 | 7.4683 | 60
2021-10-22 07:30 | 7:30 | 5.4893 | 60
2021-10-22 08:00 | 8:00 | 6.3681 | 60
2021-10-22 08:30 | 8:30 | 6.2367 | 60
2021-10-22 09:00 | 9:00 | 5.088 | 60
2021-10-22 09:30 | 9:30 | 6.2771 | 60
2021-10-22 10:00 | 10:00 | 4.6916 | 60
2021-10-22 10:30 | 10:30 | 8.5976 | 60
2021-10-22 11:00 | 11:00 | 8.732 | 60
2021-10-22 11:30 | 11:30 | 6.1323 | 60
2021-10-22 12:00 | 12:00 | 8.0283 | 60
2021-10-22 12:30 | 12:30 | 7.5071 | 60
2021-10-22 13:00 | 13:00 | 7.3533 | 60
2021-10-22 13:30 | 13:30 | 8.5926 | 60
2021-10-22 14:00 | 14:00 | 5.6619 | 60
2021-10-22 14:30 | 14:30 | 4.3473 | 60
2021-10-22 15:00 | 15:00 | 6.009 | 60
2021-10-22 15:30 | 15:30 | 11.4098 | 60
2021-10-22 16:00 | 16:00 | 13.2363 | 60
2021-10-22 16:30 | 16:30 | 14.4948 | 60
2021-10-22 17:00 | 17:00 | 15.8539 | 60
2021-10-22 17:30 | 17:30 | 17.0267 | 60
2021-10-22 18:00 | 18:00 | 17.9936 | 60
2021-10-22 18:30 | 18:30 | 18.3187 | 60
2021-10-22 19:00 | 19:00 | 18.0457 | 60
2021-10-22 19:30 | 19:30 | 17.3801 | 60
2021-10-22 20:00 | 20:00 | 16.792 | 60
2021-10-22 20:30 | 20:30 | 15.7905 | 60
2021-10-22 21:00 | 21:00 | 15.0345 | 60
2021-10-22 21:30 | 21:30 | 14.2301 | 60
2021-10-22 22:00 | 22:00 | 13.4474 | 60
2021-10-22 22:30 | 22:30 | 12.8688 | 60
2021-10-22 23:00 | 23:00 | 12.1026 | 60
2021-10-22 23:30 | 23:30 | 11.2601 | 60
2021-10-23 | 0:00 | 10.5064 | 60
2021-10-23 00:30 | 0:30 | 9.9654 | 60
2021-10-23 01:00 | 1:00 | 9.7731 | 60
2021-10-23 01:30 | 1:30 | 9.5042 | 60
2021-10-23 02:00 | 2:00 | 9.3763 | 60
2021-10-23 02:30 | 2:30 | 9.2203 | 60
2021-10-23 03:00 | 3:00 | 9.1897 | 60
2021-10-23 03:30 | 3:30 | 9.089 | 60
2021-10-23 04:00 | 4:00 | 9.0521 | 60
2021-10-23 04:30 | 4:30 | 9.2727 | 60
2021-10-23 05:00 | 5:00 | 9.3458 | 60
2021-10-23 05:30 | 5:30 | 9.3112 | 60
2021-10-23 06:00 | 6:00 | 8.5005 | 60
2021-10-23 06:30 | 6:30 | 6.2418 | 60
2021-10-23 07:00 | 7:00 | 6.8494 | 60
2021-10-23 07:30 | 7:30 | 6.3508 | 60
2021-10-23 08:00 | 8:00 | 4.3191 | 60
2021-10-23 08:30 | 8:30 | 5.9501 | 60
2021-10-23 09:00 | 9:00 | 6.1395 | 60
2021-10-23 09:30 | 9:30 | 5.0496 | 60
2021-10-23 10:00 | 10:00 | 6.1983 | 60
2021-10-23 10:30 | 10:30 | 4.1421 | 60
2021-10-23 11:00 | 11:00 | 2.9935 | 60
2021-10-23 11:30 | 11:30 | 2.5897 | 60
2021-10-23 12:00 | 12:00 | 2.7435 | 60
2021-10-23 12:30 | 12:30 | 3.0759 | 60
2021-10-23 13:00 | 13:00 | 3.6929 | 60
2021-10-23 13:30 | 13:30 | 5.9541 | 60
2021-10-23 14:00 | 14:00 | 8.186 | 60
2021-10-23 14:30 | 14:30 | 10.7586 | 60
2021-10-23 15:00 | 15:00 | 11.8277 | 60
2021-10-23 15:30 | 15:30 | 12.8376 | 60
2021-10-23 16:00 | 16:00 | 15.4276 | 60
2021-10-23 16:30 | 16:30 | 17.5843 | 60
2021-10-23 17:00 | 17:00 | 19.7845 | 60
2021-10-23 17:30 | 17:30 | 20.0062 | 60
2021-10-23 18:00 | 18:00 | 20.3997 | 60
2021-10-23 18:30 | 18:30 | 20.7066 | 60
2021-10-23 19:00 | 19:00 | 20.0708 | 60
2021-10-23 19:30 | 19:30 | 19.2312 | 60
2021-10-23 20:00 | 20:00 | 18.5553 | 60
2021-10-23 20:30 | 20:30 | 17.8384 | 60
2021-10-23 21:00 | 21:00 | 16.8877 | 60
2021-10-23 21:30 | 21:30 | 15.8801 | 60
2021-10-23 22:00 | 22:00 | 15.1851 | 60
2021-10-23 22:30 | 22:30 | 14.5639 | 60
2021-10-23 23:00 | 23:00 | 13.7075 | 60
2021-10-23 23:30 | 23:30 | 12.5996 | 60
2021-10-24 | 0:00 | 11.7604 | 60
2021-10-24 00:30 | 0:30 | 11.2447 | 60
2021-10-24 01:00 | 1:00 | 10.9777 | 60
2021-10-24 01:30 | 1:30 | 10.6485 | 60
2021-10-24 02:00 | 2:00 | 10.2891 | 60
2021-10-24 02:30 | 2:30 | 10.1065 | 60
2021-10-24 03:00 | 3:00 | 10.0712 | 60
2021-10-24 03:30 | 3:30 | 9.8439 | 60
2021-10-24 04:00 | 4:00 | 9.8341 | 60
2021-10-24 04:30 | 4:30 | 9.6631 | 60
2021-10-24 05:00 | 5:00 | 9.4259 | 60
2021-10-24 05:30 | 5:30 | 8.6374 | 60
2021-10-24 06:00 | 6:00 | 7.5883 | 60
2021-10-24 06:30 | 6:30 | 7.0117 | 60
2021-10-24 07:00 | 7:00 | 6.7427 | 60
2021-10-24 07:30 | 7:30 | 5.6696 | 60
2021-10-24 08:00 | 8:00 | 3.8474 | 60
2021-10-24 08:30 | 8:30 | 4.3514 | 60
2021-10-24 09:00 | 9:00 | 3.5648 | 60
2021-10-24 09:30 | 9:30 | 3.2504 | 60
2021-10-24 10:00 | 10:00 | 6.5605 | 60
2021-10-24 10:30 | 10:30 | 4.1049 | 60
2021-10-24 11:00 | 11:00 | 5.0803 | 60
2021-10-24 11:30 | 11:30 | 5.2268 | 60
2021-10-24 12:00 | 12:00 | 8.2553 | 60
2021-10-24 12:30 | 12:30 | 8.5403 | 60
2021-10-24 13:00 | 13:00 | 9.6556 | 60
2021-10-24 13:30 | 13:30 | 10.4981 | 60
2021-10-24 14:00 | 14:00 | 15.2562 | 60
2021-10-24 14:30 | 14:30 | 17.5034 | 60
2021-10-24 15:00 | 15:00 | 18.5805 | 60
2021-10-24 15:30 | 15:30 | 19.9923 | 60
2021-10-24 16:00 | 16:00 | 21.8488 | 60
2021-10-24 16:30 | 16:30 | 22.8664 | 60
2021-10-24 17:00 | 17:00 | 23.1553 | 60
2021-10-24 17:30 | 17:30 | 24.2065 | 60
2021-10-24 18:00 | 18:00 | 24.4708 | 60
2021-10-24 18:30 | 18:30 | 24.7105 | 60
2021-10-24 19:00 | 19:00 | 23.4365 | 60
2021-10-24 19:30 | 19:30 | 21.9399 | 60
2021-10-24 20:00 | 20:00 | 20.4199 | 60
2021-10-24 20:30 | 20:30 | 18.9138 | 60
2021-10-24 21:00 | 21:00 | 17.5775 | 60
2021-10-24 21:30 | 21:30 | 16.0407 | 60
2021-10-24 22:00 | 22:00 | 14.7743 | 60
2021-10-24 22:30 | 22:30 | 13.7218 | 60
2021-10-24 23:00 | 23:00 | 12.5855 | 60
2021-10-24 23:30 | 23:30 | 11.6125 | 60
2021-10-25 | 0:00 | 11.0903 | 60
2021-10-25 00:30 | 0:30 | 10.7213 | 60
2021-10-25 01:00 | 1:00 | 10.257 | 60
2021-10-25 01:30 | 1:30 | 9.9513 | 60
2021-10-25 02:00 | 2:00 | 9.903 | 60
2021-10-25 02:30 | 2:30 | 9.6654 | 60
2021-10-25 03:00 | 3:00 | 9.6141 | 60
2021-10-25 03:30 | 3:30 | 9.5513 | 60
2021-10-25 04:00 | 4:00 | 9.5392 | 60
2021-10-25 04:30 | 4:30 | 9.8545 | 60
2021-10-25 05:00 | 5:00 | 10.2127 | 60
2021-10-25 05:30 | 5:30 | 9.8493 | 60
2021-10-25 06:00 | 6:00 | 9.8287 | 60
2021-10-25 06:30 | 6:30 | 9.87 | 60
2021-10-25 07:00 | 7:00 | 11.0775 | 60
2021-10-25 07:30 | 7:30 | 11.3864 | 60
2021-10-25 08:00 | 8:00 | 8.4029 | 60
2021-10-25 08:30 | 8:30 | 7.4507 | 60
2021-10-25 09:00 | 9:00 | 4.4317 | 60
2021-10-25 09:30 | 9:30 | 2.1834 | 60
2021-10-25 10:00 | 10:00 | 5.0155 | 60
2021-10-25 10:30 | 10:30 | 5.1789 | 60
2021-10-25 11:00 | 11:00 | 6.9412 | 60
2021-10-25 11:30 | 11:30 | 11.759 | 60
2021-10-25 12:00 | 12:00 | 9.0474 | 60
2021-10-25 12:30 | 12:30 | 12.2623 | 60
2021-10-25 13:00 | 13:00 | 12.9374 | 60
2021-10-25 13:30 | 13:30 | 9.6672 | 60
2021-10-25 14:00 | 14:00 | 8.2941 | 60
2021-10-25 14:30 | 14:30 | 8.8838 | 60
2021-10-25 15:00 | 15:00 | 8.2766 | 60
2021-10-25 15:30 | 15:30 | 11.763 | 60
2021-10-25 16:00 | 16:00 | 14.5513 | 60
2021-10-25 16:30 | 16:30 | 15.1545 | 60
2021-10-25 17:00 | 17:00 | 17.5537 | 60
2021-10-25 17:30 | 17:30 | 19.4022 | 60
2021-10-25 18:00 | 18:00 | 20.0101 | 60
2021-10-25 18:30 | 18:30 | 20.2552 | 60
2021-10-25 19:00 | 19:00 | 19.5943 | 60
2021-10-25 19:30 | 19:30 | 18.5447 | 60
2021-10-25 20:00 | 20:00 | 17.7954 | 60
2021-10-25 20:30 | 20:30 | 16.6151 | 60
2021-10-25 21:00 | 21:00 | 15.5614 | 60
2021-10-25 21:30 | 21:30 | 14.2787 | 60
2021-10-25 22:00 | 22:00 | 13.1759 | 60
2021-10-25 22:30 | 22:30 | 12.6824 | 60
2021-10-25 23:00 | 23:00 | 11.6043 | 60
2021-10-25 23:30 | 23:30 | 10.9005 | 60
2021-10-26 | 0:00 | 10.1878 | 60
2021-10-26 00:30 | 0:30 | 9.7084 | 60
2021-10-26 01:00 | 1:00 | 9.5412 | 60
2021-10-26 01:30 | 1:30 | 9.312 | 60
2021-10-26 02:00 | 2:00 | 9.2713 | 60
2021-10-26 02:30 | 2:30 | 9.1684 | 60
2021-10-26 03:00 | 3:00 | 9.0894 | 60
2021-10-26 03:30 | 3:30 | 9.0848 | 60
2021-10-26 04:00 | 4:00 | 9.3379 | 60
2021-10-26 04:30 | 4:30 | 9.564 | 60
2021-10-26 05:00 | 5:00 | 9.8988 | 60
2021-10-26 05:30 | 5:30 | 9.473 | 60
2021-10-26 06:00 | 6:00 | 8.8122 | 60
2021-10-26 06:30 | 6:30 | 9.1176 | 60
2021-10-26 07:00 | 7:00 | 10.0206 | 60
2021-10-26 07:30 | 7:30 | 11.7539 | 60
2021-10-26 08:00 | 8:00 | 11.7799 | 60
2021-10-26 08:30 | 8:30 | 7.9167 | 60
2021-10-26 09:00 | 9:00 | 6.3031 | 60
2021-10-26 09:30 | 9:30 | 3.3186 | 60
2021-10-26 10:00 | 10:00 | 2.7191 | 60
2021-10-26 10:30 | 10:30 | 6.4419 | 60
2021-10-26 11:00 | 11:00 | 4.6923 | 60
2021-10-26 11:30 | 11:30 | 2.2624 | 60
2021-10-26 12:00 | 12:00 | 2.3474 | 60
2021-10-26 12:30 | 12:30 | 2.5467 | 60
2021-10-26 13:00 | 13:00 | 2.1861 | 60
2021-10-26 13:30 | 13:30 | 2.3092 | 60
2021-10-26 14:00 | 14:00 | 7.7095 | 60
2021-10-26 14:30 | 14:30 | 6.3361 | 60
2021-10-26 15:00 | 15:00 | 7.7947 | 60
2021-10-26 15:30 | 15:30 | 11.0242 | 60
2021-10-26 16:00 | 16:00 | 13.1111 | 60
2021-10-26 16:30 | 16:30 | 15.0543 | 60
2021-10-26 17:00 | 17:00 | 15.4119 | 60
2021-10-26 17:30 | 17:30 | 17.9918 | 60
2021-10-26 18:00 | 18:00 | 19.0651 | 60
2021-10-26 18:30 | 18:30 | 19.4826 | 60
2021-10-26 19:00 | 19:00 | 18.8574 | 60
2021-10-26 19:30 | 19:30 | 18.0614 | 60
2021-10-26 20:00 | 20:00 | 17.2691 | 60
2021-10-26 20:30 | 20:30 | 16.3737 | 60
2021-10-26 21:00 | 21:00 | 15.3472 | 60
2021-10-26 21:30 | 21:30 | 14.2666 | 60
2021-10-26 22:00 | 22:00 | 13.1264 | 60
2021-10-26 22:30 | 22:30 | 12.4696 | 60
2021-10-26 23:00 | 23:00 | 11.5984 | 60
2021-10-26 23:30 | 23:30 | 10.6309 | 60
2021-10-27 | 0:00 | 10.1806 | 60
2021-10-27 00:30 | 0:30 | 9.7754 | 60
2021-10-27 01:00 | 1:00 | 9.5798 | 60
2021-10-27 01:30 | 1:30 | 9.2883 | 60
2021-10-27 02:00 | 2:00 | 9.1364 | 60
2021-10-27 02:30 | 2:30 | 9.0525 | 60
2021-10-27 03:00 | 3:00 | 9.1419 | 60
2021-10-27 03:30 | 3:30 | 9.0014 | 60
2021-10-27 04:00 | 4:00 | 9.2233 | 60
2021-10-27 04:30 | 4:30 | 9.4847 | 60
2021-10-27 05:00 | 5:00 | 9.8522 | 60
2021-10-27 05:30 | 5:30 | 9.3774 | 60
2021-10-27 06:00 | 6:00 | 8.298 | 60
2021-10-27 06:30 | 6:30 | 7.2906 | 60
2021-10-27 07:00 | 7:00 | 6.1743 | 60
2021-10-27 07:30 | 7:30 | 5.5352 | 60
2021-10-27 08:00 | 8:00 | 5.1115 | 60
2021-10-27 08:30 | 8:30 | 6.3132 | 60
2021-10-27 09:00 | 9:00 | 5.8111 | 60
2021-10-27 09:30 | 9:30 | 5.4716 | 60
2021-10-27 10:00 | 10:00 | 4.9025 | 60
2021-10-27 10:30 | 10:30 | 2.4859 | 60
2021-10-27 11:00 | 11:00 | 5.355 | 60
2021-10-27 11:30 | 11:30 | 3.6773 | 60
2021-10-27 12:00 | 12:00 | 3.6827 | 60
2021-10-27 12:30 | 12:30 | 4.8447 | 60
2021-10-27 13:00 | 13:00 | 3.5992 | 60
2021-10-27 13:30 | 13:30 | 4.5505 | 60
2021-10-27 14:00 | 14:00 | 7.0509 | 60
2021-10-27 14:30 | 14:30 | 9.307 | 60
2021-10-27 15:00 | 15:00 | 10.1267 | 60
2021-10-27 15:30 | 15:30 | 12.3656 | 60
2021-10-27 16:00 | 16:00 | 14.3597 | 60
2021-10-27 16:30 | 16:30 | 15.9112 | 60
2021-10-27 17:00 | 17:00 | 17.669 | 60
2021-10-27 17:30 | 17:30 | 19.5038 | 60
2021-10-27 18:00 | 18:00 | 20.5234 | 60
2021-10-27 18:30 | 18:30 | 21.1441 | 60
2021-10-27 19:00 | 19:00 | 20.7198 | 60
2021-10-27 19:30 | 19:30 | 19.7407 | 60
2021-10-27 20:00 | 20:00 | 18.9169 | 60
2021-10-27 20:30 | 20:30 | 17.714 | 60
2021-10-27 21:00 | 21:00 | 16.7458 | 60
2021-10-27 21:30 | 21:30 | 15.3476 | 60
2021-10-27 22:00 | 22:00 | 14.3231 | 60
2021-10-27 22:30 | 22:30 | 13.4495 | 60
2021-10-27 23:00 | 23:00 | 12.4038 | 60
2021-10-27 23:30 | 23:30 | 11.4778 | 60
2021-10-28 | 0:00 | 10.8198 | 60
2021-10-28 00:30 | 0:30 | 10.3828 | 60
2021-10-28 01:00 | 1:00 | 10.1272 | 60
2021-10-28 01:30 | 1:30 | 9.8581 | 60
2021-10-28 02:00 | 2:00 | 9.7176 | 60
2021-10-28 02:30 | 2:30 | 9.6092 | 60
2021-10-28 03:00 | 3:00 | 9.632 | 60
2021-10-28 03:30 | 3:30 | 9.6182 | 60
2021-10-28 04:00 | 4:00 | 9.7711 | 60
2021-10-28 04:30 | 4:30 | 9.9272 | 60
2021-10-28 05:00 | 5:00 | 10.2603 | 60
2021-10-28 05:30 | 5:30 | 10.1451 | 60
2021-10-28 06:00 | 6:00 | 10.0877 | 60
2021-10-28 06:30 | 6:30 | 9.4616 | 60
2021-10-28 07:00 | 7:00 | 8.3989 | 60
2021-10-28 07:30 | 7:30 | 8.126 | 60
2021-10-28 08:00 | 8:00 | 7.2623 | 60
2021-10-28 08:30 | 8:30 | 5.1428 | 60
2021-10-28 09:00 | 9:00 | 3.4771 | 60
2021-10-28 09:30 | 9:30 | 4.9298 | 60
2021-10-28 10:00 | 10:00 | 5.982 | 60
2021-10-28 10:30 | 10:30 | 2.4267 | 60
2021-10-28 11:00 | 11:00 | 1.9895 | 60
2021-10-28 11:30 | 11:30 | 2.435 | 60
2021-10-28 12:00 | 12:00 | 3.0693 | 60
2021-10-28 12:30 | 12:30 | 3.9066 | 60
2021-10-28 13:00 | 13:00 | 4.3814 | 60
2021-10-28 13:30 | 13:30 | 5.6716 | 60
2021-10-28 14:00 | 14:00 | 7.55 | 60
2021-10-28 14:30 | 14:30 | 9.7107 | 60
2021-10-28 15:00 | 15:00 | 11.8601 | 60
2021-10-28 15:30 | 15:30 | 14.6936 | 60
2021-10-28 16:00 | 16:00 | 17.7765 | 60
2021-10-28 16:30 | 16:30 | 20.1127 | 60
2021-10-28 17:00 | 17:00 | 21.2763 | 60
2021-10-28 17:30 | 17:30 | 22.4085 | 60
2021-10-28 18:00 | 18:00 | 23.3174 | 60
2021-10-28 18:30 | 18:30 | 23.6207 | 60
2021-10-28 19:00 | 19:00 | 22.7078 | 60
2021-10-28 19:30 | 19:30 | 21.8907 | 60
2021-10-28 20:00 | 20:00 | 21.1504 | 60
2021-10-28 20:30 | 20:30 | 19.7331 | 60
2021-10-28 21:00 | 21:00 | 18.526 | 60
2021-10-28 21:30 | 21:30 | 17.0516 | 60
2021-10-28 22:00 | 22:00 | 15.79 | 60
2021-10-28 22:30 | 22:30 | 14.7685 | 60
2021-10-28 23:00 | 23:00 | 13.3949 | 60
2021-10-28 23:30 | 23:30 | 12.4786 | 60
2021-10-29 | 0:00 | 11.7603 | 60
2021-10-29 00:30 | 0:30 | 11.1716 | 60
2021-10-29 01:00 | 1:00 | 10.9128 | 60
2021-10-29 01:30 | 1:30 | 10.4877 | 60
2021-10-29 02:00 | 2:00 | 10.2726 | 60
2021-10-29 02:30 | 2:30 | 10.1071 | 60
2021-10-29 03:00 | 3:00 | 10.0599 | 60
2021-10-29 03:30 | 3:30 | 9.9608 | 60
2021-10-29 04:00 | 4:00 | 10.0705 | 60
2021-10-29 04:30 | 4:30 | 10.3002 | 60
2021-10-29 05:00 | 5:00 | 10.595 | 60
2021-10-29 05:30 | 5:30 | 10.717 | 60
2021-10-29 06:00 | 6:00 | 10.4638 | 60
2021-10-29 06:30 | 6:30 | 11.6447 | 60
2021-10-29 07:00 | 7:00 | 9.8292 | 60
2021-10-29 07:30 | 7:30 | 9.1843 | 60
2021-10-29 08:00 | 8:00 | 11.709 | 60
2021-10-29 08:30 | 8:30 | 12.1977 | 60
2021-10-29 09:00 | 9:00 | 8.7071 | 60
2021-10-29 09:30 | 9:30 | 7.6298 | 60
2021-10-29 10:00 | 10:00 | 8.9204 | 60
2021-10-29 10:30 | 10:30 | 8.8302 | 60
2021-10-29 11:00 | 11:00 | 9.6469 | 60
2021-10-29 11:30 | 11:30 | 9.4968 | 60
2021-10-29 12:00 | 12:00 | 10.6628 | 60
2021-10-29 12:30 | 12:30 | 10.5512 | 60
2021-10-29 13:00 | 13:00 | 7.8791 | 60
2021-10-29 13:30 | 13:30 | 10.5203 | 60
2021-10-29 14:00 | 14:00 | 12.7857 | 60
2021-10-29 14:30 | 14:30 | 14.3789 | 60
2021-10-29 15:00 | 15:00 | 14.387 | 60
2021-10-29 15:30 | 15:30 | 15.3763 | 60
2021-10-29 16:00 | 16:00 | 15.5499 | 60
2021-10-29 16:30 | 16:30 | 15.93 | 60
2021-10-29 17:00 | 17:00 | 16.0416 | 60
2021-10-29 17:30 | 17:30 | 17.0406 | 60
2021-10-29 18:00 | 18:00 | 17.7971 | 60
2021-10-29 18:30 | 18:30 | 18.2384 | 60
2021-10-29 19:00 | 19:00 | 17.9103 | 60
2021-10-29 19:30 | 19:30 | 17.5238 | 60
2021-10-29 20:00 | 20:00 | 16.8052 | 60
2021-10-29 20:30 | 20:30 | 15.9 | 60
2021-10-29 21:00 | 21:00 | 15.1555 | 60
2021-10-29 21:30 | 21:30 | 14.4332 | 60
2021-10-29 22:00 | 22:00 | 13.5308 | 60
2021-10-29 22:30 | 22:30 | 12.9572 | 60
2021-10-29 23:00 | 23:00 | 12.0197 | 60
2021-10-29 23:30 | 23:30 | 11.1897 | 60
2021-10-30 | 0:00 | 10.5538 | 60
2021-10-30 00:30 | 0:30 | 10.028 | 60
2021-10-30 01:00 | 1:00 | 9.7675 | 60
2021-10-30 01:30 | 1:30 | 9.5286 | 60
2021-10-30 02:00 | 2:00 | 9.3112 | 60
2021-10-30 02:30 | 2:30 | 9.3137 | 60
2021-10-30 03:00 | 3:00 | 9.1854 | 60
2021-10-30 03:30 | 3:30 | 9.2192 | 60
2021-10-30 04:00 | 4:00 | 9.1987 | 60
2021-10-30 04:30 | 4:30 | 9.2475 | 60
2021-10-30 05:00 | 5:00 | 9.2813 | 60
2021-10-30 05:30 | 5:30 | 8.6811 | 60
2021-10-30 06:00 | 6:00 | 7.5285 | 60
2021-10-30 06:30 | 6:30 | 6.8436 | 60
2021-10-30 07:00 | 7:00 | 5.2384 | 60
2021-10-30 07:30 | 7:30 | 5.5184 | 60
2021-10-30 08:00 | 8:00 | 3.4852 | 60
2021-10-30 08:30 | 8:30 | 2.9344 | 60
2021-10-30 09:00 | 9:00 | 2.6241 | 60
2021-10-30 09:30 | 9:30 | 4.3382 | 60
2021-10-30 10:00 | 10:00 | 5.6404 | 60
2021-10-30 10:30 | 10:30 | 5.0797 | 60
2021-10-30 11:00 | 11:00 | 5.792 | 60
2021-10-30 11:30 | 11:30 | 8.5599 | 60
2021-10-30 12:00 | 12:00 | 10.1367 | 60
2021-10-30 12:30 | 12:30 | 10.8985 | 60
2021-10-30 13:00 | 13:00 | 7.2524 | 60
2021-10-30 13:30 | 13:30 | 8.9162 | 60
2021-10-30 14:00 | 14:00 | 9.6521 | 60
2021-10-30 14:30 | 14:30 | 12.8561 | 60
2021-10-30 15:00 | 15:00 | 13.6082 | 60
2021-10-30 15:30 | 15:30 | 15.9358 | 60
2021-10-30 16:00 | 16:00 | 17.7577 | 60
2021-10-30 16:30 | 16:30 | 18.8286 | 60
2021-10-30 17:00 | 17:00 | 19.3559 | 60
2021-10-30 17:30 | 17:30 | 20.2274 | 60
2021-10-30 18:00 | 18:00 | 20.3501 | 60
2021-10-30 18:30 | 18:30 | 20.221 | 60
2021-10-30 19:00 | 19:00 | 19.1961 | 60
2021-10-30 19:30 | 19:30 | 18.0878 | 60
2021-10-30 20:00 | 20:00 | 17.2815 | 60
2021-10-30 20:30 | 20:30 | 16.4091 | 60
2021-10-30 21:00 | 21:00 | 15.6804 | 60
2021-10-30 21:30 | 21:30 | 14.8087 | 60
2021-10-30 22:00 | 22:00 | 13.9938 | 60
2021-10-30 22:30 | 22:30 | 13.5384 | 60
2021-10-30 23:00 | 23:00 | 12.7686 | 60
2021-10-30 23:30 | 23:30 | 11.8344 | 60
2021-10-31 | 0:00 | 11.1829 | 60
2021-10-31 00:30 | 0:30 | 10.5204 | 60
2021-10-31 01:00 | 1:00 | 10.3001 | 60
2021-10-31 01:30 | 1:30 | 10.1313 | 60
2021-10-31 02:00 | 2:00 | 10.179 | 60
2021-10-31 02:30 | 2:30 | 9.658 | 60
2021-10-31 03:00 | 3:00 | 9.5859 | 60
2021-10-31 03:30 | 3:30 | 9.4346 | 60
2021-10-31 04:00 | 4:00 | 9.3389 | 60
2021-10-31 04:30 | 4:30 | 9.2536 | 60
2021-10-31 05:00 | 5:00 | 8.913 | 60
2021-10-31 05:30 | 5:30 | 7.8048 | 60
2021-10-31 06:00 | 6:00 | 6.4458 | 60
2021-10-31 06:30 | 6:30 | 6.1476 | 60
2021-10-31 07:00 | 7:00 | 5.1813 | 60
2021-10-31 07:30 | 7:30 | 5.2118 | 60
2021-10-31 08:00 | 8:00 | 4.633 | 60
2021-10-31 08:30 | 8:30 | 5.6465 | 60
2021-10-31 09:00 | 9:00 | 6.788 | 60
2021-10-31 09:30 | 9:30 | 5.0804 | 60
2021-10-31 10:00 | 10:00 | 5.7187 | 60
2021-10-31 10:30 | 10:30 | 3.5366 | 60
2021-10-31 11:00 | 11:00 | 3.9236 | 60
2021-10-31 11:30 | 11:30 | 3.0458 | 60
2021-10-31 12:00 | 12:00 | 2.6076 | 60
2021-10-31 12:30 | 12:30 | 3.1693 | 60
2021-10-31 13:00 | 13:00 | 3.7385 | 60
2021-10-31 13:30 | 13:30 | 2.4617 | 60
2021-10-31 14:00 | 14:00 | 5.4065 | 60
2021-10-31 14:30 | 14:30 | 7.3442 | 60
2021-10-31 15:00 | 15:00 | 9.2464 | 60
2021-10-31 15:30 | 15:30 | 8.108 | 60
2021-10-31 16:00 | 16:00 | 10.4179 | 60
2021-10-31 16:30 | 16:30 | 12.1033 | 60
2021-10-31 17:00 | 17:00 | 14.512 | 60
2021-10-31 17:30 | 17:30 | 15.5699 | 60
2021-10-31 18:00 | 18:00 | 16.4025 | 60
2021-10-31 18:30 | 18:30 | 16.8201 | 60
2021-10-31 19:00 | 19:00 | 16.8257 | 60
2021-10-31 19:30 | 19:30 | 16.51 | 60
2021-10-31 20:00 | 20:00 | 15.9715 | 60
2021-10-31 20:30 | 20:30 | 15.2232 | 60
2021-10-31 21:00 | 21:00 | 14.5328 | 60
2021-10-31 21:30 | 21:30 | 13.4512 | 60
2021-10-31 22:00 | 22:00 | 12.4507 | 60
2021-10-31 22:30 | 22:30 | 11.881 | 60
2021-10-31 23:00 | 23:00 | 11.0449 | 60
2021-10-31 23:30 | 23:30 | 10.2199 | 60
2021-11-01 | 0:00 | 9.5919 | 60
2021-11-01 00:30 | 0:30 | 9.3004 | 60
2021-11-01 01:00 | 1:00 | 9.043 | 60
2021-11-01 01:30 | 1:30 | 8.9357 | 60
2021-11-01 02:00 | 2:00 | 8.8333 | 60
2021-11-01 02:30 | 2:30 | 8.7671 | 60
2021-11-01 03:00 | 3:00 | 8.7921 | 60
2021-11-01 03:30 | 3:30 | 8.6444 | 60
2021-11-01 04:00 | 4:00 | 8.8477 | 60
2021-11-01 04:30 | 4:30 | 8.9689 | 60
2021-11-01 05:00 | 5:00 | 9.3238 | 60
2021-11-01 05:30 | 5:30 | 9.2894 | 60
2021-11-01 06:00 | 6:00 | 9.7597 | 60
2021-11-01 06:30 | 6:30 | 10.0448 | 60
2021-11-01 07:00 | 7:00 | 9.2724 | 60
2021-11-01 07:30 | 7:30 | 9.107 | 60
2021-11-01 08:00 | 8:00 | 6.6962 | 60
2021-11-01 08:30 | 8:30 | 4.5711 | 60
2021-11-01 09:00 | 9:00 | 5.2206 | 60
2021-11-01 09:30 | 9:30 | 6.6626 | 60
2021-11-01 10:00 | 10:00 | 4.632 | 60
2021-11-01 10:30 | 10:30 | 5.2989 | 60
2021-11-01 11:00 | 11:00 | 3.431 | 60
2021-11-01 11:30 | 11:30 | 3.2757 | 60
2021-11-01 12:00 | 12:00 | 3.3954 | 60
2021-11-01 12:30 | 12:30 | 2.8341 | 60
2021-11-01 13:00 | 13:00 | 3.6632 | 60
2021-11-01 13:30 | 13:30 | 2.7865 | 60
2021-11-01 14:00 | 14:00 | 3.7748 | 60
2021-11-01 14:30 | 14:30 | 6.1166 | 60
2021-11-01 15:00 | 15:00 | 8.6658 | 60
2021-11-01 15:30 | 15:30 | 10.3311 | 60
2021-11-01 16:00 | 16:00 | 11.5565 | 60
2021-11-01 16:30 | 16:30 | 12.3233 | 60
2021-11-01 17:00 | 17:00 | 14.8102 | 60
2021-11-01 17:30 | 17:30 | 17.3563 | 60
2021-11-01 18:00 | 18:00 | 18.3652 | 60
2021-11-01 18:30 | 18:30 | 18.8161 | 60
2021-11-01 19:00 | 19:00 | 18.0214 | 60
2021-11-01 19:30 | 19:30 | 17.1249 | 60
2021-11-01 20:00 | 20:00 | 16.3577 | 60
2021-11-01 20:30 | 20:30 | 15.3186 | 60
2021-11-01 21:00 | 21:00 | 14.5215 | 60
2021-11-01 21:30 | 21:30 | 13.5466 | 60
2021-11-01 22:00 | 22:00 | 12.4606 | 60
2021-11-01 22:30 | 22:30 | 11.7266 | 60
2021-11-01 23:00 | 23:00 | 10.9194 | 60
2021-11-01 23:30 | 23:30 | 10.1374 | 60
2021-11-02 | 0:00 | 9.4869 | 60
2021-11-02 00:30 | 0:30 | 9.2439 | 60
2021-11-02 01:00 | 1:00 | 8.9039 | 60
2021-11-02 01:30 | 1:30 | 8.7929 | 60
2021-11-02 02:00 | 2:00 | 8.7269 | 60
2021-11-02 02:30 | 2:30 | 8.6501 | 60
2021-11-02 03:00 | 3:00 | 8.6449 | 60
2021-11-02 03:30 | 3:30 | 8.6337 | 60
2021-11-02 04:00 | 4:00 | 8.7936 | 60
2021-11-02 04:30 | 4:30 | 9.1488 | 60
2021-11-02 05:00 | 5:00 | 9.232 | 60
2021-11-02 05:30 | 5:30 | 9.6093 | 60
2021-11-02 06:00 | 6:00 | 9.889 | 60
2021-11-02 06:30 | 6:30 | 10.4543 | 60
2021-11-02 07:00 | 7:00 | 9.8681 | 60
2021-11-02 07:30 | 7:30 | 10.8025 | 60
2021-11-02 08:00 | 8:00 | 9.3455 | 60
2021-11-02 08:30 | 8:30 | 8.4991 | 60
2021-11-02 09:00 | 9:00 | 6.886 | 60
2021-11-02 09:30 | 9:30 | 6.0212 | 60
2021-11-02 10:00 | 10:00 | 4.2318 | 60
2021-11-02 10:30 | 10:30 | 2.462 | 60
2021-11-02 11:00 | 11:00 | 3.5219 | 60
2021-11-02 11:30 | 11:30 | 5.2092 | 60
2021-11-02 12:00 | 12:00 | 2.9963 | 60
2021-11-02 12:30 | 12:30 | 2.988 | 60
2021-11-02 13:00 | 13:00 | 4.1894 | 60
2021-11-02 13:30 | 13:30 | 4.0257 | 60
2021-11-02 14:00 | 14:00 | 2.5846 | 60
2021-11-02 14:30 | 14:30 | 5.7142 | 60
2021-11-02 15:00 | 15:00 | 7.8851 | 60
2021-11-02 15:30 | 15:30 | 10.268 | 60
2021-11-02 16:00 | 16:00 | 12.5357 | 60
2021-11-02 16:30 | 16:30 | 14.5199 | 60
2021-11-02 17:00 | 17:00 | 15.2955 | 60
2021-11-02 17:30 | 17:30 | 16.6241 | 60
2021-11-02 18:00 | 18:00 | 17.8769 | 60
2021-11-02 18:30 | 18:30 | 18.3247 | 60
2021-11-02 19:00 | 19:00 | 17.6547 | 60
2021-11-02 19:30 | 19:30 | 17.104 | 60
2021-11-02 20:00 | 20:00 | 16.4913 | 60
2021-11-02 20:30 | 20:30 | 15.6299 | 60
2021-11-02 21:00 | 21:00 | 14.4775 | 60
2021-11-02 21:30 | 21:30 | 13.5833 | 60
2021-11-02 22:00 | 22:00 | 12.6895 | 60
2021-11-02 22:30 | 22:30 | 11.7966 | 60
2021-11-02 23:00 | 23:00 | 10.9383 | 60
2021-11-02 23:30 | 23:30 | 10.1429 | 60
2021-11-03 | 0:00 | 9.6196 | 60
2021-11-03 00:30 | 0:30 | 9.1686 | 60
2021-11-03 01:00 | 1:00 | 9.0187 | 60
2021-11-03 01:30 | 1:30 | 8.794 | 60
2021-11-03 02:00 | 2:00 | 8.647 | 60
2021-11-03 02:30 | 2:30 | 8.7114 | 60
2021-11-03 03:00 | 3:00 | 8.664 | 60
2021-11-03 03:30 | 3:30 | 8.6187 | 60
2021-11-03 04:00 | 4:00 | 8.8768 | 60
2021-11-03 04:30 | 4:30 | 9.0251 | 60
2021-11-03 05:00 | 5:00 | 9.4186 | 60
2021-11-03 05:30 | 5:30 | 9.551 | 60
2021-11-03 06:00 | 6:00 | 9.0304 | 60
2021-11-03 06:30 | 6:30 | 7.3577 | 60
2021-11-03 07:00 | 7:00 | 8.2635 | 60
2021-11-03 07:30 | 7:30 | 4.4726 | 60
2021-11-03 08:00 | 8:00 | 2.7105 | 60
2021-11-03 08:30 | 8:30 | 2.7091 | 60
2021-11-03 09:00 | 9:00 | 3.0072 | 60
2021-11-03 09:30 | 9:30 | 3.1783 | 60
2021-11-03 10:00 | 10:00 | 6.2534 | 60
2021-11-03 10:30 | 10:30 | 2.631 | 60
2021-11-03 11:00 | 11:00 | 2.6827 | 60
2021-11-03 11:30 | 11:30 | 2.5742 | 60
2021-11-03 12:00 | 12:00 | 2.6241 | 60
2021-11-03 12:30 | 12:30 | 3.6119 | 60
2021-11-03 13:00 | 13:00 | 2.8736 | 60
2021-11-03 13:30 | 13:30 | 2.5167 | 60
2021-11-03 14:00 | 14:00 | 2.6047 | 60
2021-11-03 14:30 | 14:30 | 3.5693 | 60
2021-11-03 15:00 | 15:00 | 3.4271 | 60
2021-11-03 15:30 | 15:30 | 5.9655 | 60
2021-11-03 16:00 | 16:00 | 9.1342 | 60
2021-11-03 16:30 | 16:30 | 11.5013 | 60
2021-11-03 17:00 | 17:00 | 14.1443 | 60
2021-11-03 17:30 | 17:30 | 16.4431 | 60
2021-11-03 18:00 | 18:00 | 17.5975 | 60
2021-11-03 18:30 | 18:30 | 18.6938 | 60
2021-11-03 19:00 | 19:00 | 18.1622 | 60
2021-11-03 19:30 | 19:30 | 17.3164 | 60
2021-11-03 20:00 | 20:00 | 16.7559 | 60
2021-11-03 20:30 | 20:30 | 15.9524 | 60
2021-11-03 21:00 | 21:00 | 14.9351 | 60
2021-11-03 21:30 | 21:30 | 13.7826 | 60
2021-11-03 22:00 | 22:00 | 12.8793 | 60
2021-11-03 22:30 | 22:30 | 12.0744 | 60
2021-11-03 23:00 | 23:00 | 10.9804 | 60
2021-11-03 23:30 | 23:30 | 10.1025 | 60
2021-11-04 | 0:00 | 9.5738 | 60
2021-11-04 00:30 | 0:30 | 9.3289 | 60
2021-11-04 01:00 | 1:00 | 9.0893 | 60
2021-11-04 01:30 | 1:30 | 8.8697 | 60
2021-11-04 02:00 | 2:00 | 8.7699 | 60
2021-11-04 02:30 | 2:30 | 8.6808 | 60
2021-11-04 03:00 | 3:00 | 8.7082 | 60
2021-11-04 03:30 | 3:30 | 8.8023 | 60
2021-11-04 04:00 | 4:00 | 8.9654 | 60
2021-11-04 04:30 | 4:30 | 9.2525 | 60
2021-11-04 05:00 | 5:00 | 9.2246 | 60
2021-11-04 05:30 | 5:30 | 9.101 | 60
2021-11-04 06:00 | 6:00 | 7.2414 | 60
2021-11-04 06:30 | 6:30 | 6.0737 | 60
2021-11-04 07:00 | 7:00 | 5.3249 | 60
2021-11-04 07:30 | 7:30 | 3.3785 | 60
2021-11-04 08:00 | 8:00 | 3.2664 | 60
2021-11-04 08:30 | 8:30 | 3.3333 | 60
2021-11-04 09:00 | 9:00 | 3.126 | 60
2021-11-04 09:30 | 9:30 | 3.7477 | 60
2021-11-04 10:00 | 10:00 | 2.8228 | 60
2021-11-04 10:30 | 10:30 | 2.499 | 60
2021-11-04 11:00 | 11:00 | 2.5923 | 60
2021-11-04 11:30 | 11:30 | 2.585 | 60
2021-11-04 12:00 | 12:00 | 2.7889 | 60
2021-11-04 12:30 | 12:30 | 2.4583 | 60
2021-11-04 13:00 | 13:00 | 2.2501 | 60
2021-11-04 13:30 | 13:30 | 2.2712 | 60
2021-11-04 14:00 | 14:00 | 3.0366 | 60
2021-11-04 14:30 | 14:30 | 2.8166 | 60
2021-11-04 15:00 | 15:00 | 4.2588 | 60
2021-11-04 15:30 | 15:30 | 6.9199 | 60
2021-11-04 16:00 | 16:00 | 10.6758 | 60
2021-11-04 16:30 | 16:30 | 12.6125 | 60
2021-11-04 17:00 | 17:00 | 14.0802 | 60
2021-11-04 17:30 | 17:30 | 16.3147 | 60
2021-11-04 18:00 | 18:00 | 17.5402 | 60
2021-11-04 18:30 | 18:30 | 18.2772 | 60
2021-11-04 19:00 | 19:00 | 17.8967 | 60
2021-11-04 19:30 | 19:30 | 17.1129 | 60
2021-11-04 20:00 | 20:00 | 16.5132 | 60
2021-11-04 20:30 | 20:30 | 15.6429 | 60
2021-11-04 21:00 | 21:00 | 14.9337 | 60
2021-11-04 21:30 | 21:30 | 13.8677 | 60
2021-11-04 22:00 | 22:00 | 12.8151 | 60
2021-11-04 22:30 | 22:30 | 12.2172 | 60
2021-11-04 23:00 | 23:00 | 11.3055 | 60
2021-11-04 23:30 | 23:30 | 10.4991 | 60
2021-11-05 | 0:00 | 9.8674 | 60
2021-11-05 00:30 | 0:30 | 9.5151 | 60
2021-11-05 01:00 | 1:00 | 9.2836 | 60
2021-11-05 01:30 | 1:30 | 8.9948 | 60
2021-11-05 02:00 | 2:00 | 8.898 | 60
2021-11-05 02:30 | 2:30 | 8.7665 | 60
2021-11-05 03:00 | 3:00 | 8.8584 | 60
2021-11-05 03:30 | 3:30 | 8.9063 | 60
2021-11-05 04:00 | 4:00 | 8.9233 | 60
2021-11-05 04:30 | 4:30 | 9.2698 | 60
2021-11-05 05:00 | 5:00 | 9.5306 | 60
2021-11-05 05:30 | 5:30 | 9.4529 | 60
2021-11-05 06:00 | 6:00 | 10.1723 | 60
2021-11-05 06:30 | 6:30 | 8.3963 | 60
2021-11-05 07:00 | 7:00 | 8.3506 | 60
2021-11-05 07:30 | 7:30 | 5.5322 | 60
2021-11-05 08:00 | 8:00 | 7.9067 | 60
2021-11-05 08:30 | 8:30 | 9.6372 | 60
2021-11-05 09:00 | 9:00 | 8.5576 | 60
2021-11-05 09:30 | 9:30 | 6.9061 | 60
2021-11-05 10:00 | 10:00 | 8.3033 | 60
2021-11-05 10:30 | 10:30 | 7.6842 | 60
2021-11-05 11:00 | 11:00 | 6.5215 | 60
2021-11-05 11:30 | 11:30 | 5.4092 | 60
2021-11-05 12:00 | 12:00 | 5.25 | 60
2021-11-05 12:30 | 12:30 | 3.0954 | 60
2021-11-05 13:00 | 13:00 | 2.8997 | 60
2021-11-05 13:30 | 13:30 | 2.7648 | 60
2021-11-05 14:00 | 14:00 | 4.4787 | 60
2021-11-05 14:30 | 14:30 | 5.8268 | 60
2021-11-05 15:00 | 15:00 | 7.4668 | 60
2021-11-05 15:30 | 15:30 | 9.319 | 60
2021-11-05 16:00 | 16:00 | 9.3061 | 60
2021-11-05 16:30 | 16:30 | 12.0231 | 60
2021-11-05 17:00 | 17:00 | 14.5282 | 60
2021-11-05 17:30 | 17:30 | 15.815 | 60
2021-11-05 18:00 | 18:00 | 16.5735 | 60
2021-11-05 18:30 | 18:30 | 17.2244 | 60
2021-11-05 19:00 | 19:00 | 16.875 | 60
2021-11-05 19:30 | 19:30 | 16.3274 | 60
2021-11-05 20:00 | 20:00 | 15.7244 | 60
2021-11-05 20:30 | 20:30 | 14.8536 | 60
2021-11-05 21:00 | 21:00 | 14.1606 | 60
2021-11-05 21:30 | 21:30 | 13.3687 | 60
2021-11-05 22:00 | 22:00 | 12.824 | 60
2021-11-05 22:30 | 22:30 | 12.2616 | 60
2021-11-05 23:00 | 23:00 | 11.5054 | 60
2021-11-05 23:30 | 23:30 | 10.7315 | 60
2021-11-06 | 0:00 | 10.1247 | 60
2021-11-06 00:30 | 0:30 | 9.5542 | 60
2021-11-06 01:00 | 1:00 | 9.4056 | 60
2021-11-06 01:30 | 1:30 | 9.1309 | 60
2021-11-06 02:00 | 2:00 | 8.9451 | 60
2021-11-06 02:30 | 2:30 | 8.8262 | 60
2021-11-06 03:00 | 3:00 | 8.8506 | 60
2021-11-06 03:30 | 3:30 | 8.7811 | 60
2021-11-06 04:00 | 4:00 | 8.7915 | 60
2021-11-06 04:30 | 4:30 | 8.8812 | 60
2021-11-06 05:00 | 5:00 | 8.8821 | 60
2021-11-06 05:30 | 5:30 | 8.6509 | 60
2021-11-06 06:00 | 6:00 | 8.31 | 60
2021-11-06 06:30 | 6:30 | 7.8407 | 60
2021-11-06 07:00 | 7:00 | 8.6519 | 60
2021-11-06 07:30 | 7:30 | 6.8602 | 60
2021-11-06 08:00 | 8:00 | 7.8036 | 60
2021-11-06 08:30 | 8:30 | 8.9568 | 60
2021-11-06 09:00 | 9:00 | 6.3514 | 60
2021-11-06 09:30 | 9:30 | 2.9008 | 60
2021-11-06 10:00 | 10:00 | 3.0015 | 60
2021-11-06 10:30 | 10:30 | 5.0471 | 60
2021-11-06 11:00 | 11:00 | 5.4309 | 60
2021-11-06 11:30 | 11:30 | 2.7949 | 60
2021-11-06 12:00 | 12:00 | 2.6842 | 60
2021-11-06 12:30 | 12:30 | 3.0057 | 60
2021-11-06 13:00 | 13:00 | 4.2785 | 60
2021-11-06 13:30 | 13:30 | 4.2538 | 60
2021-11-06 14:00 | 14:00 | 4.1067 | 60
2021-11-06 14:30 | 14:30 | 3.7766 | 60
2021-11-06 15:00 | 15:00 | 6.5622 | 60
2021-11-06 15:30 | 15:30 | 8.8599 | 60
2021-11-06 16:00 | 16:00 | 12.6587 | 60
2021-11-06 16:30 | 16:30 | 13.65 | 60
2021-11-06 17:00 | 17:00 | 15.1419 | 60
2021-11-06 17:30 | 17:30 | 16.1261 | 60
2021-11-06 18:00 | 18:00 | 16.5497 | 60
2021-11-06 18:30 | 18:30 | 16.69 | 60
2021-11-06 19:00 | 19:00 | 16.1851 | 60
2021-11-06 19:30 | 19:30 | 15.608 | 60
2021-11-06 20:00 | 20:00 | 15.0794 | 60
2021-11-06 20:30 | 20:30 | 14.646 | 60
2021-11-06 21:00 | 21:00 | 13.9351 | 60
2021-11-06 21:30 | 21:30 | 13.2549 | 60
2021-11-06 22:00 | 22:00 | 12.6493 | 60
2021-11-06 22:30 | 22:30 | 12.2734 | 60
2021-11-06 23:00 | 23:00 | 11.4717 | 60
2021-11-06 23:30 | 23:30 | 10.6847 | 60
2021-11-07 | 0:00 | 10.0816 | 60
2021-11-07 00:30 | 0:30 | 9.6383 | 60
2021-11-07 01:00 | 1:00 | 9.4295 | 60
2021-11-07 01:30 | 1:30 | 9.2173 | 60
2021-11-07 02:00 | 2:00 | 8.9806 | 60
2021-11-07 02:30 | 2:30 | 8.9192 | 60
2021-11-07 03:00 | 3:00 | 8.7143 | 60
2021-11-07 03:30 | 3:30 | 8.6526 | 60
2021-11-07 04:00 | 4:00 | 8.6998 | 60
2021-11-07 04:30 | 4:30 | 8.6499 | 60
2021-11-07 05:00 | 5:00 | 8.5396 | 60
2021-11-07 05:30 | 5:30 | 7.3411 | 60
2021-11-07 06:00 | 6:00 | 5.9876 | 60
2021-11-07 06:30 | 6:30 | 5.0844 | 60
2021-11-07 07:00 | 7:00 | 4.6207 | 60
2021-11-07 07:30 | 7:30 | 4.7752 | 60
2021-11-07 08:00 | 8:00 | 6.4221 | 60
2021-11-07 08:30 | 8:30 | 7.524 | 60
2021-11-07 09:00 | 9:00 | 7.9585 | 60
2021-11-07 09:30 | 9:30 | 9.0909 | 60
2021-11-07 10:00 | 10:00 | 9.6225 | 60
2021-11-07 10:30 | 10:30 | 4.6155 | 60
2021-11-07 11:00 | 11:00 | 5.515 | 60
2021-11-07 11:30 | 11:30 | 3.5923 | 60
2021-11-07 12:00 | 12:00 | 7.8728 | 60
2021-11-07 12:30 | 12:30 | 11.3601 | 60
2021-11-07 13:00 | 13:00 | 10.1051 | 60
2021-11-07 13:30 | 13:30 | 11.1765 | 60
2021-11-07 14:00 | 14:00 | 10.9171 | 60
2021-11-07 14:30 | 14:30 | 9.5036 | 60
2021-11-07 15:00 | 15:00 | 8.769 | 60
2021-11-07 15:30 | 15:30 | 12.2382 | 60
2021-11-07 16:00 | 16:00 | 13.3925 | 60
2021-11-07 16:30 | 16:30 | 15.2407 | 60
2021-11-07 17:00 | 17:00 | 17.2756 | 60
2021-11-07 17:30 | 17:30 | 18.8388 | 60
2021-11-07 18:00 | 18:00 | 19.4013 | 60
2021-11-07 18:30 | 18:30 | 19.667 | 60
2021-11-07 19:00 | 19:00 | 18.8557 | 60
2021-11-07 19:30 | 19:30 | 17.7877 | 60
2021-11-07 20:00 | 20:00 | 16.9418 | 60
2021-11-07 20:30 | 20:30 | 15.8847 | 60
2021-11-07 21:00 | 21:00 | 15.0554 | 60
2021-11-07 21:30 | 21:30 | 14.0956 | 60
2021-11-07 22:00 | 22:00 | 13.3942 | 60
2021-11-07 22:30 | 22:30 | 12.6826 | 60
2021-11-07 23:00 | 23:00 | 11.7375 | 60
2021-11-07 23:30 | 23:30 | 10.951 | 60
2021-11-08 | 0:00 | 10.4712 | 60
2021-11-08 00:30 | 0:30 | 10.0488 | 60
2021-11-08 01:00 | 1:00 | 9.8721 | 60
2021-11-08 01:30 | 1:30 | 9.6971 | 60
2021-11-08 02:00 | 2:00 | 9.5016 | 60
2021-11-08 02:30 | 2:30 | 9.3003 | 60
2021-11-08 03:00 | 3:00 | 9.3226 | 60
2021-11-08 03:30 | 3:30 | 9.2994 | 60
2021-11-08 04:00 | 4:00 | 9.5351 | 60
2021-11-08 04:30 | 4:30 | 9.6777 | 60
2021-11-08 05:00 | 5:00 | 9.9005 | 60
2021-11-08 05:30 | 5:30 | 10.4105 | 60
2021-11-08 06:00 | 6:00 | 10.5985 | 60
2021-11-08 06:30 | 6:30 | 11.7234 | 60
2021-11-08 07:00 | 7:00 | 12.997 | 60
2021-11-08 07:30 | 7:30 | 11.8517 | 60
2021-11-08 08:00 | 8:00 | 11.4344 | 60
2021-11-08 08:30 | 8:30 | 12.2117 | 60
2021-11-08 09:00 | 9:00 | 10.8243 | 60
2021-11-08 09:30 | 9:30 | 9.0252 | 60
2021-11-08 10:00 | 10:00 | 8.7062 | 60
2021-11-08 10:30 | 10:30 | 6.9327 | 60
2021-11-08 11:00 | 11:00 | 8.2294 | 60
2021-11-08 11:30 | 11:30 | 8.791 | 60
2021-11-08 12:00 | 12:00 | 4.5944 | 60
2021-11-08 12:30 | 12:30 | 2.4283 | 60
2021-11-08 13:00 | 13:00 | 4.3465 | 60
2021-11-08 13:30 | 13:30 | 4.7853 | 60
2021-11-08 14:00 | 14:00 | 6.5431 | 60
2021-11-08 14:30 | 14:30 | 10.8636 | 60
2021-11-08 15:00 | 15:00 | 10.6131 | 60
2021-11-08 15:30 | 15:30 | 13.8408 | 60
2021-11-08 16:00 | 16:00 | 15.7082 | 60
2021-11-08 16:30 | 16:30 | 16.8265 | 60
2021-11-08 17:00 | 17:00 | 19.2844 | 60
2021-11-08 17:30 | 17:30 | 19.8903 | 60
2021-11-08 18:00 | 18:00 | 19.912 | 60
2021-11-08 18:30 | 18:30 | 20.4842 | 60
2021-11-08 19:00 | 19:00 | 19.7773 | 60
2021-11-08 19:30 | 19:30 | 18.9833 | 60
2021-11-08 20:00 | 20:00 | 18.1159 | 60
2021-11-08 20:30 | 20:30 | 16.8606 | 60
2021-11-08 21:00 | 21:00 | 15.7317 | 60
2021-11-08 21:30 | 21:30 | 14.6739 | 60
2021-11-08 22:00 | 22:00 | 13.4484 | 60
2021-11-08 22:30 | 22:30 | 12.7305 | 60
2021-11-08 23:00 | 23:00 | 11.6026 | 60
2021-11-08 23:30 | 23:30 | 10.8582 | 60
2021-11-09 | 0:00 | 10.1888 | 60
2021-11-09 00:30 | 0:30 | 9.6771 | 60
2021-11-09 01:00 | 1:00 | 9.434 | 60
2021-11-09 01:30 | 1:30 | 9.3444 | 60
2021-11-09 02:00 | 2:00 | 9.0639 | 60
2021-11-09 02:30 | 2:30 | 9.0292 | 60
2021-11-09 03:00 | 3:00 | 8.9705 | 60
2021-11-09 03:30 | 3:30 | 9.0162 | 60
2021-11-09 04:00 | 4:00 | 9.123 | 60
2021-11-09 04:30 | 4:30 | 9.2595 | 60
2021-11-09 05:00 | 5:00 | 9.1963 | 60
2021-11-09 05:30 | 5:30 | 8.9415 | 60
2021-11-09 06:00 | 6:00 | 8.8039 | 60
2021-11-09 06:30 | 6:30 | 8.6161 | 60
2021-11-09 07:00 | 7:00 | 7.2418 | 60
2021-11-09 07:30 | 7:30 | 5.6932 | 60
2021-11-09 08:00 | 8:00 | 5.4158 | 60
2021-11-09 08:30 | 8:30 | 6.1992 | 60
2021-11-09 09:00 | 9:00 | 4.9006 | 60
2021-11-09 09:30 | 9:30 | 4.3784 | 60
2021-11-09 10:00 | 10:00 | 2.601 | 60
2021-11-09 10:30 | 10:30 | 3.1294 | 60
2021-11-09 11:00 | 11:00 | 3.1215 | 60
2021-11-09 11:30 | 11:30 | 3.7235 | 60
2021-11-09 12:00 | 12:00 | 2.2878 | 60
2021-11-09 12:30 | 12:30 | 3.1467 | 60
2021-11-09 13:00 | 13:00 | 1.6981 | 60
2021-11-09 13:30 | 13:30 | 2.5339 | 60
2021-11-09 14:00 | 14:00 | 4.5132 | 60
2021-11-09 14:30 | 14:30 | 5.2273 | 60
2021-11-09 15:00 | 15:00 | 7.1776 | 60
2021-11-09 15:30 | 15:30 | 9.9594 | 60
2021-11-09 16:00 | 16:00 | 13.0627 | 60
2021-11-09 16:30 | 16:30 | 15.2706 | 60
2021-11-09 17:00 | 17:00 | 17.1236 | 60
2021-11-09 17:30 | 17:30 | 19.1459 | 60
2021-11-09 18:00 | 18:00 | 20.2448 | 60
2021-11-09 18:30 | 18:30 | 20.8852 | 60
2021-11-09 19:00 | 19:00 | 20.36 | 60
2021-11-09 19:30 | 19:30 | 19.3945 | 60
2021-11-09 20:00 | 20:00 | 18.5331 | 60
2021-11-09 20:30 | 20:30 | 17.3775 | 60
2021-11-09 21:00 | 21:00 | 16.3452 | 60
2021-11-09 21:30 | 21:30 | 15.3308 | 60
2021-11-09 22:00 | 22:00 | 14.0785 | 60
2021-11-09 22:30 | 22:30 | 13.4026 | 60
2021-11-09 23:00 | 23:00 | 12.2824 | 60
2021-11-09 23:30 | 23:30 | 11.3269 | 60
2021-11-10 | 0:00 | 10.6868 | 60
2021-11-10 00:30 | 0:30 | 9.9534 | 60
2021-11-10 01:00 | 1:00 | 9.6303 | 60
2021-11-10 01:30 | 1:30 | 9.2378 | 60
2021-11-10 02:00 | 2:00 | 9.3084 | 60
2021-11-10 02:30 | 2:30 | 9.3409 | 60
2021-11-10 03:00 | 3:00 | 9.3267 | 60
2021-11-10 03:30 | 3:30 | 9.2523 | 60
2021-11-10 04:00 | 4:00 | 9.4587 | 60
2021-11-10 04:30 | 4:30 | 9.6278 | 60
2021-11-10 05:00 | 5:00 | 10.0636 | 60
2021-11-10 05:30 | 5:30 | 9.7503 | 60
2021-11-10 06:00 | 6:00 | 10.4163 | 60
2021-11-10 06:30 | 6:30 | 11.0843 | 60
2021-11-10 07:00 | 7:00 | 11.4755 | 60
2021-11-10 07:30 | 7:30 | 12.4234 | 60
2021-11-10 08:00 | 8:00 | 10.7066 | 60
2021-11-10 08:30 | 8:30 | 9.1013 | 60
2021-11-10 09:00 | 9:00 | 7.8974 | 60
2021-11-10 09:30 | 9:30 | 6.5218 | 60
2021-11-10 10:00 | 10:00 | 9.0453 | 60
2021-11-10 10:30 | 10:30 | 4.4163 | 60
2021-11-10 11:00 | 11:00 | 6.8662 | 60
2021-11-10 11:30 | 11:30 | 3.4762 | 60
2021-11-10 12:00 | 12:00 | 4.4538 | 60
2021-11-10 12:30 | 12:30 | 3.4215 | 60
2021-11-10 13:00 | 13:00 | 4.5589 | 60
2021-11-10 13:30 | 13:30 | 10.1161 | 60
2021-11-10 14:00 | 14:00 | 9.8548 | 60
2021-11-10 14:30 | 14:30 | 11.4195 | 60
2021-11-10 15:00 | 15:00 | 12.8598 | 60
2021-11-10 15:30 | 15:30 | 15.0558 | 60
2021-11-10 16:00 | 16:00 | 19.1039 | 60
2021-11-10 16:30 | 16:30 | 19.4034 | 60
2021-11-10 17:00 | 17:00 | 20.5077 | 60
2021-11-10 17:30 | 17:30 | 21.9255 | 60
2021-11-10 18:00 | 18:00 | 22.3714 | 60
2021-11-10 18:30 | 18:30 | 23.1427 | 60
2021-11-10 19:00 | 19:00 | 22.6104 | 60
2021-11-10 19:30 | 19:30 | 21.8816 | 60
2021-11-10 20:00 | 20:00 | 21.015 | 60
2021-11-10 20:30 | 20:30 | 19.8325 | 60
2021-11-10 21:00 | 21:00 | 18.3689 | 60
2021-11-10 21:30 | 21:30 | 16.9247 | 60
2021-11-10 22:00 | 22:00 | 15.808 | 60
2021-11-10 22:30 | 22:30 | 14.8815 | 60
2021-11-10 23:00 | 23:00 | 13.529 | 60
2021-11-10 23:30 | 23:30 | 12.4309 | 60
2021-11-11 | 0:00 | 11.6523 | 60
2021-11-11 00:30 | 0:30 | 11.0944 | 60
2021-11-11 01:00 | 1:00 | 10.9469 | 60
2021-11-11 01:30 | 1:30 | 10.6434 | 60
2021-11-11 02:00 | 2:00 | 10.3886 | 60
2021-11-11 02:30 | 2:30 | 10.3157 | 60
2021-11-11 03:00 | 3:00 | 10.3673 | 60
2021-11-11 03:30 | 3:30 | 10.2622 | 60
2021-11-11 04:00 | 4:00 | 10.4254 | 60
2021-11-11 04:30 | 4:30 | 10.4375 | 60
2021-11-11 05:00 | 5:00 | 10.6753 | 60
2021-11-11 05:30 | 5:30 | 9.9856 | 60
2021-11-11 06:00 | 6:00 | 10.328 | 60
2021-11-11 06:30 | 6:30 | 8.4963 | 60
2021-11-11 07:00 | 7:00 | 10.5953 | 60
2021-11-11 07:30 | 7:30 | 10.8043 | 60
2021-11-11 08:00 | 8:00 | 8.9684 | 60
2021-11-11 08:30 | 8:30 | 7.7472 | 60
2021-11-11 09:00 | 9:00 | 7.1723 | 60
2021-11-11 09:30 | 9:30 | 6.863 | 60
2021-11-11 10:00 | 10:00 | 7.9841 | 60
2021-11-11 10:30 | 10:30 | 8.1716 | 60
2021-11-11 11:00 | 11:00 | 12.495 | 60
2021-11-11 11:30 | 11:30 | 11.0186 | 60
2021-11-11 12:00 | 12:00 | 14.1011 | 60
2021-11-11 12:30 | 12:30 | 14.9681 | 60
2021-11-11 13:00 | 13:00 | 17.3989 | 60
2021-11-11 13:30 | 13:30 | 11.9709 | 60
2021-11-11 14:00 | 14:00 | 15.2893 | 60
2021-11-11 14:30 | 14:30 | 19.8172 | 60
2021-11-11 15:00 | 15:00 | 19.9798 | 60
2021-11-11 15:30 | 15:30 | 19.4556 | 60
2021-11-11 16:00 | 16:00 | 18.0333 | 60
2021-11-11 16:30 | 16:30 | 18.8943 | 60
2021-11-11 17:00 | 17:00 | 19.9014 | 60
2021-11-11 17:30 | 17:30 | 20.5702 | 60
2021-11-11 18:00 | 18:00 | 21.6685 | 60
2021-11-11 18:30 | 18:30 | 22.2227 | 60
2021-11-11 19:00 | 19:00 | 21.7556 | 60
2021-11-11 19:30 | 19:30 | 20.9714 | 60
2021-11-11 20:00 | 20:00 | 20.0869 | 60
2021-11-11 20:30 | 20:30 | 19.1759 | 60
2021-11-11 21:00 | 21:00 | 18.1105 | 60
2021-11-11 21:30 | 21:30 | 16.9632 | 60
2021-11-11 22:00 | 22:00 | 15.8116 | 60
2021-11-11 22:30 | 22:30 | 15.1464 | 60
2021-11-11 23:00 | 23:00 | 13.9202 | 60
2021-11-11 23:30 | 23:30 | 12.8725 | 60
2021-11-12 | 0:00 | 12.031 | 60
2021-11-12 00:30 | 0:30 | 11.5208 | 60
2021-11-12 01:00 | 1:00 | 11.0799 | 60
2021-11-12 01:30 | 1:30 | 10.763 | 60
2021-11-12 02:00 | 2:00 | 10.55 | 60
2021-11-12 02:30 | 2:30 | 10.471 | 60
2021-11-12 03:00 | 3:00 | 10.3575 | 60
2021-11-12 03:30 | 3:30 | 10.3323 | 60
2021-11-12 04:00 | 4:00 | 10.637 | 60
2021-11-12 04:30 | 4:30 | 10.7386 | 60
2021-11-12 05:00 | 5:00 | 10.9809 | 60
2021-11-12 05:30 | 5:30 | 11.2784 | 60
2021-11-12 06:00 | 6:00 | 12.1851 | 60
2021-11-12 06:30 | 6:30 | 12.7757 | 60
2021-11-12 07:00 | 7:00 | 12.621 | 60
2021-11-12 07:30 | 7:30 | 11.092 | 60
2021-11-12 08:00 | 8:00 | 8.9799 | 60
2021-11-12 08:30 | 8:30 | 11.1177 | 60
2021-11-12 09:00 | 9:00 | 7.3357 | 60
2021-11-12 09:30 | 9:30 | 6.0447 | 60
2021-11-12 10:00 | 10:00 | 10.3285 | 60
2021-11-12 10:30 | 10:30 | 6.0369 | 60
2021-11-12 11:00 | 11:00 | 7.068 | 60
2021-11-12 11:30 | 11:30 | 6.2686 | 60
2021-11-12 12:00 | 12:00 | 11.2315 | 60
2021-11-12 12:30 | 12:30 | 8.8973 | 60
2021-11-12 13:00 | 13:00 | 11.0863 | 60
2021-11-12 13:30 | 13:30 | 10.4941 | 60
2021-11-12 14:00 | 14:00 | 9.2725 | 60
2021-11-12 14:30 | 14:30 | 12.2282 | 60
2021-11-12 15:00 | 15:00 | 13.0632 | 60
2021-11-12 15:30 | 15:30 | 14.3306 | 60
2021-11-12 16:00 | 16:00 | 14.8491 | 60
2021-11-12 16:30 | 16:30 | 19.0186 | 60
2021-11-12 17:00 | 17:00 | 21.117 | 60
2021-11-12 17:30 | 17:30 | 21.7724 | 60
2021-11-12 18:00 | 18:00 | 22.1975 | 60
2021-11-12 18:30 | 18:30 | 22.7033 | 60
2021-11-12 19:00 | 19:00 | 22.3999 | 60
2021-11-12 19:30 | 19:30 | 21.8143 | 60
2021-11-12 20:00 | 20:00 | 20.8147 | 60
2021-11-12 20:30 | 20:30 | 19.5492 | 60
2021-11-12 21:00 | 21:00 | 18.3924 | 60
2021-11-12 21:30 | 21:30 | 17.3353 | 60
2021-11-12 22:00 | 22:00 | 16.1381 | 60
2021-11-12 22:30 | 22:30 | 15.2071 | 60
2021-11-12 23:00 | 23:00 | 13.9536 | 60
2021-11-12 23:30 | 23:30 | 12.6997 | 60
2021-11-13 | 0:00 | 11.6906 | 60
2021-11-13 00:30 | 0:30 | 11.0291 | 60
2021-11-13 01:00 | 1:00 | 10.4707 | 60
2021-11-13 01:30 | 1:30 | 10.1122 | 60
2021-11-13 02:00 | 2:00 | 9.8836 | 60
2021-11-13 02:30 | 2:30 | 9.6702 | 60
2021-11-13 03:00 | 3:00 | 9.4987 | 60
2021-11-13 03:30 | 3:30 | 9.3517 | 60
2021-11-13 04:00 | 4:00 | 9.4313 | 60
2021-11-13 04:30 | 4:30 | 9.2373 | 60
2021-11-13 05:00 | 5:00 | 8.9548 | 60
2021-11-13 05:30 | 5:30 | 7.588 | 60
2021-11-13 06:00 | 6:00 | 6.3097 | 60
2021-11-13 06:30 | 6:30 | 5.1102 | 60
2021-11-13 07:00 | 7:00 | 3.9249 | 60
2021-11-13 07:30 | 7:30 | 3.0771 | 60
2021-11-13 08:00 | 8:00 | 2.8695 | 60
2021-11-13 08:30 | 8:30 | 3.0462 | 60
2021-11-13 09:00 | 9:00 | 3.4255 | 60
2021-11-13 09:30 | 9:30 | 3.8875 | 60
2021-11-13 10:00 | 10:00 | 4.1734 | 60
2021-11-13 10:30 | 10:30 | 4.0748 | 60
2021-11-13 11:00 | 11:00 | 4.2291 | 60
2021-11-13 11:30 | 11:30 | 4.2049 | 60
2021-11-13 12:00 | 12:00 | 4.1939 | 60
2021-11-13 12:30 | 12:30 | 4.1351 | 60
2021-11-13 13:00 | 13:00 | 3.4901 | 60
2021-11-13 13:30 | 13:30 | 2.8054 | 60
2021-11-13 14:00 | 14:00 | 2.3739 | 60
2021-11-13 14:30 | 14:30 | 2.7838 | 60
2021-11-13 15:00 | 15:00 | 4.3873 | 60
2021-11-13 15:30 | 15:30 | 6.895 | 60
2021-11-13 16:00 | 16:00 | 9.4831 | 60
2021-11-13 16:30 | 16:30 | 11.8804 | 60
2021-11-13 17:00 | 17:00 | 14.0534 | 60
2021-11-13 17:30 | 17:30 | 15.767 | 60
2021-11-13 18:00 | 18:00 | 16.4723 | 60
2021-11-13 18:30 | 18:30 | 17.1081 | 60
2021-11-13 19:00 | 19:00 | 17.0273 | 60
2021-11-13 19:30 | 19:30 | 16.3906 | 60
2021-11-13 20:00 | 20:00 | 15.6974 | 60
2021-11-13 20:30 | 20:30 | 14.9463 | 60
2021-11-13 21:00 | 21:00 | 14.1583 | 60
2021-11-13 21:30 | 21:30 | 13.655 | 60
2021-11-13 22:00 | 22:00 | 12.8066 | 60
2021-11-13 22:30 | 22:30 | 12.3692 | 60
2021-11-13 23:00 | 23:00 | 11.4357 | 60
2021-11-13 23:30 | 23:30 | 10.6804 | 60
2021-11-14 | 0:00 | 10.0874 | 60
2021-11-14 00:30 | 0:30 | 9.6408 | 60
2021-11-14 01:00 | 1:00 | 9.4771 | 60
2021-11-14 01:30 | 1:30 | 9.2036 | 60
2021-11-14 02:00 | 2:00 | 9.0399 | 60
2021-11-14 02:30 | 2:30 | 8.9538 | 60
2021-11-14 03:00 | 3:00 | 8.8127 | 60
2021-11-14 03:30 | 3:30 | 8.6834 | 60
2021-11-14 04:00 | 4:00 | 8.7516 | 60
2021-11-14 04:30 | 4:30 | 8.5967 | 60
2021-11-14 05:00 | 5:00 | 8.1508 | 60
2021-11-14 05:30 | 5:30 | 6.8327 | 60
2021-11-14 06:00 | 6:00 | 5.5929 | 60
2021-11-14 06:30 | 6:30 | 4.4493 | 60
2021-11-14 07:00 | 7:00 | 3.6596 | 60
2021-11-14 07:30 | 7:30 | 3.1293 | 60
2021-11-14 08:00 | 8:00 | 2.9717 | 60
2021-11-14 08:30 | 8:30 | 3.1402 | 60
2021-11-14 09:00 | 9:00 | 3.4589 | 60
2021-11-14 09:30 | 9:30 | 3.9702 | 60
2021-11-14 10:00 | 10:00 | 4.1392 | 60
2021-11-14 10:30 | 10:30 | 4.3984 | 60
2021-11-14 11:00 | 11:00 | 4.4146 | 60
2021-11-14 11:30 | 11:30 | 4.1693 | 60
2021-11-14 12:00 | 12:00 | 3.8434 | 60
2021-11-14 12:30 | 12:30 | 3.5478 | 60
2021-11-14 13:00 | 13:00 | 2.9277 | 60
2021-11-14 13:30 | 13:30 | 2.297 | 60
2021-11-14 14:00 | 14:00 | 2.2512 | 60
2021-11-14 14:30 | 14:30 | 3.3528 | 60
2021-11-14 15:00 | 15:00 | 5.4378 | 60
2021-11-14 15:30 | 15:30 | 7.9568 | 60
2021-11-14 16:00 | 16:00 | 10.9036 | 60
2021-11-14 16:30 | 16:30 | 13.5051 | 60
2021-11-14 17:00 | 17:00 | 15.9013 | 60
2021-11-14 17:30 | 17:30 | 17.9134 | 60
2021-11-14 18:00 | 18:00 | 19.2615 | 60
2021-11-14 18:30 | 18:30 | 19.893 | 60
2021-11-14 19:00 | 19:00 | 19.6422 | 60
2021-11-14 19:30 | 19:30 | 18.5168 | 60
2021-11-14 20:00 | 20:00 | 17.5051 | 60
2021-11-14 20:30 | 20:30 | 16.4237 | 60
2021-11-14 21:00 | 21:00 | 15.1585 | 60
2021-11-14 21:30 | 21:30 | 14.1245 | 60
2021-11-14 22:00 | 22:00 | 13.0928 | 60
2021-11-14 22:30 | 22:30 | 12.3812 | 60
2021-11-14 23:00 | 23:00 | 11.3723 | 60
2021-11-14 23:30 | 23:30 | 10.6362 | 60
2021-11-15 | 0:00 | 10.0751 | 60
2021-11-15 00:30 | 0:30 | 9.5827 | 60
2021-11-15 01:00 | 1:00 | 9.3013 | 60
2021-11-15 01:30 | 1:30 | 9.2242 | 60
2021-11-15 02:00 | 2:00 | 9.0495 | 60
2021-11-15 02:30 | 2:30 | 8.9884 | 60
2021-11-15 03:00 | 3:00 | 8.9649 | 60
2021-11-15 03:30 | 3:30 | 9.0052 | 60
2021-11-15 04:00 | 4:00 | 9.1556 | 60
2021-11-15 04:30 | 4:30 | 9.2319 | 60
2021-11-15 05:00 | 5:00 | 9.2009 | 60
2021-11-15 05:30 | 5:30 | 7.9606 | 60
2021-11-15 06:00 | 6:00 | 6.8185 | 60
2021-11-15 06:30 | 6:30 | 5.5944 | 60
2021-11-15 07:00 | 7:00 | 4.5332 | 60
2021-11-15 07:30 | 7:30 | 3.2698 | 60
2021-11-15 08:00 | 8:00 | 2.7144 | 60
2021-11-15 08:30 | 8:30 | 3.0546 | 60
2021-11-15 09:00 | 9:00 | 3.5145 | 60
2021-11-15 09:30 | 9:30 | 3.8646 | 60
2021-11-15 10:00 | 10:00 | 4.118 | 60
2021-11-15 10:30 | 10:30 | 4.1557 | 60
2021-11-15 11:00 | 11:00 | 3.9956 | 60
2021-11-15 11:30 | 11:30 | 3.763 | 60
2021-11-15 12:00 | 12:00 | 3.1453 | 60
2021-11-15 12:30 | 12:30 | 2.9084 | 60
2021-11-15 13:00 | 13:00 | 2.3305 | 60
2021-11-15 13:30 | 13:30 | 1.755 | 60
2021-11-15 14:00 | 14:00 | 2.1439 | 60
2021-11-15 14:30 | 14:30 | 3.6797 | 60
2021-11-15 15:00 | 15:00 | 6.0365 | 60
2021-11-15 15:30 | 15:30 | 9.0478 | 60
2021-11-15 16:00 | 16:00 | 12.0807 | 60
2021-11-15 16:30 | 16:30 | 15.0036 | 60
2021-11-15 17:00 | 17:00 | 17.6205 | 60
2021-11-15 17:30 | 17:30 | 19.6688 | 60
2021-11-15 18:00 | 18:00 | 20.7249 | 60
2021-11-15 18:30 | 18:30 | 21.3248 | 60
2021-11-15 19:00 | 19:00 | 20.6525 | 60
2021-11-15 19:30 | 19:30 | 19.6466 | 60
2021-11-15 20:00 | 20:00 | 18.4494 | 60
2021-11-15 20:30 | 20:30 | 17.0442 | 60
2021-11-15 21:00 | 21:00 | 15.8991 | 60
2021-11-15 21:30 | 21:30 | 14.5563 | 60
2021-11-15 22:00 | 22:00 | 13.5377 | 60
2021-11-15 22:30 | 22:30 | 12.67 | 60
2021-11-15 23:00 | 23:00 | 11.8074 | 60
2021-11-15 23:30 | 23:30 | 10.7104 | 60
2021-11-16 | 0:00 | 10.1271 | 60
2021-11-16 00:30 | 0:30 | 9.7527 | 60
2021-11-16 01:00 | 1:00 | 9.4532 | 60
2021-11-16 01:30 | 1:30 | 9.2984 | 60
2021-11-16 02:00 | 2:00 | 9.1187 | 60
2021-11-16 02:30 | 2:30 | 8.9736 | 60
2021-11-16 03:00 | 3:00 | 8.9981 | 60
2021-11-16 03:30 | 3:30 | 8.9414 | 60
2021-11-16 04:00 | 4:00 | 9.219 | 60
2021-11-16 04:30 | 4:30 | 9.3858 | 60
2021-11-16 05:00 | 5:00 | 9.0975 | 60
2021-11-16 05:30 | 5:30 | 8.0735 | 60
2021-11-16 06:00 | 6:00 | 6.9473 | 60
2021-11-16 06:30 | 6:30 | 7.5479 | 60
2021-11-16 07:00 | 7:00 | 5.5747 | 60
2021-11-16 07:30 | 7:30 | 4.1802 | 60
2021-11-16 08:00 | 8:00 | 2.9843 | 60
2021-11-16 08:30 | 8:30 | 2.9716 | 60
2021-11-16 09:00 | 9:00 | 3.0904 | 60
2021-11-16 09:30 | 9:30 | 3.5444 | 60
2021-11-16 10:00 | 10:00 | 3.3537 | 60
2021-11-16 10:30 | 10:30 | 3.4689 | 60
2021-11-16 11:00 | 11:00 | 3.1382 | 60
2021-11-16 11:30 | 11:30 | 2.8243 | 60
2021-11-16 12:00 | 12:00 | 2.8067 | 60
2021-11-16 12:30 | 12:30 | 2.0273 | 60
2021-11-16 13:00 | 13:00 | 1.9506 | 60
2021-11-16 13:30 | 13:30 | 1.7834 | 60
2021-11-16 14:00 | 14:00 | 5.6578 | 60
2021-11-16 14:30 | 14:30 | 8.3869 | 60
2021-11-16 15:00 | 15:00 | 4.2631 | 60
2021-11-16 15:30 | 15:30 | 9.3673 | 60
2021-11-16 16:00 | 16:00 | 11.641 | 60
2021-11-16 16:30 | 16:30 | 14.5267 | 60
2021-11-16 17:00 | 17:00 | 17.2798 | 60
2021-11-16 17:30 | 17:30 | 18.9223 | 60
2021-11-16 18:00 | 18:00 | 19.8746 | 60
2021-11-16 18:30 | 18:30 | 20.6397 | 60
2021-11-16 19:00 | 19:00 | 20.2537 | 60
2021-11-16 19:30 | 19:30 | 19.3851 | 60
2021-11-16 20:00 | 20:00 | 18.5982 | 60
2021-11-16 20:30 | 20:30 | 17.4351 | 60
2021-11-16 21:00 | 21:00 | 16.1622 | 60
2021-11-16 21:30 | 21:30 | 15.0849 | 60
2021-11-16 22:00 | 22:00 | 13.9892 | 60
2021-11-16 22:30 | 22:30 | 13.1087 | 60
2021-11-16 23:00 | 23:00 | 11.8928 | 60
2021-11-16 23:30 | 23:30 | 11.0307 | 60
2021-11-17 | 0:00 | 10.4663 | 60
2021-11-17 00:30 | 0:30 | 10.0402 | 60
2021-11-17 01:00 | 1:00 | 9.7482 | 60
2021-11-17 01:30 | 1:30 | 9.6222 | 60
2021-11-17 02:00 | 2:00 | 9.3373 | 60
2021-11-17 02:30 | 2:30 | 9.1472 | 60
2021-11-17 03:00 | 3:00 | 9.1659 | 60
2021-11-17 03:30 | 3:30 | 9.1456 | 60
2021-11-17 04:00 | 4:00 | 9.4558 | 60
2021-11-17 04:30 | 4:30 | 9.5735 | 60
2021-11-17 05:00 | 5:00 | 9.8233 | 60
2021-11-17 05:30 | 5:30 | 9.3366 | 60
2021-11-17 06:00 | 6:00 | 7.4843 | 60
2021-11-17 06:30 | 6:30 | 8.1316 | 60
2021-11-17 07:00 | 7:00 | 9.2908 | 60
2021-11-17 07:30 | 7:30 | 5.4988 | 60
2021-11-17 08:00 | 8:00 | 2.7019 | 60
2021-11-17 08:30 | 8:30 | 2.7557 | 60
2021-11-17 09:00 | 9:00 | 2.4453 | 60
2021-11-17 09:30 | 9:30 | 2.3833 | 60
2021-11-17 10:00 | 10:00 | 2.8501 | 60
2021-11-17 10:30 | 10:30 | 2.4566 | 60
2021-11-17 11:00 | 11:00 | 2.1688 | 60
2021-11-17 11:30 | 11:30 | 2.9322 | 60
2021-11-17 12:00 | 12:00 | 2.6701 | 60
2021-11-17 12:30 | 12:30 | 2.2787 | 60
2021-11-17 13:00 | 13:00 | 3.8485 | 60
2021-11-17 13:30 | 13:30 | 3.4648 | 60
2021-11-17 14:00 | 14:00 | 4.6027 | 60
2021-11-17 14:30 | 14:30 | 6.5817 | 60
2021-11-17 15:00 | 15:00 | 9.159 | 60
2021-11-17 15:30 | 15:30 | 7.8523 | 60
2021-11-17 16:00 | 16:00 | 11.6955 | 60
2021-11-17 16:30 | 16:30 | 14.1874 | 60
2021-11-17 17:00 | 17:00 | 15.2933 | 60
2021-11-17 17:30 | 17:30 | 17.0493 | 60
2021-11-17 18:00 | 18:00 | 17.9665 | 60
2021-11-17 18:30 | 18:30 | 18.5786 | 60
2021-11-17 19:00 | 19:00 | 18.4036 | 60
2021-11-17 19:30 | 19:30 | 17.8005 | 60
2021-11-17 20:00 | 20:00 | 17.3346 | 60
2021-11-17 20:30 | 20:30 | 16.2134 | 60
2021-11-17 21:00 | 21:00 | 15.4531 | 60
2021-11-17 21:30 | 21:30 | 14.3665 | 60
2021-11-17 22:00 | 22:00 | 13.1182 | 60
2021-11-17 22:30 | 22:30 | 12.4573 | 60
2021-11-17 23:00 | 23:00 | 11.4069 | 60
2021-11-17 23:30 | 23:30 | 10.5586 | 60
2021-11-18 | 0:00 | 10.0957 | 60
2021-11-18 00:30 | 0:30 | 9.7686 | 60
2021-11-18 01:00 | 1:00 | 9.6476 | 60
2021-11-18 01:30 | 1:30 | 9.301 | 60
2021-11-18 02:00 | 2:00 | 9.1196 | 60
2021-11-18 02:30 | 2:30 | 9.0397 | 60
2021-11-18 03:00 | 3:00 | 9.0915 | 60
2021-11-18 03:30 | 3:30 | 9.1587 | 60
2021-11-18 04:00 | 4:00 | 9.2779 | 60
2021-11-18 04:30 | 4:30 | 9.4581 | 60
2021-11-18 05:00 | 5:00 | 9.8071 | 60
2021-11-18 05:30 | 5:30 | 9.6152 | 60
2021-11-18 06:00 | 6:00 | 9.6786 | 60
2021-11-18 06:30 | 6:30 | 9.258 | 60
2021-11-18 07:00 | 7:00 | 7.3964 | 60
2021-11-18 07:30 | 7:30 | 5.6587 | 60
2021-11-18 08:00 | 8:00 | 3.702 | 60
2021-11-18 08:30 | 8:30 | 5.7716 | 60
2021-11-18 09:00 | 9:00 | 8.6736 | 60
2021-11-18 09:30 | 9:30 | 5.2715 | 60
2021-11-18 10:00 | 10:00 | 2.6118 | 60
2021-11-18 10:30 | 10:30 | 2.5738 | 60
2021-11-18 11:00 | 11:00 | 2.4685 | 60
2021-11-18 11:30 | 11:30 | 2.6231 | 60
2021-11-18 12:00 | 12:00 | 3.9768 | 60
2021-11-18 12:30 | 12:30 | 2.4743 | 60
2021-11-18 13:00 | 13:00 | 2.425 | 60
2021-11-18 13:30 | 13:30 | 2.317 | 60
2021-11-18 14:00 | 14:00 | 3.6415 | 60
2021-11-18 14:30 | 14:30 | 4.1915 | 60
2021-11-18 15:00 | 15:00 | 10.7674 | 60
2021-11-18 15:30 | 15:30 | 12.9798 | 60
2021-11-18 16:00 | 16:00 | 14.3071 | 60
2021-11-18 16:30 | 16:30 | 13.6203 | 60
2021-11-18 17:00 | 17:00 | 13.8646 | 60
2021-11-18 17:30 | 17:30 | 15.1108 | 60
2021-11-18 18:00 | 18:00 | 16.9773 | 60
2021-11-18 18:30 | 18:30 | 17.914 | 60
2021-11-18 19:00 | 19:00 | 17.9997 | 60
2021-11-18 19:30 | 19:30 | 17.3539 | 60
2021-11-18 20:00 | 20:00 | 16.7626 | 60
2021-11-18 20:30 | 20:30 | 15.8791 | 60
2021-11-18 21:00 | 21:00 | 14.9742 | 60
2021-11-18 21:30 | 21:30 | 13.928 | 60
2021-11-18 22:00 | 22:00 | 12.906 | 60
2021-11-18 22:30 | 22:30 | 12.1823 | 60
2021-11-18 23:00 | 23:00 | 11.3407 | 60
2021-11-18 23:30 | 23:30 | 10.4751 | 60
2021-11-19 | 0:00 | 9.8432 | 60
2021-11-19 00:30 | 0:30 | 9.4686 | 60
2021-11-19 01:00 | 1:00 | 9.1818 | 60
2021-11-19 01:30 | 1:30 | 8.9136 | 60
2021-11-19 02:00 | 2:00 | 8.858 | 60
2021-11-19 02:30 | 2:30 | 8.7227 | 60
2021-11-19 03:00 | 3:00 | 8.7592 | 60
2021-11-19 03:30 | 3:30 | 8.6933 | 60
2021-11-19 04:00 | 4:00 | 8.9912 | 60
2021-11-19 04:30 | 4:30 | 9.1352 | 60
2021-11-19 05:00 | 5:00 | 9.1008 | 60
2021-11-19 05:30 | 5:30 | 8.2407 | 60
2021-11-19 06:00 | 6:00 | 7.197 | 60
2021-11-19 06:30 | 6:30 | 6.0178 | 60
2021-11-19 07:00 | 7:00 | 5.0494 | 60
2021-11-19 07:30 | 7:30 | 3.7988 | 60
2021-11-19 08:00 | 8:00 | 3.7966 | 60
2021-11-19 08:30 | 8:30 | 3.2633 | 60
2021-11-19 09:00 | 9:00 | 4.1819 | 60
2021-11-19 09:30 | 9:30 | 3.0061 | 60
2021-11-19 10:00 | 10:00 | 2.7004 | 60
2021-11-19 10:30 | 10:30 | 2.15 | 60
2021-11-19 11:00 | 11:00 | 2.9084 | 60
2021-11-19 11:30 | 11:30 | 2.193 | 60
2021-11-19 12:00 | 12:00 | 2.4735 | 60
2021-11-19 12:30 | 12:30 | 2.0561 | 60
2021-11-19 13:00 | 13:00 | 1.8925 | 60
2021-11-19 13:30 | 13:30 | 1.9594 | 60
2021-11-19 14:00 | 14:00 | 3.1516 | 60
2021-11-19 14:30 | 14:30 | 5.5408 | 60
2021-11-19 15:00 | 15:00 | 8.8977 | 60
2021-11-19 15:30 | 15:30 | 9.9685 | 60
2021-11-19 16:00 | 16:00 | 14.5242 | 60
2021-11-19 16:30 | 16:30 | 14.9037 | 60
2021-11-19 17:00 | 17:00 | 15.6898 | 60
2021-11-19 17:30 | 17:30 | 17.2802 | 60
2021-11-19 18:00 | 18:00 | 18.6012 | 60
2021-11-19 18:30 | 18:30 | 19.0979 | 60
2021-11-19 19:00 | 19:00 | 18.7551 | 60
2021-11-19 19:30 | 19:30 | 18.07 | 60
2021-11-19 20:00 | 20:00 | 17.4995 | 60
2021-11-19 20:30 | 20:30 | 16.5002 | 60
2021-11-19 21:00 | 21:00 | 15.6735 | 60
2021-11-19 21:30 | 21:30 | 14.7307 | 60
2021-11-19 22:00 | 22:00 | 13.6371 | 60
2021-11-19 22:30 | 22:30 | 12.9931 | 60
2021-11-19 23:00 | 23:00 | 12.1491 | 60
2021-11-19 23:30 | 23:30 | 11.3737 | 60
2021-11-20 | 0:00 | 10.6801 | 60
2021-11-20 00:30 | 0:30 | 10.1563 | 60
2021-11-20 01:00 | 1:00 | 9.7598 | 60
2021-11-20 01:30 | 1:30 | 9.6128 | 60
2021-11-20 02:00 | 2:00 | 9.4212 | 60
2021-11-20 02:30 | 2:30 | 9.2397 | 60
2021-11-20 03:00 | 3:00 | 9.1758 | 60
2021-11-20 03:30 | 3:30 | 9.0746 | 60
2021-11-20 04:00 | 4:00 | 9.133 | 60
2021-11-20 04:30 | 4:30 | 9.0839 | 60
2021-11-20 05:00 | 5:00 | 8.6288 | 60
2021-11-20 05:30 | 5:30 | 7.68 | 60
2021-11-20 06:00 | 6:00 | 6.6884 | 60
2021-11-20 06:30 | 6:30 | 5.5605 | 60
2021-11-20 07:00 | 7:00 | 4.704 | 60
2021-11-20 07:30 | 7:30 | 3.6594 | 60
2021-11-20 08:00 | 8:00 | 3.0281 | 60
2021-11-20 08:30 | 8:30 | 2.3781 | 60
2021-11-20 09:00 | 9:00 | 2.0263 | 60
2021-11-20 09:30 | 9:30 | 1.8124 | 60
2021-11-20 10:00 | 10:00 | 1.7003 | 60
2021-11-20 10:30 | 10:30 | 1.6607 | 60
2021-11-20 11:00 | 11:00 | 2.1367 | 60
2021-11-20 11:30 | 11:30 | 2.4333 | 60
2021-11-20 12:00 | 12:00 | 3.1162 | 60
2021-11-20 12:30 | 12:30 | 6.194 | 60
2021-11-20 13:00 | 13:00 | 5.8429 | 60
2021-11-20 13:30 | 13:30 | 9.9188 | 60
2021-11-20 14:00 | 14:00 | 11.0286 | 60
2021-11-20 14:30 | 14:30 | 14.5064 | 60
2021-11-20 15:00 | 15:00 | 17.1307 | 60
2021-11-20 15:30 | 15:30 | 18.505 | 60
2021-11-20 16:00 | 16:00 | 18.9654 | 60
2021-11-20 16:30 | 16:30 | 19.1438 | 60
2021-11-20 17:00 | 17:00 | 19.3871 | 60
2021-11-20 17:30 | 17:30 | 19.5951 | 60
2021-11-20 18:00 | 18:00 | 20.2256 | 60
2021-11-20 18:30 | 18:30 | 20.5818 | 60
2021-11-20 19:00 | 19:00 | 19.8737 | 60
2021-11-20 19:30 | 19:30 | 19.3409 | 60
2021-11-20 20:00 | 20:00 | 18.6248 | 60
2021-11-20 20:30 | 20:30 | 17.4256 | 60
2021-11-20 21:00 | 21:00 | 16.5598 | 60
2021-11-20 21:30 | 21:30 | 15.4592 | 60
2021-11-20 22:00 | 22:00 | 14.7318 | 60
2021-11-20 22:30 | 22:30 | 14.2045 | 60
2021-11-20 23:00 | 23:00 | 13.1052 | 60
2021-11-20 23:30 | 23:30 | 12.2261 | 60
2021-11-21 | 0:00 | 11.4857 | 60
2021-11-21 00:30 | 0:30 | 11.0118 | 60
2021-11-21 01:00 | 1:00 | 10.7131 | 60
2021-11-21 01:30 | 1:30 | 10.4054 | 60
2021-11-21 02:00 | 2:00 | 10.1966 | 60
2021-11-21 02:30 | 2:30 | 10.0143 | 60
2021-11-21 03:00 | 3:00 | 9.8035 | 60
2021-11-21 03:30 | 3:30 | 9.7476 | 60
2021-11-21 04:00 | 4:00 | 9.7092 | 60
2021-11-21 04:30 | 4:30 | 9.6496 | 60
2021-11-21 05:00 | 5:00 | 9.5743 | 60
2021-11-21 05:30 | 5:30 | 9.5305 | 60
2021-11-21 06:00 | 6:00 | 9.4726 | 60
2021-11-21 06:30 | 6:30 | 9.9517 | 60
2021-11-21 07:00 | 7:00 | 10.1107 | 60
2021-11-21 07:30 | 7:30 | 10.4206 | 60
2021-11-21 08:00 | 8:00 | 11.8052 | 60
2021-11-21 08:30 | 8:30 | 6.9764 | 60
2021-11-21 09:00 | 9:00 | 2.866 | 60
2021-11-21 09:30 | 9:30 | 10.0673 | 60
2021-11-21 10:00 | 10:00 | 12.9247 | 60
2021-11-21 10:30 | 10:30 | 12.875 | 60
2021-11-21 11:00 | 11:00 | 7.7028 | 60
2021-11-21 11:30 | 11:30 | 5.5336 | 60
2021-11-21 12:00 | 12:00 | 10.1633 | 60
2021-11-21 12:30 | 12:30 | 13.7266 | 60
2021-11-21 13:00 | 13:00 | 10.3254 | 60
2021-11-21 13:30 | 13:30 | 9.4111 | 60
2021-11-21 14:00 | 14:00 | 8.8637 | 60
2021-11-21 14:30 | 14:30 | 11.7347 | 60
2021-11-21 15:00 | 15:00 | 12.637 | 60
2021-11-21 15:30 | 15:30 | 11.0289 | 60
2021-11-21 16:00 | 16:00 | 15.8963 | 60
2021-11-21 16:30 | 16:30 | 17.1131 | 60
2021-11-21 17:00 | 17:00 | 18.7214 | 60
2021-11-21 17:30 | 17:30 | 20.1172 | 60
2021-11-21 18:00 | 18:00 | 20.8292 | 60
2021-11-21 18:30 | 18:30 | 21.1683 | 60
2021-11-21 19:00 | 19:00 | 20.472 | 60
2021-11-21 19:30 | 19:30 | 19.6107 | 60
2021-11-21 20:00 | 20:00 | 18.6593 | 60
2021-11-21 20:30 | 20:30 | 17.4261 | 60
2021-11-21 21:00 | 21:00 | 16.3487 | 60
2021-11-21 21:30 | 21:30 | 15.2695 | 60
2021-11-21 22:00 | 22:00 | 14.1027 | 60
2021-11-21 22:30 | 22:30 | 13.3796 | 60
2021-11-21 23:00 | 23:00 | 12.2727 | 60
2021-11-21 23:30 | 23:30 | 11.4426 | 60
2021-11-22 | 0:00 | 10.9445 | 60
2021-11-22 00:30 | 0:30 | 10.4078 | 60
2021-11-22 01:00 | 1:00 | 10.1088 | 60
2021-11-22 01:30 | 1:30 | 9.8843 | 60
2021-11-22 02:00 | 2:00 | 9.6755 | 60
2021-11-22 02:30 | 2:30 | 9.6288 | 60
2021-11-22 03:00 | 3:00 | 9.5864 | 60
2021-11-22 03:30 | 3:30 | 9.448 | 60
2021-11-22 04:00 | 4:00 | 9.8023 | 60
2021-11-22 04:30 | 4:30 | 9.8973 | 60
2021-11-22 05:00 | 5:00 | 10.3493 | 60
2021-11-22 05:30 | 5:30 | 10.5658 | 60
2021-11-22 06:00 | 6:00 | 10.9893 | 60
2021-11-22 06:30 | 6:30 | 11.6883 | 60
2021-11-22 07:00 | 7:00 | 11.4942 | 60
2021-11-22 07:30 | 7:30 | 10.8663 | 60
2021-11-22 08:00 | 8:00 | 7.2961 | 60
2021-11-22 08:30 | 8:30 | 8.1882 | 60
2021-11-22 09:00 | 9:00 | 13.2211 | 60
2021-11-22 09:30 | 9:30 | 12.5249 | 60
2021-11-22 10:00 | 10:00 | 10.6934 | 60
2021-11-22 10:30 | 10:30 | 10.4674 | 60
2021-11-22 11:00 | 11:00 | 9.3131 | 60
2021-11-22 11:30 | 11:30 | 9.3194 | 60
2021-11-22 12:00 | 12:00 | 10.2839 | 60
2021-11-22 12:30 | 12:30 | 7.6797 | 60
2021-11-22 13:00 | 13:00 | 5.7639 | 60
2021-11-22 13:30 | 13:30 | 4.7116 | 60
2021-11-22 14:00 | 14:00 | 3.8411 | 60
2021-11-22 14:30 | 14:30 | 6.9797 | 60
2021-11-22 15:00 | 15:00 | 8.0397 | 60
2021-11-22 15:30 | 15:30 | 8.5887 | 60
2021-11-22 16:00 | 16:00 | 10.0118 | 60
2021-11-22 16:30 | 16:30 | 12.5222 | 60
2021-11-22 17:00 | 17:00 | 15.7328 | 60
2021-11-22 17:30 | 17:30 | 18.2921 | 60
2021-11-22 18:00 | 18:00 | 19.5428 | 60
2021-11-22 18:30 | 18:30 | 20.3844 | 60
2021-11-22 19:00 | 19:00 | 19.8558 | 60
2021-11-22 19:30 | 19:30 | 19.0494 | 60
2021-11-22 20:00 | 20:00 | 17.9286 | 60
2021-11-22 20:30 | 20:30 | 16.8938 | 60
2021-11-22 21:00 | 21:00 | 15.7472 | 60
2021-11-22 21:30 | 21:30 | 14.6287 | 60
2021-11-22 22:00 | 22:00 | 13.6532 | 60
2021-11-22 22:30 | 22:30 | 12.8565 | 60
2021-11-22 23:00 | 23:00 | 11.8582 | 60
2021-11-22 23:30 | 23:30 | 11.1471 | 60
2021-11-23 | 0:00 | 10.3488 | 60
2021-11-23 00:30 | 0:30 | 9.7993 | 60
2021-11-23 01:00 | 1:00 | 9.6814 | 60
2021-11-23 01:30 | 1:30 | 9.4572 | 60
2021-11-23 02:00 | 2:00 | 9.3104 | 60
2021-11-23 02:30 | 2:30 | 9.1311 | 60
2021-11-23 03:00 | 3:00 | 9.2263 | 60
2021-11-23 03:30 | 3:30 | 9.1014 | 60
2021-11-23 04:00 | 4:00 | 9.3513 | 60
2021-11-23 04:30 | 4:30 | 9.5846 | 60
2021-11-23 05:00 | 5:00 | 9.8954 | 60
2021-11-23 05:30 | 5:30 | 8.7738 | 60
2021-11-23 06:00 | 6:00 | 8.4826 | 60
2021-11-23 06:30 | 6:30 | 8.6062 | 60
2021-11-23 07:00 | 7:00 | 9.9173 | 60
2021-11-23 07:30 | 7:30 | 13.1203 | 60
2021-11-23 08:00 | 8:00 | 6.6919 | 60
2021-11-23 08:30 | 8:30 | 4.0667 | 60
2021-11-23 09:00 | 9:00 | 5.13 | 60
2021-11-23 09:30 | 9:30 | 6.8264 | 60
2021-11-23 10:00 | 10:00 | 5.4517 | 60
2021-11-23 10:30 | 10:30 | 3.1147 | 60
2021-11-23 11:00 | 11:00 | 6.0822 | 60
2021-11-23 11:30 | 11:30 | 6.3517 | 60
2021-11-23 12:00 | 12:00 | 3.4599 | 60
2021-11-23 12:30 | 12:30 | 3.5268 | 60
2021-11-23 13:00 | 13:00 | 4.7236 | 60
2021-11-23 13:30 | 13:30 | 6.3896 | 60
2021-11-23 14:00 | 14:00 | 6.8874 | 60
2021-11-23 14:30 | 14:30 | 6.1243 | 60
2021-11-23 15:00 | 15:00 | 10.3818 | 60
2021-11-23 15:30 | 15:30 | 13.4268 | 60
2021-11-23 16:00 | 16:00 | 14.2111 | 60
2021-11-23 16:30 | 16:30 | 15.6367 | 60
2021-11-23 17:00 | 17:00 | 17.1086 | 60
2021-11-23 17:30 | 17:30 | 18.6282 | 60
2021-11-23 18:00 | 18:00 | 19.1757 | 60
2021-11-23 18:30 | 18:30 | 19.7779 | 60
2021-11-23 19:00 | 19:00 | 19.6075 | 60
2021-11-23 19:30 | 19:30 | 18.6171 | 60
2021-11-23 20:00 | 20:00 | 17.9998 | 60
2021-11-23 20:30 | 20:30 | 17.168 | 60
2021-11-23 21:00 | 21:00 | 16.0737 | 60
2021-11-23 21:30 | 21:30 | 15.0668 | 60
2021-11-23 22:00 | 22:00 | 14.0567 | 60
2021-11-23 22:30 | 22:30 | 13.033 | 60
2021-11-23 23:00 | 23:00 | 11.9831 | 60
2021-11-23 23:30 | 23:30 | 11.1491 | 60
2021-11-24 | 0:00 | 10.5905 | 60
2021-11-24 00:30 | 0:30 | 10.1302 | 60
2021-11-24 01:00 | 1:00 | 9.9465 | 60
2021-11-24 01:30 | 1:30 | 9.7717 | 60
2021-11-24 02:00 | 2:00 | 9.6917 | 60
2021-11-24 02:30 | 2:30 | 9.5526 | 60
2021-11-24 03:00 | 3:00 | 9.5537 | 60
2021-11-24 03:30 | 3:30 | 9.3997 | 60
2021-11-24 04:00 | 4:00 | 9.6797 | 60
2021-11-24 04:30 | 4:30 | 9.9968 | 60
2021-11-24 05:00 | 5:00 | 10.2739 | 60
2021-11-24 05:30 | 5:30 | 10.8308 | 60
2021-11-24 06:00 | 6:00 | 10.9859 | 60
2021-11-24 06:30 | 6:30 | 11.9299 | 60
2021-11-24 07:00 | 7:00 | 12.9672 | 60
2021-11-24 07:30 | 7:30 | 13.0535 | 60
2021-11-24 08:00 | 8:00 | 12.4376 | 60
2021-11-24 08:30 | 8:30 | 10.5958 | 60
2021-11-24 09:00 | 9:00 | 6.4841 | 60
2021-11-24 09:30 | 9:30 | 8.9048 | 60
2021-11-24 10:00 | 10:00 | 11.1097 | 60
2021-11-24 10:30 | 10:30 | 9.61 | 60
2021-11-24 11:00 | 11:00 | 9.2186 | 60
2021-11-24 11:30 | 11:30 | 10.8306 | 60
2021-11-24 12:00 | 12:00 | 11.0171 | 60
2021-11-24 12:30 | 12:30 | 9.1181 | 60
2021-11-24 13:00 | 13:00 | 10.1045 | 60
2021-11-24 13:30 | 13:30 | 8.9397 | 60
2021-11-24 14:00 | 14:00 | 8.5545 | 60
2021-11-24 14:30 | 14:30 | 10.3471 | 60
2021-11-24 15:00 | 15:00 | 11.8345 | 60
2021-11-24 15:30 | 15:30 | 14.572 | 60
2021-11-24 16:00 | 16:00 | 15.7869 | 60
2021-11-24 16:30 | 16:30 | 16.5095 | 60
2021-11-24 17:00 | 17:00 | 16.5333 | 60
2021-11-24 17:30 | 17:30 | 18.16 | 60
2021-11-24 18:00 | 18:00 | 19.3794 | 60
2021-11-24 18:30 | 18:30 | 20.1622 | 60
2021-11-24 19:00 | 19:00 | 19.8878 | 60
2021-11-24 19:30 | 19:30 | 18.9659 | 60
2021-11-24 20:00 | 20:00 | 18.2014 | 60
2021-11-24 20:30 | 20:30 | 17.1984 | 60
2021-11-24 21:00 | 21:00 | 16.3176 | 60
2021-11-24 21:30 | 21:30 | 15.184 | 60
2021-11-24 22:00 | 22:00 | 14.0688 | 60
2021-11-24 22:30 | 22:30 | 13.2985 | 60
2021-11-24 23:00 | 23:00 | 12.203 | 60
2021-11-24 23:30 | 23:30 | 11.449 | 60
2021-11-25 | 0:00 | 10.8582 | 60
2021-11-25 00:30 | 0:30 | 10.3821 | 60
2021-11-25 01:00 | 1:00 | 10.096 | 60
2021-11-25 01:30 | 1:30 | 9.8532 | 60
2021-11-25 02:00 | 2:00 | 9.639 | 60
2021-11-25 02:30 | 2:30 | 9.5764 | 60
2021-11-25 03:00 | 3:00 | 9.4884 | 60
2021-11-25 03:30 | 3:30 | 9.5328 | 60
2021-11-25 04:00 | 4:00 | 9.7321 | 60
2021-11-25 04:30 | 4:30 | 9.8149 | 60
2021-11-25 05:00 | 5:00 | 9.9629 | 60
2021-11-25 05:30 | 5:30 | 9.9357 | 60
2021-11-25 06:00 | 6:00 | 10.3627 | 60
2021-11-25 06:30 | 6:30 | 8.9832 | 60
2021-11-25 07:00 | 7:00 | 8.2357 | 60
2021-11-25 07:30 | 7:30 | 11.2372 | 60
2021-11-25 08:00 | 8:00 | 13.1422 | 60
2021-11-25 08:30 | 8:30 | 12.8247 | 60
2021-11-25 09:00 | 9:00 | 11.5636 | 60
2021-11-25 09:30 | 9:30 | 9.676 | 60
2021-11-25 10:00 | 10:00 | 10.26 | 60
2021-11-25 10:30 | 10:30 | 9.6952 | 60
2021-11-25 11:00 | 11:00 | 10.6491 | 60
2021-11-25 11:30 | 11:30 | 8.87 | 60
2021-11-25 12:00 | 12:00 | 10.3505 | 60
2021-11-25 12:30 | 12:30 | 9.7884 | 60
2021-11-25 13:00 | 13:00 | 11.4076 | 60
2021-11-25 13:30 | 13:30 | 8.8949 | 60
2021-11-25 14:00 | 14:00 | 10.1525 | 60
2021-11-25 14:30 | 14:30 | 11.7697 | 60
2021-11-25 15:00 | 15:00 | 14.2895 | 60
2021-11-25 15:30 | 15:30 | 15.0343 | 60
2021-11-25 16:00 | 16:00 | 15.5379 | 60
2021-11-25 16:30 | 16:30 | 16.1367 | 60
2021-11-25 17:00 | 17:00 | 16.7028 | 60
2021-11-25 17:30 | 17:30 | 18.6343 | 60
2021-11-25 18:00 | 18:00 | 19.7619 | 60
2021-11-25 18:30 | 18:30 | 20.5147 | 60
2021-11-25 19:00 | 19:00 | 20.0064 | 60
2021-11-25 19:30 | 19:30 | 19.302 | 60
2021-11-25 20:00 | 20:00 | 18.6814 | 60
2021-11-25 20:30 | 20:30 | 17.7084 | 60
2021-11-25 21:00 | 21:00 | 16.7811 | 60
2021-11-25 21:30 | 21:30 | 15.798 | 60
2021-11-25 22:00 | 22:00 | 14.7321 | 60
2021-11-25 22:30 | 22:30 | 13.7448 | 60
2021-11-25 23:00 | 23:00 | 12.7345 | 60
2021-11-25 23:30 | 23:30 | 11.8952 | 60
2021-11-26 | 0:00 | 11.2828 | 60
2021-11-26 00:30 | 0:30 | 10.9681 | 60
2021-11-26 01:00 | 1:00 | 10.3217 | 60
2021-11-26 01:30 | 1:30 | 10.1001 | 60
2021-11-26 02:00 | 2:00 | 10.0965 | 60
2021-11-26 02:30 | 2:30 | 9.8581 | 60
2021-11-26 03:00 | 3:00 | 9.8898 | 60
2021-11-26 03:30 | 3:30 | 9.8142 | 60
2021-11-26 04:00 | 4:00 | 10.1749 | 60
2021-11-26 04:30 | 4:30 | 10.55 | 60
2021-11-26 05:00 | 5:00 | 10.9849 | 60
2021-11-26 05:30 | 5:30 | 9.9229 | 60
2021-11-26 06:00 | 6:00 | 10.7156 | 60
2021-11-26 06:30 | 6:30 | 10.448 | 60
2021-11-26 07:00 | 7:00 | 13.5329 | 60
2021-11-26 07:30 | 7:30 | 14.3105 | 60
2021-11-26 08:00 | 8:00 | 15.4727 | 60
2021-11-26 08:30 | 8:30 | 14.0502 | 60
2021-11-26 09:00 | 9:00 | 15.2273 | 60
2021-11-26 09:30 | 9:30 | 13.7743 | 60
2021-11-26 10:00 | 10:00 | 7.6138 | 60
2021-11-26 10:30 | 10:30 | 10.2741 | 60
2021-11-26 11:00 | 11:00 | 9.1346 | 60
2021-11-26 11:30 | 11:30 | 6.0412 | 60
2021-11-26 12:00 | 12:00 | 9.7584 | 60
2021-11-26 12:30 | 12:30 | 6.0623 | 60
2021-11-26 13:00 | 13:00 | 6.4916 | 60
2021-11-26 13:30 | 13:30 | 4.0114 | 60
2021-11-26 14:00 | 14:00 | 7.8566 | 60
2021-11-26 14:30 | 14:30 | 9.8561 | 60
2021-11-26 15:00 | 15:00 | 12.6634 | 60
2021-11-26 15:30 | 15:30 | 17.3727 | 60
2021-11-26 16:00 | 16:00 | 18.4997 | 60
2021-11-26 16:30 | 16:30 | 18.316 | 60
2021-11-26 17:00 | 17:00 | 19.4089 | 60
2021-11-26 17:30 | 17:30 | 20.0244 | 60
2021-11-26 18:00 | 18:00 | 21.0223 | 60
2021-11-26 18:30 | 18:30 | 21.4344 | 60
2021-11-26 19:00 | 19:00 | 21.2308 | 60
2021-11-26 19:30 | 19:30 | 20.5032 | 60
2021-11-26 20:00 | 20:00 | 20.1071 | 60
2021-11-26 20:30 | 20:30 | 19.1008 | 60
2021-11-26 21:00 | 21:00 | 18.193 | 60
2021-11-26 21:30 | 21:30 | 17.2059 | 60
2021-11-26 22:00 | 22:00 | 16.1755 | 60
2021-11-26 22:30 | 22:30 | 15.4548 | 60
2021-11-26 23:00 | 23:00 | 14.4302 | 60
2021-11-26 23:30 | 23:30 | 13.3286 | 60
2021-11-27 | 0:00 | 12.6195 | 60
2021-11-27 00:30 | 0:30 | 11.9438 | 60
2021-11-27 01:00 | 1:00 | 11.5102 | 60
2021-11-27 01:30 | 1:30 | 11.1721 | 60
2021-11-27 02:00 | 2:00 | 10.9829 | 60
2021-11-27 02:30 | 2:30 | 10.4962 | 60
2021-11-27 03:00 | 3:00 | 10.3023 | 60
2021-11-27 03:30 | 3:30 | 10.0985 | 60
2021-11-27 04:00 | 4:00 | 10.0747 | 60
2021-11-27 04:30 | 4:30 | 10.0915 | 60
2021-11-27 05:00 | 5:00 | 10.249 | 60
2021-11-27 05:30 | 5:30 | 9.8744 | 60
2021-11-27 06:00 | 6:00 | 9.8111 | 60
2021-11-27 06:30 | 6:30 | 9.3295 | 60
2021-11-27 07:00 | 7:00 | 7.2327 | 60
2021-11-27 07:30 | 7:30 | 6.5027 | 60
2021-11-27 08:00 | 8:00 | 7.1742 | 60
2021-11-27 08:30 | 8:30 | 7.7054 | 60
2021-11-27 09:00 | 9:00 | 3.6886 | 60
2021-11-27 09:30 | 9:30 | 5.2046 | 60
2021-11-27 10:00 | 10:00 | 6.8302 | 60
2021-11-27 10:30 | 10:30 | 7.6617 | 60
2021-11-27 11:00 | 11:00 | 4.9508 | 60
2021-11-27 11:30 | 11:30 | 5.4149 | 60
2021-11-27 12:00 | 12:00 | 6.8231 | 60
2021-11-27 12:30 | 12:30 | 7.5449 | 60
2021-11-27 13:00 | 13:00 | 8.4933 | 60
2021-11-27 13:30 | 13:30 | 8.349 | 60
2021-11-27 14:00 | 14:00 | 10.3707 | 60
2021-11-27 14:30 | 14:30 | 11.8485 | 60
2021-11-27 15:00 | 15:00 | 12.8857 | 60
2021-11-27 15:30 | 15:30 | 14.0951 | 60
2021-11-27 16:00 | 16:00 | 15.4421 | 60
2021-11-27 16:30 | 16:30 | 15.7375 | 60
2021-11-27 17:00 | 17:00 | 16.633 | 60
2021-11-27 17:30 | 17:30 | 16.7918 | 60
2021-11-27 18:00 | 18:00 | 17.8194 | 60
2021-11-27 18:30 | 18:30 | 18.838 | 60
2021-11-27 19:00 | 19:00 | 18.5936 | 60
2021-11-27 19:30 | 19:30 | 17.9344 | 60
2021-11-27 20:00 | 20:00 | 17.2516 | 60
2021-11-27 20:30 | 20:30 | 16.4 | 60
2021-11-27 21:00 | 21:00 | 15.7687 | 60
2021-11-27 21:30 | 21:30 | 15.0934 | 60
2021-11-27 22:00 | 22:00 | 14.423 | 60
2021-11-27 22:30 | 22:30 | 13.8164 | 60
2021-11-27 23:00 | 23:00 | 12.9672 | 60
2021-11-27 23:30 | 23:30 | 12.1108 | 60
2021-11-28 | 0:00 | 11.3434 | 60
2021-11-28 00:30 | 0:30 | 11.0462 | 60
2021-11-28 01:00 | 1:00 | 10.6525 | 60
2021-11-28 01:30 | 1:30 | 10.3298 | 60
2021-11-28 02:00 | 2:00 | 10.1455 | 60
2021-11-28 02:30 | 2:30 | 10.0302 | 60
2021-11-28 03:00 | 3:00 | 9.829 | 60
2021-11-28 03:30 | 3:30 | 9.7762 | 60
2021-11-28 04:00 | 4:00 | 9.701 | 60
2021-11-28 04:30 | 4:30 | 9.4338 | 60
2021-11-28 05:00 | 5:00 | 9.4566 | 60
2021-11-28 05:30 | 5:30 | 9.0865 | 60
2021-11-28 06:00 | 6:00 | 9.4558 | 60
2021-11-28 06:30 | 6:30 | 9.0575 | 60
2021-11-28 07:00 | 7:00 | 8.5656 | 60
2021-11-28 07:30 | 7:30 | 5.3204 | 60
2021-11-28 08:00 | 8:00 | 3.4984 | 60
2021-11-28 08:30 | 8:30 | 4.4367 | 60
2021-11-28 09:00 | 9:00 | 4.0333 | 60
2021-11-28 09:30 | 9:30 | 2.4288 | 60
2021-11-28 10:00 | 10:00 | 2.1661 | 60
2021-11-28 10:30 | 10:30 | 2.2068 | 60
2021-11-28 11:00 | 11:00 | 2.1776 | 60
2021-11-28 11:30 | 11:30 | 2.5708 | 60
2021-11-28 12:00 | 12:00 | 2.5419 | 60
2021-11-28 12:30 | 12:30 | 3.3688 | 60
2021-11-28 13:00 | 13:00 | 3.8104 | 60
2021-11-28 13:30 | 13:30 | 6.8609 | 60
2021-11-28 14:00 | 14:00 | 5.5576 | 60
2021-11-28 14:30 | 14:30 | 10.8311 | 60
2021-11-28 15:00 | 15:00 | 10.5115 | 60
2021-11-28 15:30 | 15:30 | 9.6033 | 60
2021-11-28 16:00 | 16:00 | 13.7718 | 60
2021-11-28 16:30 | 16:30 | 15.9165 | 60
2021-11-28 17:00 | 17:00 | 17.327 | 60
2021-11-28 17:30 | 17:30 | 19.1943 | 60
2021-11-28 18:00 | 18:00 | 19.7075 | 60
2021-11-28 18:30 | 18:30 | 20.2863 | 60
2021-11-28 19:00 | 19:00 | 19.9259 | 60
2021-11-28 19:30 | 19:30 | 19.3873 | 60
2021-11-28 20:00 | 20:00 | 18.3396 | 60
2021-11-28 20:30 | 20:30 | 17.1008 | 60
2021-11-28 21:00 | 21:00 | 16.0755 | 60
2021-11-28 21:30 | 21:30 | 14.8396 | 60
2021-11-28 22:00 | 22:00 | 13.9358 | 60
2021-11-28 22:30 | 22:30 | 13.3566 | 60
2021-11-28 23:00 | 23:00 | 12.2899 | 60
2021-11-28 23:30 | 23:30 | 11.3935 | 60
2021-11-29 | 0:00 | 10.8771 | 60
2021-11-29 00:30 | 0:30 | 10.3928 | 60
2021-11-29 01:00 | 1:00 | 10.1611 | 60
2021-11-29 01:30 | 1:30 | 9.951 | 60
2021-11-29 02:00 | 2:00 | 9.8842 | 60
2021-11-29 02:30 | 2:30 | 9.7231 | 60
2021-11-29 03:00 | 3:00 | 9.6106 | 60
2021-11-29 03:30 | 3:30 | 9.6724 | 60
2021-11-29 04:00 | 4:00 | 9.8259 | 60
2021-11-29 04:30 | 4:30 | 10.1023 | 60
2021-11-29 05:00 | 5:00 | 10.2665 | 60
2021-11-29 05:30 | 5:30 | 9.9571 | 60
2021-11-29 06:00 | 6:00 | 9.3487 | 60
2021-11-29 06:30 | 6:30 | 7.935 | 60
2021-11-29 07:00 | 7:00 | 7.9838 | 60
2021-11-29 07:30 | 7:30 | 7.6235 | 60
2021-11-29 08:00 | 8:00 | 5.0117 | 60
2021-11-29 08:30 | 8:30 | 3.6046 | 60
2021-11-29 09:00 | 9:00 | 2.7682 | 60
2021-11-29 09:30 | 9:30 | 2.0656 | 60
2021-11-29 10:00 | 10:00 | 3.4252 | 60
2021-11-29 10:30 | 10:30 | 4.0202 | 60
2021-11-29 11:00 | 11:00 | 3.839 | 60
2021-11-29 11:30 | 11:30 | 3.2094 | 60
2021-11-29 12:00 | 12:00 | 1.9869 | 60
2021-11-29 12:30 | 12:30 | 2.7789 | 60
2021-11-29 13:00 | 13:00 | 5.5193 | 60
2021-11-29 13:30 | 13:30 | 5.1234 | 60
2021-11-29 14:00 | 14:00 | 4.5667 | 60
2021-11-29 14:30 | 14:30 | 10.2333 | 60
2021-11-29 15:00 | 15:00 | 11.6826 | 60
2021-11-29 15:30 | 15:30 | 11.503 | 60
2021-11-29 16:00 | 16:00 | 13.2807 | 60
2021-11-29 16:30 | 16:30 | 15.2212 | 60
2021-11-29 17:00 | 17:00 | 16.6794 | 60
2021-11-29 17:30 | 17:30 | 18.5063 | 60
2021-11-29 18:00 | 18:00 | 19.6199 | 60
2021-11-29 18:30 | 18:30 | 20.5363 | 60
2021-11-29 19:00 | 19:00 | 20.4379 | 60
2021-11-29 19:30 | 19:30 | 19.765 | 60
2021-11-29 20:00 | 20:00 | 18.9991 | 60
2021-11-29 20:30 | 20:30 | 17.9239 | 60
2021-11-29 21:00 | 21:00 | 17.0423 | 60
2021-11-29 21:30 | 21:30 | 15.7349 | 60
2021-11-29 22:00 | 22:00 | 14.6194 | 60
2021-11-29 22:30 | 22:30 | 13.7432 | 60
2021-11-29 23:00 | 23:00 | 12.6102 | 60
2021-11-29 23:30 | 23:30 | 11.7675 | 60
2021-11-30 | 0:00 | 11.0912 | 60
2021-11-30 00:30 | 0:30 | 10.6887 | 60
2021-11-30 01:00 | 1:00 | 10.4649 | 60
2021-11-30 01:30 | 1:30 | 10.3407 | 60
2021-11-30 02:00 | 2:00 | 10.1937 | 60
2021-11-30 02:30 | 2:30 | 9.9957 | 60
2021-11-30 03:00 | 3:00 | 9.905 | 60
2021-11-30 03:30 | 3:30 | 10.0255 | 60
2021-11-30 04:00 | 4:00 | 10.087 | 60
2021-11-30 04:30 | 4:30 | 10.2706 | 60
2021-11-30 05:00 | 5:00 | 10.6798 | 60
2021-11-30 05:30 | 5:30 | 11.0885 | 60
2021-11-30 06:00 | 6:00 | 11.9515 | 60
2021-11-30 06:30 | 6:30 | 12.7889 | 60
2021-11-30 07:00 | 7:00 | 13.8334 | 60
2021-11-30 07:30 | 7:30 | 14.2443 | 60
2021-11-30 08:00 | 8:00 | 14.1231 | 60
2021-11-30 08:30 | 8:30 | 11.9421 | 60
2021-11-30 09:00 | 9:00 | 11.1763 | 60
2021-11-30 09:30 | 9:30 | 11.7747 | 60
2021-11-30 10:00 | 10:00 | 12.1145 | 60
2021-11-30 10:30 | 10:30 | 12.0352 | 60
2021-11-30 11:00 | 11:00 | 10.9356 | 60
2021-11-30 11:30 | 11:30 | 10.001 | 60
2021-11-30 12:00 | 12:00 | 9.3946 | 60
2021-11-30 12:30 | 12:30 | 9.7015 | 60
2021-11-30 13:00 | 13:00 | 7.7546 | 60
2021-11-30 13:30 | 13:30 | 11.1697 | 60
2021-11-30 14:00 | 14:00 | 12.565 | 60
2021-11-30 14:30 | 14:30 | 12.4961 | 60
2021-11-30 15:00 | 15:00 | 13.0933 | 60
2021-11-30 15:30 | 15:30 | 13.8476 | 60
2021-11-30 16:00 | 16:00 | 15.2919 | 60
2021-11-30 16:30 | 16:30 | 16.4278 | 60
2021-11-30 17:00 | 17:00 | 17.5659 | 60
2021-11-30 17:30 | 17:30 | 18.7667 | 60
2021-11-30 18:00 | 18:00 | 19.3255 | 60
2021-11-30 18:30 | 18:30 | 20.1229 | 60
2021-11-30 19:00 | 19:00 | 19.415 | 60
2021-11-30 19:30 | 19:30 | 18.6749 | 60
2021-11-30 20:00 | 20:00 | 18.1374 | 60
2021-11-30 20:30 | 20:30 | 17.1774 | 60
2021-11-30 21:00 | 21:00 | 16.1182 | 60
2021-11-30 21:30 | 21:30 | 15.0584 | 60
2021-11-30 22:00 | 22:00 | 13.8852 | 60
2021-11-30 22:30 | 22:30 | 13.2093 | 60
2021-11-30 23:00 | 23:00 | 12.3234 | 60
2021-11-30 23:30 | 23:30 | 11.4481 | 60
2021-12-01 | 0:00 | 10.7884 | 60
2021-12-01 00:30 | 0:30 | 10.3452 | 60
2021-12-01 01:00 | 1:00 | 10.1689 | 60
2021-12-01 01:30 | 1:30 | 9.9756 | 60
2021-12-01 02:00 | 2:00 | 9.7756 | 60
2021-12-01 02:30 | 2:30 | 9.5922 | 60
2021-12-01 03:00 | 3:00 | 9.6372 | 60
2021-12-01 03:30 | 3:30 | 9.6234 | 60
2021-12-01 04:00 | 4:00 | 9.8852 | 60
2021-12-01 04:30 | 4:30 | 10.0504 | 60
2021-12-01 05:00 | 5:00 | 10.4462 | 60
2021-12-01 05:30 | 5:30 | 10.2454 | 60
2021-12-01 06:00 | 6:00 | 10.3583 | 60
2021-12-01 06:30 | 6:30 | 9.9191 | 60
2021-12-01 07:00 | 7:00 | 10.9384 | 60
2021-12-01 07:30 | 7:30 | 12.4038 | 60
2021-12-01 08:00 | 8:00 | 12.1531 | 60
2021-12-01 08:30 | 8:30 | 11.3024 | 60
2021-12-01 09:00 | 9:00 | 10.834 | 60
2021-12-01 09:30 | 9:30 | 9.2738 | 60
2021-12-01 10:00 | 10:00 | 8.5363 | 60
2021-12-01 10:30 | 10:30 | 7.7896 | 60
2021-12-01 11:00 | 11:00 | 9.6415 | 60
2021-12-01 11:30 | 11:30 | 15.2209 | 60
2021-12-01 12:00 | 12:00 | 15.3914 | 60
2021-12-01 12:30 | 12:30 | 15.3478 | 60
2021-12-01 13:00 | 13:00 | 14.8825 | 60
2021-12-01 13:30 | 13:30 | 13.8485 | 60
2021-12-01 14:00 | 14:00 | 13.783 | 60
2021-12-01 14:30 | 14:30 | 12.2548 | 60
2021-12-01 15:00 | 15:00 | 12.5248 | 60
2021-12-01 15:30 | 15:30 | 11.8988 | 60
2021-12-01 16:00 | 16:00 | 13.611 | 60
2021-12-01 16:30 | 16:30 | 13.9166 | 60
2021-12-01 17:00 | 17:00 | 15.4439 | 60
2021-12-01 17:30 | 17:30 | 17.2985 | 60
2021-12-01 18:00 | 18:00 | 19.255 | 60
2021-12-01 18:30 | 18:30 | 20.4403 | 60
2021-12-01 19:00 | 19:00 | 20.2983 | 60
2021-12-01 19:30 | 19:30 | 19.5633 | 60
2021-12-01 20:00 | 20:00 | 19.123 | 60
2021-12-01 20:30 | 20:30 | 17.8881 | 60
2021-12-01 21:00 | 21:00 | 16.9744 | 60
2021-12-01 21:30 | 21:30 | 15.7386 | 60
2021-12-01 22:00 | 22:00 | 14.6035 | 60
2021-12-01 22:30 | 22:30 | 13.8004 | 60
2021-12-01 23:00 | 23:00 | 12.6637 | 60
2021-12-01 23:30 | 23:30 | 11.868 | 60
2021-12-02 | 0:00 | 11.2656 | 60
2021-12-02 00:30 | 0:30 | 10.7376 | 60
2021-12-02 01:00 | 1:00 | 10.503 | 60
2021-12-02 01:30 | 1:30 | 10.219 | 60
2021-12-02 02:00 | 2:00 | 10.0268 | 60
2021-12-02 02:30 | 2:30 | 9.9918 | 60
2021-12-02 03:00 | 3:00 | 9.9493 | 60
2021-12-02 03:30 | 3:30 | 9.8438 | 60
2021-12-02 04:00 | 4:00 | 10.0002 | 60
2021-12-02 04:30 | 4:30 | 10.1289 | 60
2021-12-02 05:00 | 5:00 | 9.9707 | 60
2021-12-02 05:30 | 5:30 | 9.3353 | 60
2021-12-02 06:00 | 6:00 | 9.3359 | 60
2021-12-02 06:30 | 6:30 | 8.5231 | 60
2021-12-02 07:00 | 7:00 | 8.1947 | 60
2021-12-02 07:30 | 7:30 | 6.5995 | 60
2021-12-02 08:00 | 8:00 | 4.9816 | 60
2021-12-02 08:30 | 8:30 | 3.5734 | 60
2021-12-02 09:00 | 9:00 | 2.2965 | 60
2021-12-02 09:30 | 9:30 | 1.8902 | 60
2021-12-02 10:00 | 10:00 | 1.7279 | 60
2021-12-02 10:30 | 10:30 | 3.5729 | 60
2021-12-02 11:00 | 11:00 | 5.863 | 60
2021-12-02 11:30 | 11:30 | 8.316 | 60
2021-12-02 12:00 | 12:00 | 5.5402 | 60
2021-12-02 12:30 | 12:30 | 7.5407 | 60
2021-12-02 13:00 | 13:00 | 6.4553 | 60
2021-12-02 13:30 | 13:30 | 10.4645 | 60
2021-12-02 14:00 | 14:00 | 12.0763 | 60
2021-12-02 14:30 | 14:30 | 12.7018 | 60
2021-12-02 15:00 | 15:00 | 8.3519 | 60
2021-12-02 15:30 | 15:30 | 10.0125 | 60
2021-12-02 16:00 | 16:00 | 13.2571 | 60
2021-12-02 16:30 | 16:30 | 16.2294 | 60
2021-12-02 17:00 | 17:00 | 18.5921 | 60
2021-12-02 17:30 | 17:30 | 20.2546 | 60
2021-12-02 18:00 | 18:00 | 21.3648 | 60
2021-12-02 18:30 | 18:30 | 21.8341 | 60
2021-12-02 19:00 | 19:00 | 21.8609 | 60
2021-12-02 19:30 | 19:30 | 21.3085 | 60
2021-12-02 20:00 | 20:00 | 20.5442 | 60
2021-12-02 20:30 | 20:30 | 19.2759 | 60
2021-12-02 21:00 | 21:00 | 17.9728 | 60
2021-12-02 21:30 | 21:30 | 16.7371 | 60
2021-12-02 22:00 | 22:00 | 15.6156 | 60
2021-12-02 22:30 | 22:30 | 14.6093 | 60
2021-12-02 23:00 | 23:00 | 13.2253 | 60
2021-12-02 23:30 | 23:30 | 12.1941 | 60
2021-12-03 | 0:00 | 11.5907 | 60
2021-12-03 00:30 | 0:30 | 11.0303 | 60
2021-12-03 01:00 | 1:00 | 10.629 | 60
2021-12-03 01:30 | 1:30 | 10.3793 | 60
2021-12-03 02:00 | 2:00 | 10.228 | 60
2021-12-03 02:30 | 2:30 | 10.0716 | 60
2021-12-03 03:00 | 3:00 | 10.0094 | 60
2021-12-03 03:30 | 3:30 | 10.0581 | 60
2021-12-03 04:00 | 4:00 | 10.1342 | 60
2021-12-03 04:30 | 4:30 | 10.1914 | 60
2021-12-03 05:00 | 5:00 | 10.1334 | 60
2021-12-03 05:30 | 5:30 | 9.3963 | 60
2021-12-03 06:00 | 6:00 | 8.6736 | 60
2021-12-03 06:30 | 6:30 | 7.9445 | 60
2021-12-03 07:00 | 7:00 | 7.1656 | 60
2021-12-03 07:30 | 7:30 | 6.0488 | 60
2021-12-03 08:00 | 8:00 | 4.8578 | 60
2021-12-03 08:30 | 8:30 | 3.9438 | 60
2021-12-03 09:00 | 9:00 | 3.8077 | 60
2021-12-03 09:30 | 9:30 | 3.6718 | 60
2021-12-03 10:00 | 10:00 | 3.1433 | 60
2021-12-03 10:30 | 10:30 | 3.0587 | 60
2021-12-03 11:00 | 11:00 | 4.0488 | 60
2021-12-03 11:30 | 11:30 | 5.2239 | 60
2021-12-03 12:00 | 12:00 | 6.7018 | 60
2021-12-03 12:30 | 12:30 | 8.1794 | 60
2021-12-03 13:00 | 13:00 | 8.3473 | 60
2021-12-03 13:30 | 13:30 | 14.7878 | 60
2021-12-03 14:00 | 14:00 | 10.332 | 60
2021-12-03 14:30 | 14:30 | 10.0746 | 60
2021-12-03 15:00 | 15:00 | 11.7296 | 60
2021-12-03 15:30 | 15:30 | 14.6258 | 60
2021-12-03 16:00 | 16:00 | 17.0917 | 60
2021-12-03 16:30 | 16:30 | 19.1068 | 60
2021-12-03 17:00 | 17:00 | 20.5204 | 60
2021-12-03 17:30 | 17:30 | 21.6627 | 60
2021-12-03 18:00 | 18:00 | 22.4052 | 60
2021-12-03 18:30 | 18:30 | 22.7193 | 60
2021-12-03 19:00 | 19:00 | 22.6863 | 60
2021-12-03 19:30 | 19:30 | 22.3742 | 60
2021-12-03 20:00 | 20:00 | 21.5687 | 60
2021-12-03 20:30 | 20:30 | 20.1806 | 60
2021-12-03 21:00 | 21:00 | 18.9663 | 60
2021-12-03 21:30 | 21:30 | 17.9022 | 60
2021-12-03 22:00 | 22:00 | 16.7681 | 60
2021-12-03 22:30 | 22:30 | 15.7866 | 60
2021-12-03 23:00 | 23:00 | 14.46 | 60
2021-12-03 23:30 | 23:30 | 13.2409 | 60
2021-12-04 | 0:00 | 12.497 | 60
2021-12-04 00:30 | 0:30 | 11.7554 | 60
2021-12-04 01:00 | 1:00 | 11.2087 | 60
2021-12-04 01:30 | 1:30 | 10.8923 | 60
2021-12-04 02:00 | 2:00 | 10.6726 | 60
2021-12-04 02:30 | 2:30 | 10.4329 | 60
2021-12-04 03:00 | 3:00 | 10.2879 | 60
2021-12-04 03:30 | 3:30 | 10.0888 | 60
2021-12-04 04:00 | 4:00 | 10.0122 | 60
2021-12-04 04:30 | 4:30 | 9.8985 | 60
2021-12-04 05:00 | 5:00 | 9.5443 | 60
2021-12-04 05:30 | 5:30 | 8.5656 | 60
2021-12-04 06:00 | 6:00 | 7.5888 | 60
2021-12-04 06:30 | 6:30 | 6.6457 | 60
2021-12-04 07:00 | 7:00 | 5.8569 | 60
2021-12-04 07:30 | 7:30 | 5.1145 | 60
2021-12-04 08:00 | 8:00 | 4.6945 | 60
2021-12-04 08:30 | 8:30 | 4.2606 | 60
2021-12-04 09:00 | 9:00 | 3.7332 | 60
2021-12-04 09:30 | 9:30 | 3.6613 | 60
2021-12-04 10:00 | 10:00 | 4.0156 | 60
2021-12-04 10:30 | 10:30 | 4.2269 | 60
2021-12-04 11:00 | 11:00 | 4.407 | 60
2021-12-04 11:30 | 11:30 | 5.0146 | 60
2021-12-04 12:00 | 12:00 | 5.5131 | 60
2021-12-04 12:30 | 12:30 | 6.3982 | 60
2021-12-04 13:00 | 13:00 | 7.6994 | 60
2021-12-04 13:30 | 13:30 | 9.1798 | 60
2021-12-04 14:00 | 14:00 | 10.7239 | 60
2021-12-04 14:30 | 14:30 | 12.6251 | 60
2021-12-04 15:00 | 15:00 | 14.8485 | 60
2021-12-04 15:30 | 15:30 | 17.7404 | 60
2021-12-04 16:00 | 16:00 | 19.406 | 60
2021-12-04 16:30 | 16:30 | 22.1926 | 60
2021-12-04 17:00 | 17:00 | 22.554 | 60
2021-12-04 17:30 | 17:30 | 23.1364 | 60
2021-12-04 18:00 | 18:00 | 23.207 | 60
2021-12-04 18:30 | 18:30 | 23.4068 | 60
2021-12-04 19:00 | 19:00 | 22.2185 | 60
2021-12-04 19:30 | 19:30 | 20.2822 | 60
2021-12-04 20:00 | 20:00 | 18.7913 | 60
2021-12-04 20:30 | 20:30 | 17.7836 | 60
2021-12-04 21:00 | 21:00 | 16.807 | 60
2021-12-04 21:30 | 21:30 | 15.8319 | 60
2021-12-04 22:00 | 22:00 | 15.0233 | 60
2021-12-04 22:30 | 22:30 | 14.3409 | 60
2021-12-04 23:00 | 23:00 | 13.3832 | 60
2021-12-04 23:30 | 23:30 | 12.5146 | 60
2021-12-05 | 0:00 | 11.7545 | 60
2021-12-05 00:30 | 0:30 | 11.1082 | 60
2021-12-05 01:00 | 1:00 | 10.7721 | 60
2021-12-05 01:30 | 1:30 | 10.5084 | 60
2021-12-05 02:00 | 2:00 | 10.2192 | 60
2021-12-05 02:30 | 2:30 | 10.1198 | 60
2021-12-05 03:00 | 3:00 | 9.9564 | 60
2021-12-05 03:30 | 3:30 | 9.8322 | 60
2021-12-05 04:00 | 4:00 | 9.8328 | 60
2021-12-05 04:30 | 4:30 | 9.6272 | 60
2021-12-05 05:00 | 5:00 | 9.6383 | 60
2021-12-05 05:30 | 5:30 | 8.4247 | 60
2021-12-05 06:00 | 6:00 | 6.9072 | 60
2021-12-05 06:30 | 6:30 | 6.0261 | 60
2021-12-05 07:00 | 7:00 | 7.7157 | 60
2021-12-05 07:30 | 7:30 | 6.7795 | 60
2021-12-05 08:00 | 8:00 | 6.4654 | 60
2021-12-05 08:30 | 8:30 | 6.3246 | 60
2021-12-05 09:00 | 9:00 | 4.0461 | 60
2021-12-05 09:30 | 9:30 | 9.032 | 60
2021-12-05 10:00 | 10:00 | 4.2967 | 60
2021-12-05 10:30 | 10:30 | 2.8327 | 60
2021-12-05 11:00 | 11:00 | 1.9962 | 60
2021-12-05 11:30 | 11:30 | 1.9668 | 60
2021-12-05 12:00 | 12:00 | 2.7078 | 60
2021-12-05 12:30 | 12:30 | 6.1894 | 60
2021-12-05 13:00 | 13:00 | 5.2872 | 60
2021-12-05 13:30 | 13:30 | 3.0485 | 60
2021-12-05 14:00 | 14:00 | 4.23 | 60
2021-12-05 14:30 | 14:30 | 6.0022 | 60
2021-12-05 15:00 | 15:00 | 7.8746 | 60
2021-12-05 15:30 | 15:30 | 10.3413 | 60
2021-12-05 16:00 | 16:00 | 12.8943 | 60
2021-12-05 16:30 | 16:30 | 15.4178 | 60
2021-12-05 17:00 | 17:00 | 17.7245 | 60
2021-12-05 17:30 | 17:30 | 19.9319 | 60
2021-12-05 18:00 | 18:00 | 20.7276 | 60
2021-12-05 18:30 | 18:30 | 20.6297 | 60
2021-12-05 19:00 | 19:00 | 20.3782 | 60
2021-12-05 19:30 | 19:30 | 19.3637 | 60
2021-12-05 20:00 | 20:00 | 18.588 | 60
2021-12-05 20:30 | 20:30 | 17.3436 | 60
2021-12-05 21:00 | 21:00 | 16.2228 | 60
2021-12-05 21:30 | 21:30 | 15.072 | 60
2021-12-05 22:00 | 22:00 | 13.973 | 60
2021-12-05 22:30 | 22:30 | 13.2789 | 60
2021-12-05 23:00 | 23:00 | 12.3487 | 60
2021-12-05 23:30 | 23:30 | 11.4674 | 60
2021-12-06 | 0:00 | 10.7947 | 60
2021-12-06 00:30 | 0:30 | 10.2873 | 60
2021-12-06 01:00 | 1:00 | 9.9489 | 60
2021-12-06 01:30 | 1:30 | 9.8131 | 60
2021-12-06 02:00 | 2:00 | 9.7347 | 60
2021-12-06 02:30 | 2:30 | 9.5644 | 60
2021-12-06 03:00 | 3:00 | 9.6236 | 60
2021-12-06 03:30 | 3:30 | 9.5906 | 60
2021-12-06 04:00 | 4:00 | 9.7065 | 60
2021-12-06 04:30 | 4:30 | 9.8043 | 60
2021-12-06 05:00 | 5:00 | 9.8816 | 60
2021-12-06 05:30 | 5:30 | 9.4201 | 60
2021-12-06 06:00 | 6:00 | 9.4254 | 60
2021-12-06 06:30 | 6:30 | 7.3814 | 60
2021-12-06 07:00 | 7:00 | 6.6584 | 60
2021-12-06 07:30 | 7:30 | 5.0581 | 60
2021-12-06 08:00 | 8:00 | 3.0142 | 60
2021-12-06 08:30 | 8:30 | 2.7132 | 60
2021-12-06 09:00 | 9:00 | 2.3546 | 60
2021-12-06 09:30 | 9:30 | 2.2214 | 60
2021-12-06 10:00 | 10:00 | 1.9259 | 60
2021-12-06 10:30 | 10:30 | 2.4968 | 60
2021-12-06 11:00 | 11:00 | 2.7797 | 60
2021-12-06 11:30 | 11:30 | 1.6775 | 60
2021-12-06 12:00 | 12:00 | 1.7163 | 60
2021-12-06 12:30 | 12:30 | 2.7199 | 60
2021-12-06 13:00 | 13:00 | 4.6692 | 60
2021-12-06 13:30 | 13:30 | 5.6961 | 60
2021-12-06 14:00 | 14:00 | 7.1651 | 60
2021-12-06 14:30 | 14:30 | 7.9419 | 60
2021-12-06 15:00 | 15:00 | 8.2814 | 60
2021-12-06 15:30 | 15:30 | 13.6593 | 60
2021-12-06 16:00 | 16:00 | 15.3751 | 60
2021-12-06 16:30 | 16:30 | 15.3795 | 60
2021-12-06 17:00 | 17:00 | 18.886 | 60
2021-12-06 17:30 | 17:30 | 19.8478 | 60
2021-12-06 18:00 | 18:00 | 21.0682 | 60
2021-12-06 18:30 | 18:30 | 21.7338 | 60
2021-12-06 19:00 | 19:00 | 21.4014 | 60
2021-12-06 19:30 | 19:30 | 20.607 | 60
2021-12-06 20:00 | 20:00 | 19.7308 | 60
2021-12-06 20:30 | 20:30 | 18.4278 | 60
2021-12-06 21:00 | 21:00 | 17.2613 | 60
2021-12-06 21:30 | 21:30 | 15.8277 | 60
2021-12-06 22:00 | 22:00 | 14.7028 | 60
2021-12-06 22:30 | 22:30 | 13.8175 | 60
2021-12-06 23:00 | 23:00 | 12.7525 | 60
2021-12-06 23:30 | 23:30 | 11.8039 | 60
2021-12-07 | 0:00 | 11.1262 | 60
2021-12-07 00:30 | 0:30 | 10.667 | 60
2021-12-07 01:00 | 1:00 | 10.324 | 60
2021-12-07 01:30 | 1:30 | 10.2033 | 60
2021-12-07 02:00 | 2:00 | 10.0716 | 60
2021-12-07 02:30 | 2:30 | 9.7853 | 60
2021-12-07 03:00 | 3:00 | 9.745 | 60
2021-12-07 03:30 | 3:30 | 9.7774 | 60
2021-12-07 04:00 | 4:00 | 10.0589 | 60
2021-12-07 04:30 | 4:30 | 9.9696 | 60
2021-12-07 05:00 | 5:00 | 10.0136 | 60
2021-12-07 05:30 | 5:30 | 9.8236 | 60
2021-12-07 06:00 | 6:00 | 7.4123 | 60
2021-12-07 06:30 | 6:30 | 8.0068 | 60
2021-12-07 07:00 | 7:00 | 9.0368 | 60
2021-12-07 07:30 | 7:30 | 7.3397 | 60
2021-12-07 08:00 | 8:00 | 9.6467 | 60
2021-12-07 08:30 | 8:30 | 6.6923 | 60
2021-12-07 09:00 | 9:00 | 6.1728 | 60
2021-12-07 09:30 | 9:30 | 9.1972 | 60
2021-12-07 10:00 | 10:00 | 9.5856 | 60
2021-12-07 10:30 | 10:30 | 7.3937 | 60
2021-12-07 11:00 | 11:00 | 5.2329 | 60
2021-12-07 11:30 | 11:30 | 5.9578 | 60
2021-12-07 12:00 | 12:00 | 7.729 | 60
2021-12-07 12:30 | 12:30 | 4.9944 | 60
2021-12-07 13:00 | 13:00 | 7.227 | 60
2021-12-07 13:30 | 13:30 | 9.456 | 60
2021-12-07 14:00 | 14:00 | 6.1509 | 60
2021-12-07 14:30 | 14:30 | 8.3134 | 60
2021-12-07 15:00 | 15:00 | 10.8178 | 60
2021-12-07 15:30 | 15:30 | 14.0019 | 60
2021-12-07 16:00 | 16:00 | 14.3724 | 60
2021-12-07 16:30 | 16:30 | 16.6384 | 60
2021-12-07 17:00 | 17:00 | 17.7133 | 60
2021-12-07 17:30 | 17:30 | 20.0129 | 60
2021-12-07 18:00 | 18:00 | 21.4764 | 60
2021-12-07 18:30 | 18:30 | 22.3196 | 60
2021-12-07 19:00 | 19:00 | 22.4105 | 60
2021-12-07 19:30 | 19:30 | 21.6743 | 60
2021-12-07 20:00 | 20:00 | 20.4971 | 60
2021-12-07 20:30 | 20:30 | 19.1523 | 60
2021-12-07 21:00 | 21:00 | 17.9597 | 60
2021-12-07 21:30 | 21:30 | 16.7841 | 60
2021-12-07 22:00 | 22:00 | 15.6327 | 60
2021-12-07 22:30 | 22:30 | 14.556 | 60
2021-12-07 23:00 | 23:00 | 13.2656 | 60
2021-12-07 23:30 | 23:30 | 12.3035 | 60
2021-12-08 | 0:00 | 11.5199 | 60
2021-12-08 00:30 | 0:30 | 10.9607 | 60
2021-12-08 01:00 | 1:00 | 10.6403 | 60
2021-12-08 01:30 | 1:30 | 10.4224 | 60
2021-12-08 02:00 | 2:00 | 10.2567 | 60
2021-12-08 02:30 | 2:30 | 10.1215 | 60
2021-12-08 03:00 | 3:00 | 10.087 | 60
2021-12-08 03:30 | 3:30 | 9.9758 | 60
2021-12-08 04:00 | 4:00 | 10.2267 | 60
2021-12-08 04:30 | 4:30 | 10.4638 | 60
2021-12-08 05:00 | 5:00 | 10.8243 | 60
2021-12-08 05:30 | 5:30 | 10.5761 | 60
2021-12-08 06:00 | 6:00 | 9.9973 | 60
2021-12-08 06:30 | 6:30 | 8.0474 | 60
2021-12-08 07:00 | 7:00 | 6.5973 | 60
2021-12-08 07:30 | 7:30 | 7.6293 | 60
2021-12-08 08:00 | 8:00 | 7.3009 | 60
2021-12-08 08:30 | 8:30 | 7.2104 | 60
2021-12-08 09:00 | 9:00 | 8.749 | 60
2021-12-08 09:30 | 9:30 | 10.4289 | 60
2021-12-08 10:00 | 10:00 | 8.7365 | 60
2021-12-08 10:30 | 10:30 | 4.9165 | 60
2021-12-08 11:00 | 11:00 | 6.739 | 60
2021-12-08 11:30 | 11:30 | 8.9866 | 60
2021-12-08 12:00 | 12:00 | 8.0434 | 60
2021-12-08 12:30 | 12:30 | 13.8395 | 60
2021-12-08 13:00 | 13:00 | 10.9092 | 60
2021-12-08 13:30 | 13:30 | 18.4881 | 60
2021-12-08 14:00 | 14:00 | 19.4594 | 60
2021-12-08 14:30 | 14:30 | 18.186 | 60
2021-12-08 15:00 | 15:00 | 17.0345 | 60
2021-12-08 15:30 | 15:30 | 17.1831 | 60
2021-12-08 16:00 | 16:00 | 17.0404 | 60
2021-12-08 16:30 | 16:30 | 16.8625 | 60
2021-12-08 17:00 | 17:00 | 17.8913 | 60
2021-12-08 17:30 | 17:30 | 18.5397 | 60
2021-12-08 18:00 | 18:00 | 18.6718 | 60
2021-12-08 18:30 | 18:30 | 19.3159 | 60
2021-12-08 19:00 | 19:00 | 19.2945 | 60
2021-12-08 19:30 | 19:30 | 18.7636 | 60
2021-12-08 20:00 | 20:00 | 18.0675 | 60
2021-12-08 20:30 | 20:30 | 17.1484 | 60
2021-12-08 21:00 | 21:00 | 16.178 | 60
2021-12-08 21:30 | 21:30 | 15.1535 | 60
2021-12-08 22:00 | 22:00 | 13.9124 | 60
2021-12-08 22:30 | 22:30 | 13.3631 | 60
2021-12-08 23:00 | 23:00 | 12.3885 | 60
2021-12-08 23:30 | 23:30 | 11.4331 | 60
2021-12-09 | 0:00 | 10.8399 | 60
2021-12-09 00:30 | 0:30 | 10.4055 | 60
2021-12-09 01:00 | 1:00 | 10.2429 | 60
2021-12-09 01:30 | 1:30 | 9.9878 | 60
2021-12-09 02:00 | 2:00 | 9.7942 | 60
2021-12-09 02:30 | 2:30 | 9.6515 | 60
2021-12-09 03:00 | 3:00 | 9.6048 | 60
2021-12-09 03:30 | 3:30 | 9.7154 | 60
2021-12-09 04:00 | 4:00 | 9.8074 | 60
2021-12-09 04:30 | 4:30 | 10.085 | 60
2021-12-09 05:00 | 5:00 | 10.0062 | 60
2021-12-09 05:30 | 5:30 | 9.1051 | 60
2021-12-09 06:00 | 6:00 | 8.257 | 60
2021-12-09 06:30 | 6:30 | 7.2907 | 60
2021-12-09 07:00 | 7:00 | 6.2869 | 60
2021-12-09 07:30 | 7:30 | 5.0484 | 60
2021-12-09 08:00 | 8:00 | 3.8363 | 60
2021-12-09 08:30 | 8:30 | 2.9227 | 60
2021-12-09 09:00 | 9:00 | 2.2284 | 60
2021-12-09 09:30 | 9:30 | 1.8581 | 60
2021-12-09 10:00 | 10:00 | 1.7242 | 60
2021-12-09 10:30 | 10:30 | 1.8191 | 60
2021-12-09 11:00 | 11:00 | 2.4669 | 60
2021-12-09 11:30 | 11:30 | 3.4159 | 60
2021-12-09 12:00 | 12:00 | 4.2433 | 60
2021-12-09 12:30 | 12:30 | 5.557 | 60
2021-12-09 13:00 | 13:00 | 6.8023 | 60
2021-12-09 13:30 | 13:30 | 10.0591 | 60
2021-12-09 14:00 | 14:00 | 10.5918 | 60
2021-12-09 14:30 | 14:30 | 12.0865 | 60
2021-12-09 15:00 | 15:00 | 15.1886 | 60
2021-12-09 15:30 | 15:30 | 18.9996 | 60
2021-12-09 16:00 | 16:00 | 20.7027 | 60
2021-12-09 16:30 | 16:30 | 25.5053 | 60
2021-12-09 17:00 | 17:00 | 26.5317 | 60
2021-12-09 17:30 | 17:30 | 26.3417 | 60
2021-12-09 18:00 | 18:00 | 26.1986 | 60
2021-12-09 18:30 | 18:30 | 26.8026 | 60
2021-12-09 19:00 | 19:00 | 24.8863 | 60
2021-12-09 19:30 | 19:30 | 21.8895 | 60
2021-12-09 20:00 | 20:00 | 20.5243 | 60
2021-12-09 20:30 | 20:30 | 19.6713 | 60
2021-12-09 21:00 | 21:00 | 18.4075 | 60
2021-12-09 21:30 | 21:30 | 17.1639 | 60
2021-12-09 22:00 | 22:00 | 16.0548 | 60
2021-12-09 22:30 | 22:30 | 15.0361 | 60
2021-12-09 23:00 | 23:00 | 13.9271 | 60
2021-12-09 23:30 | 23:30 | 12.9016 | 60
2021-12-10 | 0:00 | 12.0565 | 60
2021-12-10 00:30 | 0:30 | 11.3341 | 60
2021-12-10 01:00 | 1:00 | 11.029 | 60
2021-12-10 01:30 | 1:30 | 10.6379 | 60
2021-12-10 02:00 | 2:00 | 10.4663 | 60
2021-12-10 02:30 | 2:30 | 10.3439 | 60
2021-12-10 03:00 | 3:00 | 10.29 | 60
2021-12-10 03:30 | 3:30 | 10.2174 | 60
2021-12-10 04:00 | 4:00 | 10.3372 | 60
2021-12-10 04:30 | 4:30 | 10.5225 | 60
2021-12-10 05:00 | 5:00 | 10.6737 | 60
2021-12-10 05:30 | 5:30 | 9.9806 | 60
2021-12-10 06:00 | 6:00 | 8.5577 | 60
2021-12-10 06:30 | 6:30 | 7.4215 | 60
2021-12-10 07:00 | 7:00 | 6.454 | 60
2021-12-10 07:30 | 7:30 | 5.8177 | 60
2021-12-10 08:00 | 8:00 | 4.2682 | 60
2021-12-10 08:30 | 8:30 | 3.0305 | 60
2021-12-10 09:00 | 9:00 | 2.7246 | 60
2021-12-10 09:30 | 9:30 | 3.1156 | 60
2021-12-10 10:00 | 10:00 | 5.5158 | 60
2021-12-10 10:30 | 10:30 | 4.9509 | 60
2021-12-10 11:00 | 11:00 | 6.195 | 60
2021-12-10 11:30 | 11:30 | 9.9007 | 60
2021-12-10 12:00 | 12:00 | 12.5633 | 60
2021-12-10 12:30 | 12:30 | 10.7817 | 60
2021-12-10 13:00 | 13:00 | 13.7467 | 60
2021-12-10 13:30 | 13:30 | 11.5913 | 60
2021-12-10 14:00 | 14:00 | 11.234 | 60
2021-12-10 14:30 | 14:30 | 11.2529 | 60
2021-12-10 15:00 | 15:00 | 14.2639 | 60
2021-12-10 15:30 | 15:30 | 17.1975 | 60
2021-12-10 16:00 | 16:00 | 20.655 | 60
2021-12-10 16:30 | 16:30 | 23.1501 | 60
2021-12-10 17:00 | 17:00 | 24.7407 | 60
2021-12-10 17:30 | 17:30 | 25.9127 | 60
2021-12-10 18:00 | 18:00 | 26.1557 | 60
2021-12-10 18:30 | 18:30 | 25.5444 | 60
2021-12-10 19:00 | 19:00 | 24.5462 | 60
2021-12-10 19:30 | 19:30 | 23.1609 | 60
2021-12-10 20:00 | 20:00 | 21.8338 | 60
2021-12-10 20:30 | 20:30 | 20.1205 | 60
2021-12-10 21:00 | 21:00 | 18.576 | 60
2021-12-10 21:30 | 21:30 | 17.0419 | 60
2021-12-10 22:00 | 22:00 | 15.6975 | 60
2021-12-10 22:30 | 22:30 | 14.8056 | 60
2021-12-10 23:00 | 23:00 | 13.3636 | 60
2021-12-10 23:30 | 23:30 | 12.4046 | 60
2021-12-11 | 0:00 | 11.5844 | 60
2021-12-11 00:30 | 0:30 | 10.9211 | 60
2021-12-11 01:00 | 1:00 | 10.5267 | 60
2021-12-11 01:30 | 1:30 | 10.2821 | 60
2021-12-11 02:00 | 2:00 | 10.1683 | 60
2021-12-11 02:30 | 2:30 | 9.878 | 60
2021-12-11 03:00 | 3:00 | 9.7497 | 60
2021-12-11 03:30 | 3:30 | 9.6921 | 60
2021-12-11 04:00 | 4:00 | 9.652 | 60
2021-12-11 04:30 | 4:30 | 9.4775 | 60
2021-12-11 05:00 | 5:00 | 9.1219 | 60
2021-12-11 05:30 | 5:30 | 8.0225 | 60
2021-12-11 06:00 | 6:00 | 6.9031 | 60
2021-12-11 06:30 | 6:30 | 5.7494 | 60
2021-12-11 07:00 | 7:00 | 4.8493 | 60
2021-12-11 07:30 | 7:30 | 3.8549 | 60
2021-12-11 08:00 | 8:00 | 3.1243 | 60
2021-12-11 08:30 | 8:30 | 2.5164 | 60
2021-12-11 09:00 | 9:00 | 2.1814 | 60
2021-12-11 09:30 | 9:30 | 1.9916 | 60
2021-12-11 10:00 | 10:00 | 1.8271 | 60
2021-12-11 10:30 | 10:30 | 1.6903 | 60
2021-12-11 11:00 | 11:00 | 1.6864 | 60
2021-12-11 11:30 | 11:30 | 1.861 | 60
2021-12-11 12:00 | 12:00 | 2.3526 | 60
2021-12-11 12:30 | 12:30 | 3.5306 | 60
2021-12-11 13:00 | 13:00 | 6.8811 | 60
2021-12-11 13:30 | 13:30 | 7.1065 | 60
2021-12-11 14:00 | 14:00 | 7.2597 | 60
2021-12-11 14:30 | 14:30 | 8.5086 | 60
2021-12-11 15:00 | 15:00 | 11.7648 | 60
2021-12-11 15:30 | 15:30 | 14.9801 | 60
2021-12-11 16:00 | 16:00 | 15.3669 | 60
2021-12-11 16:30 | 16:30 | 16.1215 | 60
2021-12-11 17:00 | 17:00 | 17.2009 | 60
2021-12-11 17:30 | 17:30 | 18.2047 | 60
2021-12-11 18:00 | 18:00 | 18.8886 | 60
2021-12-11 18:30 | 18:30 | 19.392 | 60
2021-12-11 19:00 | 19:00 | 19.2995 | 60
2021-12-11 19:30 | 19:30 | 18.77 | 60
2021-12-11 20:00 | 20:00 | 18.007 | 60
2021-12-11 20:30 | 20:30 | 17.4319 | 60
2021-12-11 21:00 | 21:00 | 16.7435 | 60
2021-12-11 21:30 | 21:30 | 15.8478 | 60
2021-12-11 22:00 | 22:00 | 15.0578 | 60
2021-12-11 22:30 | 22:30 | 14.5498 | 60
2021-12-11 23:00 | 23:00 | 13.2882 | 60
2021-12-11 23:30 | 23:30 | 12.5666 | 60
2021-12-12 | 0:00 | 11.7342 | 60
2021-12-12 00:30 | 0:30 | 11.1775 | 60
2021-12-12 01:00 | 1:00 | 10.7768 | 60
2021-12-12 01:30 | 1:30 | 10.5432 | 60
2021-12-12 02:00 | 2:00 | 10.363 | 60
2021-12-12 02:30 | 2:30 | 10.0935 | 60
2021-12-12 03:00 | 3:00 | 9.9794 | 60
2021-12-12 03:30 | 3:30 | 9.8581 | 60
2021-12-12 04:00 | 4:00 | 9.9312 | 60
2021-12-12 04:30 | 4:30 | 9.6806 | 60
2021-12-12 05:00 | 5:00 | 9.4518 | 60
2021-12-12 05:30 | 5:30 | 8.3748 | 60
2021-12-12 06:00 | 6:00 | 7.3561 | 60
2021-12-12 06:30 | 6:30 | 6.0327 | 60
2021-12-12 07:00 | 7:00 | 5.059 | 60
2021-12-12 07:30 | 7:30 | 3.8315 | 60
2021-12-12 08:00 | 8:00 | 3.1655 | 60
2021-12-12 08:30 | 8:30 | 2.6049 | 60
2021-12-12 09:00 | 9:00 | 2.2895 | 60
2021-12-12 09:30 | 9:30 | 2.4743 | 60
2021-12-12 10:00 | 10:00 | 2.2568 | 60
2021-12-12 10:30 | 10:30 | 2.0013 | 60
2021-12-12 11:00 | 11:00 | 1.8276 | 60
2021-12-12 11:30 | 11:30 | 1.6999 | 60
2021-12-12 12:00 | 12:00 | 2.0885 | 60
2021-12-12 12:30 | 12:30 | 3.6615 | 60
2021-12-12 13:00 | 13:00 | 3.4568 | 60
2021-12-12 13:30 | 13:30 | 4.6767 | 60
2021-12-12 14:00 | 14:00 | 4.8357 | 60
2021-12-12 14:30 | 14:30 | 6.3161 | 60
2021-12-12 15:00 | 15:00 | 8.8138 | 60
2021-12-12 15:30 | 15:30 | 12.1817 | 60
2021-12-12 16:00 | 16:00 | 14.7774 | 60
2021-12-12 16:30 | 16:30 | 15.942 | 60
2021-12-12 17:00 | 17:00 | 18.3681 | 60
2021-12-12 17:30 | 17:30 | 20.1609 | 60
2021-12-12 18:00 | 18:00 | 21.0833 | 60
2021-12-12 18:30 | 18:30 | 21.2428 | 60
2021-12-12 19:00 | 19:00 | 20.9045 | 60
2021-12-12 19:30 | 19:30 | 20.0695 | 60
2021-12-12 20:00 | 20:00 | 19.3926 | 60
2021-12-12 20:30 | 20:30 | 18.1126 | 60
2021-12-12 21:00 | 21:00 | 17.015 | 60
2021-12-12 21:30 | 21:30 | 16.0033 | 60
2021-12-12 22:00 | 22:00 | 14.899 | 60
2021-12-12 22:30 | 22:30 | 14.0363 | 60
2021-12-12 23:00 | 23:00 | 12.9465 | 60
2021-12-12 23:30 | 23:30 | 12.0486 | 60
2021-12-13 | 0:00 | 11.5398 | 60
2021-12-13 00:30 | 0:30 | 10.9729 | 60
2021-12-13 01:00 | 1:00 | 10.6435 | 60
2021-12-13 01:30 | 1:30 | 10.4323 | 60
2021-12-13 02:00 | 2:00 | 10.2151 | 60
2021-12-13 02:30 | 2:30 | 10.0226 | 60
2021-12-13 03:00 | 3:00 | 9.9015 | 60
2021-12-13 03:30 | 3:30 | 9.8879 | 60
2021-12-13 04:00 | 4:00 | 9.9149 | 60
2021-12-13 04:30 | 4:30 | 9.9631 | 60
2021-12-13 05:00 | 5:00 | 9.8053 | 60
2021-12-13 05:30 | 5:30 | 8.9235 | 60
2021-12-13 06:00 | 6:00 | 8.0943 | 60
2021-12-13 06:30 | 6:30 | 6.8689 | 60
2021-12-13 07:00 | 7:00 | 5.6962 | 60
2021-12-13 07:30 | 7:30 | 4.1766 | 60
2021-12-13 08:00 | 8:00 | 3.16 | 60
2021-12-13 08:30 | 8:30 | 2.7018 | 60
2021-12-13 09:00 | 9:00 | 3.5383 | 60
2021-12-13 09:30 | 9:30 | 2.2571 | 60
2021-12-13 10:00 | 10:00 | 1.8754 | 60
2021-12-13 10:30 | 10:30 | 1.8023 | 60
2021-12-13 11:00 | 11:00 | 1.9999 | 60
2021-12-13 11:30 | 11:30 | 1.8038 | 60
2021-12-13 12:00 | 12:00 | 2.5066 | 60
2021-12-13 12:30 | 12:30 | 3.6132 | 60
2021-12-13 13:00 | 13:00 | 1.9548 | 60
2021-12-13 13:30 | 13:30 | 4.2917 | 60
2021-12-13 14:00 | 14:00 | 3.6804 | 60
2021-12-13 14:30 | 14:30 | 4.3914 | 60
2021-12-13 15:00 | 15:00 | 6.5234 | 60
2021-12-13 15:30 | 15:30 | 10.1134 | 60
2021-12-13 16:00 | 16:00 | 12.0141 | 60
2021-12-13 16:30 | 16:30 | 14.748 | 60
2021-12-13 17:00 | 17:00 | 17.174 | 60
2021-12-13 17:30 | 17:30 | 19.0196 | 60
2021-12-13 18:00 | 18:00 | 20.234 | 60
2021-12-13 18:30 | 18:30 | 20.9704 | 60
2021-12-13 19:00 | 19:00 | 20.9392 | 60
2021-12-13 19:30 | 19:30 | 20.1659 | 60
2021-12-13 20:00 | 20:00 | 19.4249 | 60
2021-12-13 20:30 | 20:30 | 18.1883 | 60
2021-12-13 21:00 | 21:00 | 17.1306 | 60
2021-12-13 21:30 | 21:30 | 15.9494 | 60
2021-12-13 22:00 | 22:00 | 14.8169 | 60
2021-12-13 22:30 | 22:30 | 13.8862 | 60
2021-12-13 23:00 | 23:00 | 12.6384 | 60
2021-12-13 23:30 | 23:30 | 11.628 | 60
2021-12-14 | 0:00 | 10.9743 | 60
2021-12-14 00:30 | 0:30 | 10.5824 | 60
2021-12-14 01:00 | 1:00 | 10.2321 | 60
2021-12-14 01:30 | 1:30 | 10.1017 | 60
2021-12-14 02:00 | 2:00 | 9.8813 | 60
2021-12-14 02:30 | 2:30 | 9.7197 | 60
2021-12-14 03:00 | 3:00 | 9.6207 | 60
2021-12-14 03:30 | 3:30 | 9.6022 | 60
2021-12-14 04:00 | 4:00 | 9.6368 | 60
2021-12-14 04:30 | 4:30 | 9.6431 | 60
2021-12-14 05:00 | 5:00 | 9.548 | 60
2021-12-14 05:30 | 5:30 | 8.5705 | 60
2021-12-14 06:00 | 6:00 | 7.6509 | 60
2021-12-14 06:30 | 6:30 | 6.4577 | 60
2021-12-14 07:00 | 7:00 | 5.2829 | 60
2021-12-14 07:30 | 7:30 | 3.8154 | 60
2021-12-14 08:00 | 8:00 | 2.6581 | 60
2021-12-14 08:30 | 8:30 | 2.2115 | 60
2021-12-14 09:00 | 9:00 | 2.1859 | 60
2021-12-14 09:30 | 9:30 | 2.4182 | 60
2021-12-14 10:00 | 10:00 | 2.4524 | 60
2021-12-14 10:30 | 10:30 | 2.3787 | 60
2021-12-14 11:00 | 11:00 | 2.0722 | 60
2021-12-14 11:30 | 11:30 | 1.6621 | 60
2021-12-14 12:00 | 12:00 | 1.6111 | 60
2021-12-14 12:30 | 12:30 | 1.5707 | 60
2021-12-14 13:00 | 13:00 | 1.5029 | 60
2021-12-14 13:30 | 13:30 | 1.8798 | 60
2021-12-14 14:00 | 14:00 | 3.1362 | 60
2021-12-14 14:30 | 14:30 | 4.7143 | 60
2021-12-14 15:00 | 15:00 | 6.8904 | 60
2021-12-14 15:30 | 15:30 | 9.5907 | 60
2021-12-14 16:00 | 16:00 | 12.233 | 60
2021-12-14 16:30 | 16:30 | 14.7908 | 60
2021-12-14 17:00 | 17:00 | 17.1064 | 60
2021-12-14 17:30 | 17:30 | 19.1857 | 60
2021-12-14 18:00 | 18:00 | 20.3 | 60
2021-12-14 18:30 | 18:30 | 20.8059 | 60
2021-12-14 19:00 | 19:00 | 20.7328 | 60
2021-12-14 19:30 | 19:30 | 19.9176 | 60
2021-12-14 20:00 | 20:00 | 19.0433 | 60
2021-12-14 20:30 | 20:30 | 17.9889 | 60
2021-12-14 21:00 | 21:00 | 17.0549 | 60
2021-12-14 21:30 | 21:30 | 15.6135 | 60
2021-12-14 22:00 | 22:00 | 14.4627 | 60
2021-12-14 22:30 | 22:30 | 13.6291 | 60
2021-12-14 23:00 | 23:00 | 12.4951 | 60
2021-12-14 23:30 | 23:30 | 11.5531 | 60
2021-12-15 | 0:00 | 10.921 | 60
2021-12-15 00:30 | 0:30 | 10.3969 | 60
2021-12-15 01:00 | 1:00 | 10.0353 | 60
2021-12-15 01:30 | 1:30 | 9.9083 | 60
2021-12-15 02:00 | 2:00 | 9.714 | 60
2021-12-15 02:30 | 2:30 | 9.5353 | 60
2021-12-15 03:00 | 3:00 | 9.4727 | 60
2021-12-15 03:30 | 3:30 | 9.4177 | 60
2021-12-15 04:00 | 4:00 | 9.642 | 60
2021-12-15 04:30 | 4:30 | 9.5994 | 60
2021-12-15 05:00 | 5:00 | 9.5595 | 60
2021-12-15 05:30 | 5:30 | 8.7256 | 60
2021-12-15 06:00 | 6:00 | 7.5675 | 60
2021-12-15 06:30 | 6:30 | 6.4385 | 60
2021-12-15 07:00 | 7:00 | 5.1353 | 60
2021-12-15 07:30 | 7:30 | 3.6712 | 60
2021-12-15 08:00 | 8:00 | 2.7645 | 60
2021-12-15 08:30 | 8:30 | 2.1902 | 60
2021-12-15 09:00 | 9:00 | 2.2672 | 60
2021-12-15 09:30 | 9:30 | 2.1044 | 60
2021-12-15 10:00 | 10:00 | 2.0094 | 60
2021-12-15 10:30 | 10:30 | 1.582 | 60
2021-12-15 11:00 | 11:00 | 1.5685 | 60
2021-12-15 11:30 | 11:30 | 1.3906 | 60
2021-12-15 12:00 | 12:00 | 1.2984 | 60
2021-12-15 12:30 | 12:30 | 1.8744 | 60
2021-12-15 13:00 | 13:00 | 2.1411 | 60
2021-12-15 13:30 | 13:30 | 2.9098 | 60
2021-12-15 14:00 | 14:00 | 4.681 | 60
2021-12-15 14:30 | 14:30 | 6.6303 | 60
2021-12-15 15:00 | 15:00 | 9.0881 | 60
2021-12-15 15:30 | 15:30 | 11.5063 | 60
2021-12-15 16:00 | 16:00 | 14.2531 | 60
2021-12-15 16:30 | 16:30 | 16.6967 | 60
2021-12-15 17:00 | 17:00 | 19.0093 | 60
2021-12-15 17:30 | 17:30 | 20.6226 | 60
2021-12-15 18:00 | 18:00 | 21.5767 | 60
2021-12-15 18:30 | 18:30 | 21.9339 | 60
2021-12-15 19:00 | 19:00 | 22.2487 | 60
2021-12-15 19:30 | 19:30 | 21.4045 | 60
2021-12-15 20:00 | 20:00 | 20.6302 | 60
2021-12-15 20:30 | 20:30 | 19.2657 | 60
2021-12-15 21:00 | 21:00 | 17.8059 | 60
2021-12-15 21:30 | 21:30 | 16.4431 | 60
2021-12-15 22:00 | 22:00 | 15.3136 | 60
2021-12-15 22:30 | 22:30 | 14.4192 | 60
2021-12-15 23:00 | 23:00 | 13.1556 | 60
2021-12-15 23:30 | 23:30 | 12.1331 | 60
2021-12-16 | 0:00 | 11.3963 | 60
2021-12-16 00:30 | 0:30 | 10.9946 | 60
2021-12-16 01:00 | 1:00 | 10.6823 | 60
2021-12-16 01:30 | 1:30 | 10.3264 | 60
2021-12-16 02:00 | 2:00 | 10.119 | 60
2021-12-16 02:30 | 2:30 | 9.9678 | 60
2021-12-16 03:00 | 3:00 | 9.8689 | 60
2021-12-16 03:30 | 3:30 | 9.8391 | 60
2021-12-16 04:00 | 4:00 | 9.9657 | 60
2021-12-16 04:30 | 4:30 | 9.9461 | 60
2021-12-16 05:00 | 5:00 | 9.2355 | 60
2021-12-16 05:30 | 5:30 | 9.407 | 60
2021-12-16 06:00 | 6:00 | 8.9304 | 60
2021-12-16 06:30 | 6:30 | 6.9883 | 60
2021-12-16 07:00 | 7:00 | 6.2573 | 60
2021-12-16 07:30 | 7:30 | 4.9419 | 60
2021-12-16 08:00 | 8:00 | 3.1752 | 60
2021-12-16 08:30 | 8:30 | 3.7845 | 60
2021-12-16 09:00 | 9:00 | 3.3846 | 60
2021-12-16 09:30 | 9:30 | 1.7242 | 60
2021-12-16 10:00 | 10:00 | 1.3604 | 60
2021-12-16 10:30 | 10:30 | 2.3388 | 60
2021-12-16 11:00 | 11:00 | 1.7626 | 60
2021-12-16 11:30 | 11:30 | 3.0672 | 60
2021-12-16 12:00 | 12:00 | 11.1518 | 60
2021-12-16 12:30 | 12:30 | 6.6964 | 60
2021-12-16 13:00 | 13:00 | 6.4404 | 60
2021-12-16 13:30 | 13:30 | 8.0974 | 60
2021-12-16 14:00 | 14:00 | 7.902 | 60
2021-12-16 14:30 | 14:30 | 15.0326 | 60
2021-12-16 15:00 | 15:00 | 19.0532 | 60
2021-12-16 15:30 | 15:30 | 14.7074 | 60
2021-12-16 16:00 | 16:00 | 15.1973 | 60
2021-12-16 16:30 | 16:30 | 18.5986 | 60
2021-12-16 17:00 | 17:00 | 21.0199 | 60
2021-12-16 17:30 | 17:30 | 23.6664 | 60
2021-12-16 18:00 | 18:00 | 24.272 | 60
2021-12-16 18:30 | 18:30 | 24.0038 | 60
2021-12-16 19:00 | 19:00 | 23.7891 | 60
2021-12-16 19:30 | 19:30 | 22.9136 | 60
2021-12-16 20:00 | 20:00 | 21.8338 | 60
2021-12-16 20:30 | 20:30 | 20.6249 | 60
2021-12-16 21:00 | 21:00 | 19.1225 | 60
2021-12-16 21:30 | 21:30 | 17.8543 | 60
2021-12-16 22:00 | 22:00 | 16.3688 | 60
2021-12-16 22:30 | 22:30 | 15.3062 | 60
2021-12-16 23:00 | 23:00 | 14.0356 | 60
2021-12-16 23:30 | 23:30 | 12.9288 | 60
2021-12-17 | 0:00 | 12.1073 | 60
2021-12-17 00:30 | 0:30 | 11.4773 | 60
2021-12-17 01:00 | 1:00 | 11.0665 | 60
2021-12-17 01:30 | 1:30 | 10.804 | 60
2021-12-17 02:00 | 2:00 | 10.4498 | 60
2021-12-17 02:30 | 2:30 | 10.4456 | 60
2021-12-17 03:00 | 3:00 | 10.3008 | 60
2021-12-17 03:30 | 3:30 | 10.238 | 60
2021-12-17 04:00 | 4:00 | 10.3252 | 60
2021-12-17 04:30 | 4:30 | 10.2414 | 60
2021-12-17 05:00 | 5:00 | 9.8898 | 60
2021-12-17 05:30 | 5:30 | 9.0858 | 60
2021-12-17 06:00 | 6:00 | 8.4706 | 60
2021-12-17 06:30 | 6:30 | 7.6649 | 60
2021-12-17 07:00 | 7:00 | 6.7432 | 60
2021-12-17 07:30 | 7:30 | 5.5983 | 60
2021-12-17 08:00 | 8:00 | 6.971 | 60
2021-12-17 08:30 | 8:30 | 6.0206 | 60
2021-12-17 09:00 | 9:00 | 6.1646 | 60
2021-12-17 09:30 | 9:30 | 3.8842 | 60
2021-12-17 10:00 | 10:00 | 4.0299 | 60
2021-12-17 10:30 | 10:30 | 3.5486 | 60
2021-12-17 11:00 | 11:00 | 3.9596 | 60
2021-12-17 11:30 | 11:30 | 4.3161 | 60
2021-12-17 12:00 | 12:00 | 7.758 | 60
2021-12-17 12:30 | 12:30 | 16.5667 | 60
2021-12-17 13:00 | 13:00 | 15.7164 | 60
2021-12-17 13:30 | 13:30 | 14.845 | 60
2021-12-17 14:00 | 14:00 | 17.2517 | 60
2021-12-17 14:30 | 14:30 | 17.1897 | 60
2021-12-17 15:00 | 15:00 | 15.3795 | 60
2021-12-17 15:30 | 15:30 | 15.2552 | 60
2021-12-17 16:00 | 16:00 | 16.5937 | 60
2021-12-17 16:30 | 16:30 | 17.1349 | 60
2021-12-17 17:00 | 17:00 | 18.8227 | 60
2021-12-17 17:30 | 17:30 | 20.085 | 60
2021-12-17 18:00 | 18:00 | 20.4206 | 60
2021-12-17 18:30 | 18:30 | 20.6118 | 60
2021-12-17 19:00 | 19:00 | 20.3662 | 60
2021-12-17 19:30 | 19:30 | 19.8378 | 60
2021-12-17 20:00 | 20:00 | 19.3009 | 60
2021-12-17 20:30 | 20:30 | 18.3958 | 60
2021-12-17 21:00 | 21:00 | 17.4423 | 60
2021-12-17 21:30 | 21:30 | 16.5153 | 60
2021-12-17 22:00 | 22:00 | 15.6128 | 60
2021-12-17 22:30 | 22:30 | 14.9653 | 60
2021-12-17 23:00 | 23:00 | 13.956 | 60
2021-12-17 23:30 | 23:30 | 12.8572 | 60
2021-12-18 | 0:00 | 12.1336 | 60
2021-12-18 00:30 | 0:30 | 11.5762 | 60
2021-12-18 01:00 | 1:00 | 11.1918 | 60
2021-12-18 01:30 | 1:30 | 10.9319 | 60
2021-12-18 02:00 | 2:00 | 10.5552 | 60
2021-12-18 02:30 | 2:30 | 10.3908 | 60
2021-12-18 03:00 | 3:00 | 10.2293 | 60
2021-12-18 03:30 | 3:30 | 10.246 | 60
2021-12-18 04:00 | 4:00 | 10.3261 | 60
2021-12-18 04:30 | 4:30 | 10.07 | 60
2021-12-18 05:00 | 5:00 | 10.087 | 60
2021-12-18 05:30 | 5:30 | 9.8405 | 60
2021-12-18 06:00 | 6:00 | 9.5951 | 60
2021-12-18 06:30 | 6:30 | 9.0969 | 60
2021-12-18 07:00 | 7:00 | 9.6843 | 60
2021-12-18 07:30 | 7:30 | 9.6407 | 60
2021-12-18 08:00 | 8:00 | 8.0539 | 60
2021-12-18 08:30 | 8:30 | 5.6216 | 60
2021-12-18 09:00 | 9:00 | 6.639 | 60
2021-12-18 09:30 | 9:30 | 6.1431 | 60
2021-12-18 10:00 | 10:00 | 5.1992 | 60
2021-12-18 10:30 | 10:30 | 5.179 | 60
2021-12-18 11:00 | 11:00 | 4.3775 | 60
2021-12-18 11:30 | 11:30 | 4.2703 | 60
2021-12-18 12:00 | 12:00 | 5.401 | 60
2021-12-18 12:30 | 12:30 | 6.0871 | 60
2021-12-18 13:00 | 13:00 | 5.6975 | 60
2021-12-18 13:30 | 13:30 | 6.0798 | 60
2021-12-18 14:00 | 14:00 | 7.3353 | 60
2021-12-18 14:30 | 14:30 | 9.1772 | 60
2021-12-18 15:00 | 15:00 | 11.6719 | 60
2021-12-18 15:30 | 15:30 | 14.5225 | 60
2021-12-18 16:00 | 16:00 | 17.2752 | 60
2021-12-18 16:30 | 16:30 | 19.548 | 60
2021-12-18 17:00 | 17:00 | 20.6393 | 60
2021-12-18 17:30 | 17:30 | 21.3198 | 60
2021-12-18 18:00 | 18:00 | 21.4879 | 60
2021-12-18 18:30 | 18:30 | 21.4947 | 60
2021-12-18 19:00 | 19:00 | 21.1433 | 60
2021-12-18 19:30 | 19:30 | 20.5874 | 60
2021-12-18 20:00 | 20:00 | 19.8849 | 60
2021-12-18 20:30 | 20:30 | 18.9418 | 60
2021-12-18 21:00 | 21:00 | 17.9529 | 60
2021-12-18 21:30 | 21:30 | 16.8829 | 60
2021-12-18 22:00 | 22:00 | 15.9732 | 60
2021-12-18 22:30 | 22:30 | 15.3311 | 60
2021-12-18 23:00 | 23:00 | 14.1856 | 60
2021-12-18 23:30 | 23:30 | 13.0714 | 60
2021-12-19 | 0:00 | 12.2576 | 60
2021-12-19 00:30 | 0:30 | 11.6659 | 60
2021-12-19 01:00 | 1:00 | 11.2001 | 60
2021-12-19 01:30 | 1:30 | 10.7917 | 60
2021-12-19 02:00 | 2:00 | 10.5379 | 60
2021-12-19 02:30 | 2:30 | 10.3438 | 60
2021-12-19 03:00 | 3:00 | 10.0828 | 60
2021-12-19 03:30 | 3:30 | 10.1128 | 60
2021-12-19 04:00 | 4:00 | 10.0282 | 60
2021-12-19 04:30 | 4:30 | 9.7585 | 60
2021-12-19 05:00 | 5:00 | 9.5295 | 60
2021-12-19 05:30 | 5:30 | 8.4626 | 60
2021-12-19 06:00 | 6:00 | 7.6582 | 60
2021-12-19 06:30 | 6:30 | 7.4547 | 60
2021-12-19 07:00 | 7:00 | 5.6597 | 60
2021-12-19 07:30 | 7:30 | 4.6999 | 60
2021-12-19 08:00 | 8:00 | 4.5499 | 60
2021-12-19 08:30 | 8:30 | 6.3694 | 60
2021-12-19 09:00 | 9:00 | 6.2108 | 60
2021-12-19 09:30 | 9:30 | 6.1807 | 60
2021-12-19 10:00 | 10:00 | 5.0402 | 60
2021-12-19 10:30 | 10:30 | 5.4943 | 60
2021-12-19 11:00 | 11:00 | 5.4882 | 60
2021-12-19 11:30 | 11:30 | 6.1206 | 60
2021-12-19 12:00 | 12:00 | 6.1836 | 60
2021-12-19 12:30 | 12:30 | 5.89 | 60
2021-12-19 13:00 | 13:00 | 6.3496 | 60
2021-12-19 13:30 | 13:30 | 7.6954 | 60
2021-12-19 14:00 | 14:00 | 9.0114 | 60
2021-12-19 14:30 | 14:30 | 11.1836 | 60
2021-12-19 15:00 | 15:00 | 13.5141 | 60
2021-12-19 15:30 | 15:30 | 15.9195 | 60
2021-12-19 16:00 | 16:00 | 18.286 | 60
2021-12-19 16:30 | 16:30 | 20.5425 | 60
2021-12-19 17:00 | 17:00 | 22.235 | 60
2021-12-19 17:30 | 17:30 | 23.366 | 60
2021-12-19 18:00 | 18:00 | 23.9537 | 60
2021-12-19 18:30 | 18:30 | 23.5773 | 60
2021-12-19 19:00 | 19:00 | 23.5362 | 60
2021-12-19 19:30 | 19:30 | 22.8173 | 60
2021-12-19 20:00 | 20:00 | 21.5509 | 60
2021-12-19 20:30 | 20:30 | 20.3713 | 60
2021-12-19 21:00 | 21:00 | 19.008 | 60
2021-12-19 21:30 | 21:30 | 17.5815 | 60
2021-12-19 22:00 | 22:00 | 16.3593 | 60
2021-12-19 22:30 | 22:30 | 15.1766 | 60
2021-12-19 23:00 | 23:00 | 13.8468 | 60
2021-12-19 23:30 | 23:30 | 12.8384 | 60
2021-12-20 | 0:00 | 12.1762 | 60
2021-12-20 00:30 | 0:30 | 11.7089 | 60
2021-12-20 01:00 | 1:00 | 11.3188 | 60
2021-12-20 01:30 | 1:30 | 11.0178 | 60
2021-12-20 02:00 | 2:00 | 10.8166 | 60
2021-12-20 02:30 | 2:30 | 10.6173 | 60
2021-12-20 03:00 | 3:00 | 10.3984 | 60
2021-12-20 03:30 | 3:30 | 10.2835 | 60
2021-12-20 04:00 | 4:00 | 10.481 | 60
2021-12-20 04:30 | 4:30 | 10.5627 | 60
2021-12-20 05:00 | 5:00 | 10.414 | 60
2021-12-20 05:30 | 5:30 | 9.6527 | 60
2021-12-20 06:00 | 6:00 | 8.9757 | 60
2021-12-20 06:30 | 6:30 | 8.1211 | 60
2021-12-20 07:00 | 7:00 | 6.9262 | 60
2021-12-20 07:30 | 7:30 | 6.2373 | 60
2021-12-20 08:00 | 8:00 | 5.537 | 60
2021-12-20 08:30 | 8:30 | 4.2701 | 60
2021-12-20 09:00 | 9:00 | 3.7575 | 60
2021-12-20 09:30 | 9:30 | 4.1411 | 60
2021-12-20 10:00 | 10:00 | 6.2597 | 60
2021-12-20 10:30 | 10:30 | 6.6891 | 60
2021-12-20 11:00 | 11:00 | 6.2543 | 60
2021-12-20 11:30 | 11:30 | 8.6659 | 60
2021-12-20 12:00 | 12:00 | 8.724 | 60
2021-12-20 12:30 | 12:30 | 11.1609 | 60
2021-12-20 13:00 | 13:00 | 12.376 | 60
2021-12-20 13:30 | 13:30 | 14.6177 | 60
2021-12-20 14:00 | 14:00 | 15.6387 | 60
2021-12-20 14:30 | 14:30 | 17.4597 | 60
2021-12-20 15:00 | 15:00 | 20.7064 | 60
2021-12-20 15:30 | 15:30 | 24.0614 | 60
2021-12-20 16:00 | 16:00 | 26.8773 | 60
2021-12-20 16:30 | 16:30 | 29.0811 | 60
2021-12-20 17:00 | 17:00 | 31.009 | 60
2021-12-20 17:30 | 17:30 | 31.5631 | 60
2021-12-20 18:00 | 18:00 | 30.7872 | 60
2021-12-20 18:30 | 18:30 | 30.3497 | 60
2021-12-20 19:00 | 19:00 | 29.6983 | 60
2021-12-20 19:30 | 19:30 | 28.2207 | 60
2021-12-20 20:00 | 20:00 | 26.4793 | 60
2021-12-20 20:30 | 20:30 | 24.1731 | 60
2021-12-20 21:00 | 21:00 | 22.2503 | 60
2021-12-20 21:30 | 21:30 | 20.2353 | 60
2021-12-20 22:00 | 22:00 | 18.5497 | 60
2021-12-20 22:30 | 22:30 | 17.0663 | 60
2021-12-20 23:00 | 23:00 | 15.4973 | 60
2021-12-20 23:30 | 23:30 | 14.3638 | 60
2021-12-21 | 0:00 | 13.3199 | 60
2021-12-21 00:30 | 0:30 | 12.6182 | 60
2021-12-21 01:00 | 1:00 | 12.1667 | 60
2021-12-21 01:30 | 1:30 | 11.6781 | 60
2021-12-21 02:00 | 2:00 | 11.4292 | 60
2021-12-21 02:30 | 2:30 | 11.2597 | 60
2021-12-21 03:00 | 3:00 | 11.0264 | 60
2021-12-21 03:30 | 3:30 | 10.9435 | 60
2021-12-21 04:00 | 4:00 | 11.1564 | 60
2021-12-21 04:30 | 4:30 | 11.0053 | 60
2021-12-21 05:00 | 5:00 | 10.6166 | 60
2021-12-21 05:30 | 5:30 | 9.5697 | 60
2021-12-21 06:00 | 6:00 | 9.5872 | 60
2021-12-21 06:30 | 6:30 | 7.9604 | 60
2021-12-21 07:00 | 7:00 | 8.564 | 60
2021-12-21 07:30 | 7:30 | 10.3635 | 60
2021-12-21 08:00 | 8:00 | 8.7601 | 60
2021-12-21 08:30 | 8:30 | 7.1581 | 60
2021-12-21 09:00 | 9:00 | 5.3336 | 60
2021-12-21 09:30 | 9:30 | 4.4542 | 60
2021-12-21 10:00 | 10:00 | 5.9628 | 60
2021-12-21 10:30 | 10:30 | 6.5411 | 60
2021-12-21 11:00 | 11:00 | 10.4952 | 60
2021-12-21 11:30 | 11:30 | 12.1105 | 60
2021-12-21 12:00 | 12:00 | 12.8127 | 60
2021-12-21 12:30 | 12:30 | 10.4925 | 60
2021-12-21 13:00 | 13:00 | 11.5243 | 60
2021-12-21 13:30 | 13:30 | 13.8391 | 60
2021-12-21 14:00 | 14:00 | 15.1944 | 60
2021-12-21 14:30 | 14:30 | 17.5671 | 60
2021-12-21 15:00 | 15:00 | 20.0252 | 60
2021-12-21 15:30 | 15:30 | 24.4887 | 60
2021-12-21 16:00 | 16:00 | 27.7411 | 60
2021-12-21 16:30 | 16:30 | 26.9487 | 60
2021-12-21 17:00 | 17:00 | 28.3438 | 60
2021-12-21 17:30 | 17:30 | 29.8892 | 60
2021-12-21 18:00 | 18:00 | 30.2169 | 60
2021-12-21 18:30 | 18:30 | 29.1814 | 60
2021-12-21 19:00 | 19:00 | 28.0556 | 60
2021-12-21 19:30 | 19:30 | 26.4818 | 60
2021-12-21 20:00 | 20:00 | 25.1959 | 60
2021-12-21 20:30 | 20:30 | 23.239 | 60
2021-12-21 21:00 | 21:00 | 21.5303 | 60
2021-12-21 21:30 | 21:30 | 19.7724 | 60
2021-12-21 22:00 | 22:00 | 18.2746 | 60
2021-12-21 22:30 | 22:30 | 17.0009 | 60
2021-12-21 23:00 | 23:00 | 15.6884 | 60
2021-12-21 23:30 | 23:30 | 14.3453 | 60
2021-12-22 | 0:00 | 13.4734 | 60
2021-12-22 00:30 | 0:30 | 12.5996 | 60
2021-12-22 01:00 | 1:00 | 12.181 | 60
2021-12-22 01:30 | 1:30 | 11.8738 | 60
2021-12-22 02:00 | 2:00 | 11.527 | 60
2021-12-22 02:30 | 2:30 | 11.1966 | 60
2021-12-22 03:00 | 3:00 | 11.0727 | 60
2021-12-22 03:30 | 3:30 | 11.0069 | 60
2021-12-22 04:00 | 4:00 | 10.9591 | 60
2021-12-22 04:30 | 4:30 | 10.856 | 60
2021-12-22 05:00 | 5:00 | 10.7273 | 60
2021-12-22 05:30 | 5:30 | 9.7422 | 60
2021-12-22 06:00 | 6:00 | 9.0738 | 60
2021-12-22 06:30 | 6:30 | 8.7425 | 60
2021-12-22 07:00 | 7:00 | 8.0133 | 60
2021-12-22 07:30 | 7:30 | 6.3425 | 60
2021-12-22 08:00 | 8:00 | 4.9062 | 60
2021-12-22 08:30 | 8:30 | 7.9692 | 60
2021-12-22 09:00 | 9:00 | 5.6624 | 60
2021-12-22 09:30 | 9:30 | 5.0967 | 60
2021-12-22 10:00 | 10:00 | 5.6001 | 60
2021-12-22 10:30 | 10:30 | 6.5641 | 60
2021-12-22 11:00 | 11:00 | 6.9492 | 60
2021-12-22 11:30 | 11:30 | 8.153 | 60
2021-12-22 12:00 | 12:00 | 8.9 | 60
2021-12-22 12:30 | 12:30 | 9.6799 | 60
2021-12-22 13:00 | 13:00 | 10.6826 | 60
2021-12-22 13:30 | 13:30 | 11.9697 | 60
2021-12-22 14:00 | 14:00 | 13.7384 | 60
2021-12-22 14:30 | 14:30 | 15.6644 | 60
2021-12-22 15:00 | 15:00 | 17.6082 | 60
2021-12-22 15:30 | 15:30 | 20.404 | 60
2021-12-22 16:00 | 16:00 | 22.2485 | 60
2021-12-22 16:30 | 16:30 | 26.3729 | 60
2021-12-22 17:00 | 17:00 | 27.806 | 60
2021-12-22 17:30 | 17:30 | 26.8664 | 60
2021-12-22 18:00 | 18:00 | 26.6171 | 60
2021-12-22 18:30 | 18:30 | 26.612 | 60
2021-12-22 19:00 | 19:00 | 26.0554 | 60
2021-12-22 19:30 | 19:30 | 25.2662 | 60
2021-12-22 20:00 | 20:00 | 23.858 | 60
2021-12-22 20:30 | 20:30 | 22.5143 | 60
2021-12-22 21:00 | 21:00 | 21.0481 | 60
2021-12-22 21:30 | 21:30 | 19.4633 | 60
2021-12-22 22:00 | 22:00 | 18.1204 | 60
2021-12-22 22:30 | 22:30 | 16.935 | 60
2021-12-22 23:00 | 23:00 | 15.373 | 60
2021-12-22 23:30 | 23:30 | 14.1302 | 60
2021-12-23 | 0:00 | 13.2576 | 60
2021-12-23 00:30 | 0:30 | 12.5019 | 60
2021-12-23 01:00 | 1:00 | 12.0906 | 60
2021-12-23 01:30 | 1:30 | 11.6757 | 60
2021-12-23 02:00 | 2:00 | 11.3708 | 60
2021-12-23 02:30 | 2:30 | 11.1342 | 60
2021-12-23 03:00 | 3:00 | 10.9906 | 60
2021-12-23 03:30 | 3:30 | 11.0228 | 60
2021-12-23 04:00 | 4:00 | 10.9293 | 60
2021-12-23 04:30 | 4:30 | 10.8576 | 60
2021-12-23 05:00 | 5:00 | 10.5593 | 60
2021-12-23 05:30 | 5:30 | 8.8524 | 60
2021-12-23 06:00 | 6:00 | 9.5953 | 60
2021-12-23 06:30 | 6:30 | 10.3765 | 60
2021-12-23 07:00 | 7:00 | 9.2605 | 60
2021-12-23 07:30 | 7:30 | 7.9192 | 60
2021-12-23 08:00 | 8:00 | 8.039 | 60
2021-12-23 08:30 | 8:30 | 10.6591 | 60
2021-12-23 09:00 | 9:00 | 7.5184 | 60
2021-12-23 09:30 | 9:30 | 3.7045 | 60
2021-12-23 10:00 | 10:00 | 6.3164 | 60
2021-12-23 10:30 | 10:30 | 6.2193 | 60
2021-12-23 11:00 | 11:00 | 10.4243 | 60
2021-12-23 11:30 | 11:30 | 11.4197 | 60
2021-12-23 12:00 | 12:00 | 12.502 | 60
2021-12-23 12:30 | 12:30 | 11.0453 | 60
2021-12-23 13:00 | 13:00 | 9.6694 | 60
2021-12-23 13:30 | 13:30 | 12.0988 | 60
2021-12-23 14:00 | 14:00 | 14.4514 | 60
2021-12-23 14:30 | 14:30 | 19.7641 | 60
2021-12-23 15:00 | 15:00 | 23.5319 | 60
2021-12-23 15:30 | 15:30 | 23.1796 | 60
2021-12-23 16:00 | 16:00 | 17.8587 | 60
2021-12-23 16:30 | 16:30 | 19.1925 | 60
2021-12-23 17:00 | 17:00 | 23.0729 | 60
2021-12-23 17:30 | 17:30 | 24.6375 | 60
2021-12-23 18:00 | 18:00 | 24.8033 | 60
2021-12-23 18:30 | 18:30 | 25.2056 | 60
2021-12-23 19:00 | 19:00 | 24.8296 | 60
2021-12-23 19:30 | 19:30 | 24.245 | 60
2021-12-23 20:00 | 20:00 | 23.2969 | 60
2021-12-23 20:30 | 20:30 | 22.2984 | 60
2021-12-23 21:00 | 21:00 | 21.1121 | 60
2021-12-23 21:30 | 21:30 | 19.8316 | 60
2021-12-23 22:00 | 22:00 | 18.7388 | 60
2021-12-23 22:30 | 22:30 | 17.672 | 60
2021-12-23 23:00 | 23:00 | 16.3349 | 60
2021-12-23 23:30 | 23:30 | 15.277 | 60
2021-12-24 | 0:00 | 14.2153 | 60
2021-12-24 00:30 | 0:30 | 13.5438 | 60
2021-12-24 01:00 | 1:00 | 13.0565 | 60
2021-12-24 01:30 | 1:30 | 12.6252 | 60
2021-12-24 02:00 | 2:00 | 12.1163 | 60
2021-12-24 02:30 | 2:30 | 11.7739 | 60
2021-12-24 03:00 | 3:00 | 11.7217 | 60
2021-12-24 03:30 | 3:30 | 11.6416 | 60
2021-12-24 04:00 | 4:00 | 11.6298 | 60
2021-12-24 04:30 | 4:30 | 11.5169 | 60
2021-12-24 05:00 | 5:00 | 11.2377 | 60
2021-12-24 05:30 | 5:30 | 10.5777 | 60
2021-12-24 06:00 | 6:00 | 10.656 | 60
2021-12-24 06:30 | 6:30 | 10.9442 | 60
2021-12-24 07:00 | 7:00 | 9.2039 | 60
2021-12-24 07:30 | 7:30 | 12.0264 | 60
2021-12-24 08:00 | 8:00 | 9.7977 | 60
2021-12-24 08:30 | 8:30 | 5.5943 | 60
2021-12-24 09:00 | 9:00 | 7.8234 | 60
2021-12-24 09:30 | 9:30 | 7.954 | 60
2021-12-24 10:00 | 10:00 | 11.1912 | 60
2021-12-24 10:30 | 10:30 | 15.6027 | 60
2021-12-24 11:00 | 11:00 | 11.8185 | 60
2021-12-24 11:30 | 11:30 | 13.3047 | 60
2021-12-24 12:00 | 12:00 | 15.0503 | 60
2021-12-24 12:30 | 12:30 | 24.6339 | 60
2021-12-24 13:00 | 13:00 | 22.1933 | 60
2021-12-24 13:30 | 13:30 | 17.1493 | 60
2021-12-24 14:00 | 14:00 | 9.3612 | 60
2021-12-24 14:30 | 14:30 | 10.5314 | 60
2021-12-24 15:00 | 15:00 | 19.7702 | 60
2021-12-24 15:30 | 15:30 | 21.3772 | 60
2021-12-24 16:00 | 16:00 | 20.3956 | 60
2021-12-24 16:30 | 16:30 | 20.3222 | 60
2021-12-24 17:00 | 17:00 | 21.7798 | 60
2021-12-24 17:30 | 17:30 | 22.7865 | 60
2021-12-24 18:00 | 18:00 | 23.2493 | 60
2021-12-24 18:30 | 18:30 | 23.6531 | 60
2021-12-24 19:00 | 19:00 | 23.4718 | 60
2021-12-24 19:30 | 19:30 | 22.9841 | 60
2021-12-24 20:00 | 20:00 | 22.3571 | 60
2021-12-24 20:30 | 20:30 | 21.0918 | 60
2021-12-24 21:00 | 21:00 | 20.1568 | 60
2021-12-24 21:30 | 21:30 | 18.8035 | 60
2021-12-24 22:00 | 22:00 | 17.5907 | 60
2021-12-24 22:30 | 22:30 | 16.5439 | 60
2021-12-24 23:00 | 23:00 | 15.65 | 60
2021-12-24 23:30 | 23:30 | 14.3135 | 60
2021-12-25 | 0:00 | 13.4531 | 60
2021-12-25 00:30 | 0:30 | 12.648 | 60
2021-12-25 01:00 | 1:00 | 12.0434 | 60
2021-12-25 01:30 | 1:30 | 11.6757 | 60
2021-12-25 02:00 | 2:00 | 11.4388 | 60
2021-12-25 02:30 | 2:30 | 11.1183 | 60
2021-12-25 03:00 | 3:00 | 10.9509 | 60
2021-12-25 03:30 | 3:30 | 10.9051 | 60
2021-12-25 04:00 | 4:00 | 10.6952 | 60
2021-12-25 04:30 | 4:30 | 10.5507 | 60
2021-12-25 05:00 | 5:00 | 10.509 | 60
2021-12-25 05:30 | 5:30 | 10.2916 | 60
2021-12-25 06:00 | 6:00 | 9.7931 | 60
2021-12-25 06:30 | 6:30 | 9.4763 | 60
2021-12-25 07:00 | 7:00 | 8.6811 | 60
2021-12-25 07:30 | 7:30 | 6.4557 | 60
2021-12-25 08:00 | 8:00 | 7.0109 | 60
2021-12-25 08:30 | 8:30 | 9.1213 | 60
2021-12-25 09:00 | 9:00 | 9.9401 | 60
2021-12-25 09:30 | 9:30 | 10.8242 | 60
2021-12-25 10:00 | 10:00 | 8.9441 | 60
2021-12-25 10:30 | 10:30 | 7.6798 | 60
2021-12-25 11:00 | 11:00 | 8.5561 | 60
2021-12-25 11:30 | 11:30 | 10.1744 | 60
2021-12-25 12:00 | 12:00 | 12.1309 | 60
2021-12-25 12:30 | 12:30 | 12.6852 | 60
2021-12-25 13:00 | 13:00 | 15.3945 | 60
2021-12-25 13:30 | 13:30 | 19.3766 | 60
2021-12-25 14:00 | 14:00 | 17.8645 | 60
2021-12-25 14:30 | 14:30 | 14.6317 | 60
2021-12-25 15:00 | 15:00 | 15.8306 | 60
2021-12-25 15:30 | 15:30 | 16.5456 | 60
2021-12-25 16:00 | 16:00 | 17.5957 | 60
2021-12-25 16:30 | 16:30 | 17.9607 | 60
2021-12-25 17:00 | 17:00 | 18.1848 | 60
2021-12-25 17:30 | 17:30 | 18.4575 | 60
2021-12-25 18:00 | 18:00 | 18.0703 | 60
2021-12-25 18:30 | 18:30 | 17.9628 | 60
2021-12-25 19:00 | 19:00 | 17.8142 | 60
2021-12-25 19:30 | 19:30 | 17.7902 | 60
2021-12-25 20:00 | 20:00 | 17.6566 | 60
2021-12-25 20:30 | 20:30 | 16.8201 | 60
2021-12-25 21:00 | 21:00 | 16.1235 | 60
2021-12-25 21:30 | 21:30 | 15.445 | 60
2021-12-25 22:00 | 22:00 | 14.9715 | 60
2021-12-25 22:30 | 22:30 | 14.3385 | 60
2021-12-25 23:00 | 23:00 | 13.4579 | 60
2021-12-25 23:30 | 23:30 | 12.522 | 60
2021-12-26 | 0:00 | 11.9361 | 60
2021-12-26 00:30 | 0:30 | 11.3816 | 60
2021-12-26 01:00 | 1:00 | 11.1704 | 60
2021-12-26 01:30 | 1:30 | 10.8605 | 60
2021-12-26 02:00 | 2:00 | 10.569 | 60
2021-12-26 02:30 | 2:30 | 10.6143 | 60
2021-12-26 03:00 | 3:00 | 10.4485 | 60
2021-12-26 03:30 | 3:30 | 10.2353 | 60
2021-12-26 04:00 | 4:00 | 10.3848 | 60
2021-12-26 04:30 | 4:30 | 10.2301 | 60
2021-12-26 05:00 | 5:00 | 10.0459 | 60
2021-12-26 05:30 | 5:30 | 9.0013 | 60
2021-12-26 06:00 | 6:00 | 8.8939 | 60
2021-12-26 06:30 | 6:30 | 8.2894 | 60
2021-12-26 07:00 | 7:00 | 6.4741 | 60
2021-12-26 07:30 | 7:30 | 6.3722 | 60
2021-12-26 08:00 | 8:00 | 6.0775 | 60
2021-12-26 08:30 | 8:30 | 7.2333 | 60
2021-12-26 09:00 | 9:00 | 7.4795 | 60
2021-12-26 09:30 | 9:30 | 6.0191 | 60
2021-12-26 10:00 | 10:00 | 6.2962 | 60
2021-12-26 10:30 | 10:30 | 3.8887 | 60
2021-12-26 11:00 | 11:00 | 5.1353 | 60
2021-12-26 11:30 | 11:30 | 4.5221 | 60
2021-12-26 12:00 | 12:00 | 8.0061 | 60
2021-12-26 12:30 | 12:30 | 10.5803 | 60
2021-12-26 13:00 | 13:00 | 8.9731 | 60
2021-12-26 13:30 | 13:30 | 9.9711 | 60
2021-12-26 14:00 | 14:00 | 10.8976 | 60
2021-12-26 14:30 | 14:30 | 9.642 | 60
2021-12-26 15:00 | 15:00 | 13.6225 | 60
2021-12-26 15:30 | 15:30 | 13.7583 | 60
2021-12-26 16:00 | 16:00 | 14.5013 | 60
2021-12-26 16:30 | 16:30 | 15.509 | 60
2021-12-26 17:00 | 17:00 | 16.1666 | 60
2021-12-26 17:30 | 17:30 | 18.0941 | 60
2021-12-26 18:00 | 18:00 | 19.537 | 60
2021-12-26 18:30 | 18:30 | 19.805 | 60
2021-12-26 19:00 | 19:00 | 20.1077 | 60
2021-12-26 19:30 | 19:30 | 19.8787 | 60
2021-12-26 20:00 | 20:00 | 19.3955 | 60
2021-12-26 20:30 | 20:30 | 18.577 | 60
2021-12-26 21:00 | 21:00 | 17.6956 | 60
2021-12-26 21:30 | 21:30 | 16.7748 | 60
2021-12-26 22:00 | 22:00 | 15.7001 | 60
2021-12-26 22:30 | 22:30 | 15.0679 | 60
2021-12-26 23:00 | 23:00 | 13.992 | 60
2021-12-26 23:30 | 23:30 | 12.8938 | 60
2021-12-27 | 0:00 | 12.2647 | 60
2021-12-27 00:30 | 0:30 | 11.6908 | 60
2021-12-27 01:00 | 1:00 | 11.2506 | 60
2021-12-27 01:30 | 1:30 | 11.0301 | 60
2021-12-27 02:00 | 2:00 | 10.8156 | 60
2021-12-27 02:30 | 2:30 | 10.5807 | 60
2021-12-27 03:00 | 3:00 | 10.4723 | 60
2021-12-27 03:30 | 3:30 | 10.3625 | 60
2021-12-27 04:00 | 4:00 | 10.4497 | 60
2021-12-27 04:30 | 4:30 | 10.2115 | 60
2021-12-27 05:00 | 5:00 | 9.9853 | 60
2021-12-27 05:30 | 5:30 | 8.6587 | 60
2021-12-27 06:00 | 6:00 | 8.0831 | 60
2021-12-27 06:30 | 6:30 | 6.8794 | 60
2021-12-27 07:00 | 7:00 | 6.5404 | 60
2021-12-27 07:30 | 7:30 | 5.6082 | 60
2021-12-27 08:00 | 8:00 | 4.6803 | 60
2021-12-27 08:30 | 8:30 | 5.6093 | 60
2021-12-27 09:00 | 9:00 | 5.0886 | 60
2021-12-27 09:30 | 9:30 | 3.8138 | 60
2021-12-27 10:00 | 10:00 | 4.6011 | 60
2021-12-27 10:30 | 10:30 | 6.9481 | 60
2021-12-27 11:00 | 11:00 | 7.1249 | 60
2021-12-27 11:30 | 11:30 | 6.5611 | 60
2021-12-27 12:00 | 12:00 | 6.8667 | 60
2021-12-27 12:30 | 12:30 | 8.7752 | 60
2021-12-27 13:00 | 13:00 | 11.6927 | 60
2021-12-27 13:30 | 13:30 | 11.3287 | 60
2021-12-27 14:00 | 14:00 | 15.7549 | 60
2021-12-27 14:30 | 14:30 | 17.3729 | 60
2021-12-27 15:00 | 15:00 | 17.8165 | 60
2021-12-27 15:30 | 15:30 | 16.2863 | 60
2021-12-27 16:00 | 16:00 | 15.7414 | 60
2021-12-27 16:30 | 16:30 | 16.525 | 60
2021-12-27 17:00 | 17:00 | 17.5192 | 60
2021-12-27 17:30 | 17:30 | 18.6445 | 60
2021-12-27 18:00 | 18:00 | 19.4368 | 60
2021-12-27 18:30 | 18:30 | 20.3108 | 60
2021-12-27 19:00 | 19:00 | 20.3806 | 60
2021-12-27 19:30 | 19:30 | 19.9544 | 60
2021-12-27 20:00 | 20:00 | 19.1963 | 60
2021-12-27 20:30 | 20:30 | 18.0823 | 60
2021-12-27 21:00 | 21:00 | 17.4099 | 60
2021-12-27 21:30 | 21:30 | 16.258 | 60
2021-12-27 22:00 | 22:00 | 15.2575 | 60
2021-12-27 22:30 | 22:30 | 14.669 | 60
2021-12-27 23:00 | 23:00 | 13.7173 | 60
2021-12-27 23:30 | 23:30 | 12.7793 | 60
2021-12-28 | 0:00 | 11.9409 | 60
2021-12-28 00:30 | 0:30 | 11.2858 | 60
2021-12-28 01:00 | 1:00 | 10.9403 | 60
2021-12-28 01:30 | 1:30 | 10.7865 | 60
2021-12-28 02:00 | 2:00 | 10.5748 | 60
2021-12-28 02:30 | 2:30 | 10.4327 | 60
2021-12-28 03:00 | 3:00 | 10.4827 | 60
2021-12-28 03:30 | 3:30 | 10.2361 | 60
2021-12-28 04:00 | 4:00 | 10.3792 | 60
2021-12-28 04:30 | 4:30 | 10.3631 | 60
2021-12-28 05:00 | 5:00 | 10.4242 | 60
2021-12-28 05:30 | 5:30 | 10.2073 | 60
2021-12-28 06:00 | 6:00 | 9.456 | 60
2021-12-28 06:30 | 6:30 | 8.5796 | 60
2021-12-28 07:00 | 7:00 | 9.6783 | 60
2021-12-28 07:30 | 7:30 | 10.7457 | 60
2021-12-28 08:00 | 8:00 | 9.3498 | 60
2021-12-28 08:30 | 8:30 | 9.3542 | 60
2021-12-28 09:00 | 9:00 | 8.5844 | 60
2021-12-28 09:30 | 9:30 | 8.9695 | 60
2021-12-28 10:00 | 10:00 | 8.6243 | 60
2021-12-28 10:30 | 10:30 | 6.3353 | 60
2021-12-28 11:00 | 11:00 | 4.3688 | 60
2021-12-28 11:30 | 11:30 | 5.9419 | 60
2021-12-28 12:00 | 12:00 | 5.9649 | 60
2021-12-28 12:30 | 12:30 | 2.9283 | 60
2021-12-28 13:00 | 13:00 | 2.7573 | 60
2021-12-28 13:30 | 13:30 | 4.1601 | 60
2021-12-28 14:00 | 14:00 | 7.6133 | 60
2021-12-28 14:30 | 14:30 | 9.4732 | 60
2021-12-28 15:00 | 15:00 | 9.2596 | 60
2021-12-28 15:30 | 15:30 | 7.1526 | 60
2021-12-28 16:00 | 16:00 | 12.2851 | 60
2021-12-28 16:30 | 16:30 | 11.7349 | 60
2021-12-28 17:00 | 17:00 | 14.3121 | 60
2021-12-28 17:30 | 17:30 | 16.1979 | 60
2021-12-28 18:00 | 18:00 | 17.3301 | 60
2021-12-28 18:30 | 18:30 | 17.8647 | 60
2021-12-28 19:00 | 19:00 | 17.9403 | 60
2021-12-28 19:30 | 19:30 | 17.4569 | 60
2021-12-28 20:00 | 20:00 | 16.9586 | 60
2021-12-28 20:30 | 20:30 | 16.0685 | 60
2021-12-28 21:00 | 21:00 | 15.2571 | 60
2021-12-28 21:30 | 21:30 | 14.4874 | 60
2021-12-28 22:00 | 22:00 | 13.7383 | 60
2021-12-28 22:30 | 22:30 | 13.3383 | 60
2021-12-28 23:00 | 23:00 | 12.441 | 60
2021-12-28 23:30 | 23:30 | 11.5881 | 60
2021-12-29 | 0:00 | 11.0372 | 60
2021-12-29 00:30 | 0:30 | 10.5023 | 60
2021-12-29 01:00 | 1:00 | 10.1144 | 60
2021-12-29 01:30 | 1:30 | 9.8323 | 60
2021-12-29 02:00 | 2:00 | 9.7225 | 60
2021-12-29 02:30 | 2:30 | 9.6329 | 60
2021-12-29 03:00 | 3:00 | 9.6205 | 60
2021-12-29 03:30 | 3:30 | 9.5526 | 60
2021-12-29 04:00 | 4:00 | 9.434 | 60
2021-12-29 04:30 | 4:30 | 9.7079 | 60
2021-12-29 05:00 | 5:00 | 9.6167 | 60
2021-12-29 05:30 | 5:30 | 8.9355 | 60
2021-12-29 06:00 | 6:00 | 8.0348 | 60
2021-12-29 06:30 | 6:30 | 6.2363 | 60
2021-12-29 07:00 | 7:00 | 4.9379 | 60
2021-12-29 07:30 | 7:30 | 3.7981 | 60
2021-12-29 08:00 | 8:00 | 3.3763 | 60
2021-12-29 08:30 | 8:30 | 2.4309 | 60
2021-12-29 09:00 | 9:00 | 2.2946 | 60
2021-12-29 09:30 | 9:30 | 2.2119 | 60
2021-12-29 10:00 | 10:00 | 2.3872 | 60
2021-12-29 10:30 | 10:30 | 2.9067 | 60
2021-12-29 11:00 | 11:00 | 2.8272 | 60
2021-12-29 11:30 | 11:30 | 2.4147 | 60
2021-12-29 12:00 | 12:00 | 2.2698 | 60
2021-12-29 12:30 | 12:30 | 2.2276 | 60
2021-12-29 13:00 | 13:00 | 4.6586 | 60
2021-12-29 13:30 | 13:30 | 5.2078 | 60
2021-12-29 14:00 | 14:00 | 5.3934 | 60
2021-12-29 14:30 | 14:30 | 9.1694 | 60
2021-12-29 15:00 | 15:00 | 9.2104 | 60
2021-12-29 15:30 | 15:30 | 10.8643 | 60
2021-12-29 16:00 | 16:00 | 14.5849 | 60
2021-12-29 16:30 | 16:30 | 13.6712 | 60
2021-12-29 17:00 | 17:00 | 16.8713 | 60
2021-12-29 17:30 | 17:30 | 17.533 | 60
2021-12-29 18:00 | 18:00 | 18.0895 | 60
2021-12-29 18:30 | 18:30 | 18.3176 | 60
2021-12-29 19:00 | 19:00 | 18.2926 | 60
2021-12-29 19:30 | 19:30 | 17.8814 | 60
2021-12-29 20:00 | 20:00 | 17.2097 | 60
2021-12-29 20:30 | 20:30 | 16.0935 | 60
2021-12-29 21:00 | 21:00 | 15.5326 | 60
2021-12-29 21:30 | 21:30 | 14.5996 | 60
2021-12-29 22:00 | 22:00 | 13.8274 | 60
2021-12-29 22:30 | 22:30 | 13.2501 | 60
2021-12-29 23:00 | 23:00 | 12.433 | 60
2021-12-29 23:30 | 23:30 | 11.5718 | 60
2021-12-30 | 0:00 | 10.8949 | 60
2021-12-30 00:30 | 0:30 | 10.4464 | 60
2021-12-30 01:00 | 1:00 | 10.1421 | 60
2021-12-30 01:30 | 1:30 | 9.8031 | 60
2021-12-30 02:00 | 2:00 | 9.6412 | 60
2021-12-30 02:30 | 2:30 | 9.5348 | 60
2021-12-30 03:00 | 3:00 | 9.5633 | 60
2021-12-30 03:30 | 3:30 | 9.5449 | 60
2021-12-30 04:00 | 4:00 | 9.443 | 60
2021-12-30 04:30 | 4:30 | 9.4927 | 60
2021-12-30 05:00 | 5:00 | 9.5417 | 60
2021-12-30 05:30 | 5:30 | 9.1036 | 60
2021-12-30 06:00 | 6:00 | 8.3245 | 60
2021-12-30 06:30 | 6:30 | 8.8503 | 60
2021-12-30 07:00 | 7:00 | 8.5348 | 60
2021-12-30 07:30 | 7:30 | 5.7333 | 60
2021-12-30 08:00 | 8:00 | 3.542 | 60
2021-12-30 08:30 | 8:30 | 2.6401 | 60
2021-12-30 09:00 | 9:00 | 2.7436 | 60
2021-12-30 09:30 | 9:30 | 2.8524 | 60
2021-12-30 10:00 | 10:00 | 2.2541 | 60
2021-12-30 10:30 | 10:30 | 3.2066 | 60
2021-12-30 11:00 | 11:00 | 2.343 | 60
2021-12-30 11:30 | 11:30 | 2.2536 | 60
2021-12-30 12:00 | 12:00 | 3.2151 | 60
2021-12-30 12:30 | 12:30 | 6.3652 | 60
2021-12-30 13:00 | 13:00 | 6.6545 | 60
2021-12-30 13:30 | 13:30 | 3.2935 | 60
2021-12-30 14:00 | 14:00 | 7.7313 | 60
2021-12-30 14:30 | 14:30 | 5.6898 | 60
2021-12-30 15:00 | 15:00 | 5.0633 | 60
2021-12-30 15:30 | 15:30 | 8.7484 | 60
2021-12-30 16:00 | 16:00 | 10.6992 | 60
2021-12-30 16:30 | 16:30 | 13.3958 | 60
2021-12-30 17:00 | 17:00 | 14.5241 | 60
2021-12-30 17:30 | 17:30 | 16.5896 | 60
2021-12-30 18:00 | 18:00 | 17.2486 | 60
2021-12-30 18:30 | 18:30 | 18.0784 | 60
2021-12-30 19:00 | 19:00 | 18.1472 | 60
2021-12-30 19:30 | 19:30 | 17.8437 | 60
2021-12-30 20:00 | 20:00 | 17.3868 | 60
2021-12-30 20:30 | 20:30 | 16.8695 | 60
2021-12-30 21:00 | 21:00 | 15.8681 | 60
2021-12-30 21:30 | 21:30 | 15.1645 | 60
2021-12-30 22:00 | 22:00 | 14.0781 | 60
2021-12-30 22:30 | 22:30 | 13.4954 | 60
2021-12-30 23:00 | 23:00 | 12.6456 | 60
2021-12-30 23:30 | 23:30 | 11.8065 | 60
2021-12-31 | 0:00 | 11.1121 | 60
2021-12-31 00:30 | 0:30 | 10.4992 | 60
2021-12-31 01:00 | 1:00 | 10.1792 | 60
2021-12-31 01:30 | 1:30 | 9.8923 | 60
2021-12-31 02:00 | 2:00 | 9.7223 | 60
2021-12-31 02:30 | 2:30 | 9.7354 | 60
2021-12-31 03:00 | 3:00 | 9.5629 | 60
2021-12-31 03:30 | 3:30 | 9.3989 | 60
2021-12-31 04:00 | 4:00 | 9.5001 | 60
2021-12-31 04:30 | 4:30 | 9.3817 | 60
2021-12-31 05:00 | 5:00 | 9.3074 | 60
2021-12-31 05:30 | 5:30 | 8.3875 | 60
2021-12-31 06:00 | 6:00 | 7.6334 | 60
2021-12-31 06:30 | 6:30 | 7.7824 | 60
2021-12-31 07:00 | 7:00 | 7.7568 | 60
2021-12-31 07:30 | 7:30 | 6.1355 | 60
2021-12-31 08:00 | 8:00 | 7.7216 | 60
2021-12-31 08:30 | 8:30 | 8.9526 | 60
2021-12-31 09:00 | 9:00 | 8.3289 | 60
2021-12-31 09:30 | 9:30 | 5.9698 | 60
2021-12-31 10:00 | 10:00 | 6.4162 | 60
2021-12-31 10:30 | 10:30 | 10.3642 | 60
2021-12-31 11:00 | 11:00 | 10.7706 | 60
2021-12-31 11:30 | 11:30 | 5.6684 | 60
2021-12-31 12:00 | 12:00 | 7.6364 | 60
2021-12-31 12:30 | 12:30 | 7.7984 | 60
2021-12-31 13:00 | 13:00 | 9.1225 | 60
2021-12-31 13:30 | 13:30 | 5.7629 | 60
2021-12-31 14:00 | 14:00 | 5.7329 | 60
2021-12-31 14:30 | 14:30 | 9.5509 | 60
2021-12-31 15:00 | 15:00 | 11.716 | 60
2021-12-31 15:30 | 15:30 | 13.616 | 60
2021-12-31 16:00 | 16:00 | 14.1963 | 60
2021-12-31 16:30 | 16:30 | 13.8363 | 60
2021-12-31 17:00 | 17:00 | 16.4629 | 60
2021-12-31 17:30 | 17:30 | 17.2569 | 60
2021-12-31 18:00 | 18:00 | 17.2614 | 60
2021-12-31 18:30 | 18:30 | 17.6535 | 60
2021-12-31 19:00 | 19:00 | 17.6189 | 60
2021-12-31 19:30 | 19:30 | 17.1405 | 60
2021-12-31 20:00 | 20:00 | 16.6153 | 60
2021-12-31 20:30 | 20:30 | 15.8589 | 60
2021-12-31 21:00 | 21:00 | 15.3156 | 60
2021-12-31 21:30 | 21:30 | 15.1534 | 60
2021-12-31 22:00 | 22:00 | 14.765 | 60
2021-12-31 22:30 | 22:30 | 14.4655 | 60
2021-12-31 23:00 | 23:00 | 13.6131 | 60
2021-12-31 23:30 | 23:30 | 13.1925 | 60
2022-01-01 | 0:00 | 12.534 | 60
2022-01-01 00:30 | 0:30 | 12.0975 | 60
2022-01-01 01:00 | 1:00 | 11.7777 | 60
2022-01-01 01:30 | 1:30 | 11.4237 | 60
2022-01-01 02:00 | 2:00 | 11.2402 | 60
2022-01-01 02:30 | 2:30 | 10.6029 | 60
2022-01-01 03:00 | 3:00 | 10.4198 | 60
2022-01-01 03:30 | 3:30 | 10.4147 | 60
2022-01-01 04:00 | 4:00 | 10.1748 | 60
2022-01-01 04:30 | 4:30 | 10.1952 | 60
2022-01-01 05:00 | 5:00 | 10.0782 | 60
2022-01-01 05:30 | 5:30 | 10.0653 | 60
2022-01-01 06:00 | 6:00 | 9.6422 | 60
2022-01-01 06:30 | 6:30 | 9.9153 | 60
2022-01-01 07:00 | 7:00 | 11.0588 | 60
2022-01-01 07:30 | 7:30 | 10.6292 | 60
2022-01-01 08:00 | 8:00 | 10.5035 | 60
2022-01-01 08:30 | 8:30 | 11.9843 | 60
2022-01-01 09:00 | 9:00 | 10.3381 | 60
2022-01-01 09:30 | 9:30 | 8.7977 | 60
2022-01-01 10:00 | 10:00 | 9.334 | 60
2022-01-01 10:30 | 10:30 | 12.6224 | 60
2022-01-01 11:00 | 11:00 | 10.4459 | 60
2022-01-01 11:30 | 11:30 | 11.6772 | 60
2022-01-01 12:00 | 12:00 | 10.9364 | 60
2022-01-01 12:30 | 12:30 | 10.7939 | 60
2022-01-01 13:00 | 13:00 | 10.6234 | 60
2022-01-01 13:30 | 13:30 | 10.3953 | 60
2022-01-01 14:00 | 14:00 | 11.3144 | 60
2022-01-01 14:30 | 14:30 | 5.5099 | 60
2022-01-01 15:00 | 15:00 | 9.4347 | 60
2022-01-01 15:30 | 15:30 | 10.8033 | 60
2022-01-01 16:00 | 16:00 | 12.4421 | 60
2022-01-01 16:30 | 16:30 | 14.1194 | 60
2022-01-01 17:00 | 17:00 | 16.0545 | 60
2022-01-01 17:30 | 17:30 | 16.8085 | 60
2022-01-01 18:00 | 18:00 | 17.6173 | 60
2022-01-01 18:30 | 18:30 | 18.3758 | 60
2022-01-01 19:00 | 19:00 | 18.5088 | 60
2022-01-01 19:30 | 19:30 | 18.293 | 60
2022-01-01 20:00 | 20:00 | 17.6062 | 60
2022-01-01 20:30 | 20:30 | 16.9167 | 60
2022-01-01 21:00 | 21:00 | 15.8908 | 60
2022-01-01 21:30 | 21:30 | 15.2031 | 60
2022-01-01 22:00 | 22:00 | 14.4191 | 60
2022-01-01 22:30 | 22:30 | 13.9931 | 60
2022-01-01 23:00 | 23:00 | 12.8365 | 60
2022-01-01 23:30 | 23:30 | 12.0458 | 60
2022-01-02 | 0:00 | 11.3411 | 60
2022-01-02 00:30 | 0:30 | 10.8708 | 60
2022-01-02 01:00 | 1:00 | 10.4232 | 60
2022-01-02 01:30 | 1:30 | 10.1609 | 60
2022-01-02 02:00 | 2:00 | 9.9011 | 60
2022-01-02 02:30 | 2:30 | 9.6784 | 60
2022-01-02 03:00 | 3:00 | 9.5443 | 60
2022-01-02 03:30 | 3:30 | 9.5439 | 60
2022-01-02 04:00 | 4:00 | 9.5424 | 60
2022-01-02 04:30 | 4:30 | 9.5117 | 60
2022-01-02 05:00 | 5:00 | 9.1622 | 60
2022-01-02 05:30 | 5:30 | 8.2606 | 60
2022-01-02 06:00 | 6:00 | 7.2606 | 60
2022-01-02 06:30 | 6:30 | 7.863 | 60
2022-01-02 07:00 | 7:00 | 5.7599 | 60
2022-01-02 07:30 | 7:30 | 4.6081 | 60
2022-01-02 08:00 | 8:00 | 6.7462 | 60
2022-01-02 08:30 | 8:30 | 5.3813 | 60
2022-01-02 09:00 | 9:00 | 4.0099 | 60
2022-01-02 09:30 | 9:30 | 6.1944 | 60
2022-01-02 10:00 | 10:00 | 3.1639 | 60
2022-01-02 10:30 | 10:30 | 8.4917 | 60
2022-01-02 11:00 | 11:00 | 11.2571 | 60
2022-01-02 11:30 | 11:30 | 10.0391 | 60
2022-01-02 12:00 | 12:00 | 9.4099 | 60
2022-01-02 12:30 | 12:30 | 3.9885 | 60
2022-01-02 13:00 | 13:00 | 4.1589 | 60
2022-01-02 13:30 | 13:30 | 6.9502 | 60
2022-01-02 14:00 | 14:00 | 9.7327 | 60
2022-01-02 14:30 | 14:30 | 9.6868 | 60
2022-01-02 15:00 | 15:00 | 8.3949 | 60
2022-01-02 15:30 | 15:30 | 9.433 | 60
2022-01-02 16:00 | 16:00 | 9.9854 | 60
2022-01-02 16:30 | 16:30 | 13.5873 | 60
2022-01-02 17:00 | 17:00 | 16.3402 | 60
2022-01-02 17:30 | 17:30 | 17.5136 | 60
2022-01-02 18:00 | 18:00 | 18.5941 | 60
2022-01-02 18:30 | 18:30 | 19.15 | 60
2022-01-02 19:00 | 19:00 | 19.3497 | 60
2022-01-02 19:30 | 19:30 | 18.8092 | 60
2022-01-02 20:00 | 20:00 | 18.1992 | 60
2022-01-02 20:30 | 20:30 | 17.2159 | 60
2022-01-02 21:00 | 21:00 | 16.3417 | 60
2022-01-02 21:30 | 21:30 | 15.4307 | 60
2022-01-02 22:00 | 22:00 | 14.5189 | 60
2022-01-02 22:30 | 22:30 | 13.8126 | 60
2022-01-02 23:00 | 23:00 | 12.8799 | 60
2022-01-02 23:30 | 23:30 | 12.0249 | 60
2022-01-03 | 0:00 | 11.2493 | 60
2022-01-03 00:30 | 0:30 | 10.6849 | 60
2022-01-03 01:00 | 1:00 | 10.4169 | 60
2022-01-03 01:30 | 1:30 | 10.0957 | 60
2022-01-03 02:00 | 2:00 | 9.9458 | 60
2022-01-03 02:30 | 2:30 | 9.7484 | 60
2022-01-03 03:00 | 3:00 | 9.6626 | 60
2022-01-03 03:30 | 3:30 | 9.5791 | 60
2022-01-03 04:00 | 4:00 | 9.5784 | 60
2022-01-03 04:30 | 4:30 | 9.5138 | 60
2022-01-03 05:00 | 5:00 | 9.327 | 60
2022-01-03 05:30 | 5:30 | 8.4149 | 60
2022-01-03 06:00 | 6:00 | 7.4265 | 60
2022-01-03 06:30 | 6:30 | 6.365 | 60
2022-01-03 07:00 | 7:00 | 5.7654 | 60
2022-01-03 07:30 | 7:30 | 4.92 | 60
2022-01-03 08:00 | 8:00 | 4.0725 | 60
2022-01-03 08:30 | 8:30 | 2.994 | 60
2022-01-03 09:00 | 9:00 | 2.6126 | 60
2022-01-03 09:30 | 9:30 | 3.1302 | 60
2022-01-03 10:00 | 10:00 | 5.3404 | 60
2022-01-03 10:30 | 10:30 | 6.5041 | 60
2022-01-03 11:00 | 11:00 | 5.3741 | 60
2022-01-03 11:30 | 11:30 | 7.7777 | 60
2022-01-03 12:00 | 12:00 | 9.7107 | 60
2022-01-03 12:30 | 12:30 | 9.692 | 60
2022-01-03 13:00 | 13:00 | 10.1665 | 60
2022-01-03 13:30 | 13:30 | 12.3169 | 60
2022-01-03 14:00 | 14:00 | 11.8024 | 60
2022-01-03 14:30 | 14:30 | 10.9513 | 60
2022-01-03 15:00 | 15:00 | 9.4788 | 60
2022-01-03 15:30 | 15:30 | 9.0971 | 60
2022-01-03 16:00 | 16:00 | 12.4215 | 60
2022-01-03 16:30 | 16:30 | 15.6851 | 60
2022-01-03 17:00 | 17:00 | 18.54 | 60
2022-01-03 17:30 | 17:30 | 20.6929 | 60
2022-01-03 18:00 | 18:00 | 22.3005 | 60
2022-01-03 18:30 | 18:30 | 22.9705 | 60
2022-01-03 19:00 | 19:00 | 22.7807 | 60
2022-01-03 19:30 | 19:30 | 22.1983 | 60
2022-01-03 20:00 | 20:00 | 20.977 | 60
2022-01-03 20:30 | 20:30 | 19.7337 | 60
2022-01-03 21:00 | 21:00 | 18.654 | 60
2022-01-03 21:30 | 21:30 | 17.3012 | 60
2022-01-03 22:00 | 22:00 | 16.0781 | 60
2022-01-03 22:30 | 22:30 | 15.2642 | 60
2022-01-03 23:00 | 23:00 | 14.1416 | 60
2022-01-03 23:30 | 23:30 | 13.0074 | 60
2022-01-04 | 0:00 | 12.2828 | 60
2022-01-04 00:30 | 0:30 | 11.6374 | 60
2022-01-04 01:00 | 1:00 | 11.257 | 60
2022-01-04 01:30 | 1:30 | 10.9081 | 60
2022-01-04 02:00 | 2:00 | 10.6077 | 60
2022-01-04 02:30 | 2:30 | 10.4444 | 60
2022-01-04 03:00 | 3:00 | 10.3182 | 60
2022-01-04 03:30 | 3:30 | 10.3554 | 60
2022-01-04 04:00 | 4:00 | 10.4884 | 60
2022-01-04 04:30 | 4:30 | 10.5373 | 60
2022-01-04 05:00 | 5:00 | 10.6656 | 60
2022-01-04 05:30 | 5:30 | 10.2078 | 60
2022-01-04 06:00 | 6:00 | 9.0851 | 60
2022-01-04 06:30 | 6:30 | 8.289 | 60
2022-01-04 07:00 | 7:00 | 7.6399 | 60
2022-01-04 07:30 | 7:30 | 6.8196 | 60
2022-01-04 08:00 | 8:00 | 8.2431 | 60
2022-01-04 08:30 | 8:30 | 8.4416 | 60
2022-01-04 09:00 | 9:00 | 7.6081 | 60
2022-01-04 09:30 | 9:30 | 7.3817 | 60
2022-01-04 10:00 | 10:00 | 6.9124 | 60
2022-01-04 10:30 | 10:30 | 5.7356 | 60
2022-01-04 11:00 | 11:00 | 7.5321 | 60
2022-01-04 11:30 | 11:30 | 8.6707 | 60
2022-01-04 12:00 | 12:00 | 9.3917 | 60
2022-01-04 12:30 | 12:30 | 11.8803 | 60
2022-01-04 13:00 | 13:00 | 15.5533 | 60
2022-01-04 13:30 | 13:30 | 10.5037 | 60
2022-01-04 14:00 | 14:00 | 14.279 | 60
2022-01-04 14:30 | 14:30 | 16.1985 | 60
2022-01-04 15:00 | 15:00 | 13.9493 | 60
2022-01-04 15:30 | 15:30 | 17.0386 | 60
2022-01-04 16:00 | 16:00 | 17.6391 | 60
2022-01-04 16:30 | 16:30 | 20.8526 | 60
2022-01-04 17:00 | 17:00 | 24.0717 | 60
2022-01-04 17:30 | 17:30 | 24.7095 | 60
2022-01-04 18:00 | 18:00 | 25.4326 | 60
2022-01-04 18:30 | 18:30 | 25.597 | 60
2022-01-04 19:00 | 19:00 | 25.1937 | 60
2022-01-04 19:30 | 19:30 | 24.6485 | 60
2022-01-04 20:00 | 20:00 | 23.3482 | 60
2022-01-04 20:30 | 20:30 | 21.865 | 60
2022-01-04 21:00 | 21:00 | 20.4524 | 60
2022-01-04 21:30 | 21:30 | 18.9093 | 60
2022-01-04 22:00 | 22:00 | 17.6841 | 60
2022-01-04 22:30 | 22:30 | 16.5751 | 60
2022-01-04 23:00 | 23:00 | 15.2844 | 60
2022-01-04 23:30 | 23:30 | 14.0676 | 60
2022-01-05 | 0:00 | 13.3085 | 60
2022-01-05 00:30 | 0:30 | 12.748 | 60
2022-01-05 01:00 | 1:00 | 12.2816 | 60
2022-01-05 01:30 | 1:30 | 11.8687 | 60
2022-01-05 02:00 | 2:00 | 11.5924 | 60
2022-01-05 02:30 | 2:30 | 11.3864 | 60
2022-01-05 03:00 | 3:00 | 11.167 | 60
2022-01-05 03:30 | 3:30 | 11.1322 | 60
2022-01-05 04:00 | 4:00 | 11.247 | 60
2022-01-05 04:30 | 4:30 | 11.203 | 60
2022-01-05 05:00 | 5:00 | 11.4185 | 60
2022-01-05 05:30 | 5:30 | 10.8989 | 60
2022-01-05 06:00 | 6:00 | 11.0294 | 60
2022-01-05 06:30 | 6:30 | 9.8752 | 60
2022-01-05 07:00 | 7:00 | 11.1451 | 60
2022-01-05 07:30 | 7:30 | 9.1857 | 60
2022-01-05 08:00 | 8:00 | 11.5049 | 60
2022-01-05 08:30 | 8:30 | 10.3323 | 60
2022-01-05 09:00 | 9:00 | 9.9282 | 60
2022-01-05 09:30 | 9:30 | 10.5444 | 60
2022-01-05 10:00 | 10:00 | 8.6112 | 60
2022-01-05 10:30 | 10:30 | 6.0077 | 60
2022-01-05 11:00 | 11:00 | 6.5916 | 60
2022-01-05 11:30 | 11:30 | 5.5845 | 60
2022-01-05 12:00 | 12:00 | 8.2058 | 60
2022-01-05 12:30 | 12:30 | 9.3697 | 60
2022-01-05 13:00 | 13:00 | 9.2633 | 60
2022-01-05 13:30 | 13:30 | 11.8315 | 60
2022-01-05 14:00 | 14:00 | 12.4118 | 60
2022-01-05 14:30 | 14:30 | 13.7371 | 60
2022-01-05 15:00 | 15:00 | 15.1043 | 60
2022-01-05 15:30 | 15:30 | 15.4663 | 60
2022-01-05 16:00 | 16:00 | 18.6944 | 60
2022-01-05 16:30 | 16:30 | 20.5197 | 60
2022-01-05 17:00 | 17:00 | 22.0977 | 60
2022-01-05 17:30 | 17:30 | 23.1686 | 60
2022-01-05 18:00 | 18:00 | 22.9409 | 60
2022-01-05 18:30 | 18:30 | 23.322 | 60
2022-01-05 19:00 | 19:00 | 23.0961 | 60
2022-01-05 19:30 | 19:30 | 22.6166 | 60
2022-01-05 20:00 | 20:00 | 21.7233 | 60
2022-01-05 20:30 | 20:30 | 20.7236 | 60
2022-01-05 21:00 | 21:00 | 19.5018 | 60
2022-01-05 21:30 | 21:30 | 18.2462 | 60
2022-01-05 22:00 | 22:00 | 17.2131 | 60
2022-01-05 22:30 | 22:30 | 16.3992 | 60
2022-01-05 23:00 | 23:00 | 15.3222 | 60
2022-01-05 23:30 | 23:30 | 14.081 | 60
2022-01-06 | 0:00 | 13.3487 | 60
2022-01-06 00:30 | 0:30 | 12.7211 | 60
2022-01-06 01:00 | 1:00 | 12.406 | 60
2022-01-06 01:30 | 1:30 | 12.0475 | 60
2022-01-06 02:00 | 2:00 | 11.8449 | 60
2022-01-06 02:30 | 2:30 | 11.5276 | 60
2022-01-06 03:00 | 3:00 | 11.3649 | 60
2022-01-06 03:30 | 3:30 | 11.2419 | 60
2022-01-06 04:00 | 4:00 | 11.1425 | 60
2022-01-06 04:30 | 4:30 | 11.352 | 60
2022-01-06 05:00 | 5:00 | 11.4502 | 60
2022-01-06 05:30 | 5:30 | 11.409 | 60
2022-01-06 06:00 | 6:00 | 11.8948 | 60
2022-01-06 06:30 | 6:30 | 9.9582 | 60
2022-01-06 07:00 | 7:00 | 8.5969 | 60
2022-01-06 07:30 | 7:30 | 9.1352 | 60
2022-01-06 08:00 | 8:00 | 7.5832 | 60
2022-01-06 08:30 | 8:30 | 6.4201 | 60
2022-01-06 09:00 | 9:00 | 7.7883 | 60
2022-01-06 09:30 | 9:30 | 9.193 | 60
2022-01-06 10:00 | 10:00 | 10.9606 | 60
2022-01-06 10:30 | 10:30 | 8.5924 | 60
2022-01-06 11:00 | 11:00 | 10.9023 | 60
2022-01-06 11:30 | 11:30 | 10.4953 | 60
2022-01-06 12:00 | 12:00 | 12.5847 | 60
2022-01-06 12:30 | 12:30 | 12.0034 | 60
2022-01-06 13:00 | 13:00 | 12.5338 | 60
2022-01-06 13:30 | 13:30 | 13.5504 | 60
2022-01-06 14:00 | 14:00 | 12.784 | 60
2022-01-06 14:30 | 14:30 | 12.7292 | 60
2022-01-06 15:00 | 15:00 | 15.553 | 60
2022-01-06 15:30 | 15:30 | 18.4996 | 60
2022-01-06 16:00 | 16:00 | 19.2623 | 60
2022-01-06 16:30 | 16:30 | 20.7554 | 60
2022-01-06 17:00 | 17:00 | 22.8607 | 60
2022-01-06 17:30 | 17:30 | 24.2542 | 60
2022-01-06 18:00 | 18:00 | 24.5804 | 60
2022-01-06 18:30 | 18:30 | 24.4985 | 60
2022-01-06 19:00 | 19:00 | 24.4753 | 60
2022-01-06 19:30 | 19:30 | 23.9228 | 60
2022-01-06 20:00 | 20:00 | 23.2822 | 60
2022-01-06 20:30 | 20:30 | 22.0755 | 60
2022-01-06 21:00 | 21:00 | 20.6696 | 60
2022-01-06 21:30 | 21:30 | 19.5356 | 60
2022-01-06 22:00 | 22:00 | 18.3171 | 60
2022-01-06 22:30 | 22:30 | 17.2588 | 60
2022-01-06 23:00 | 23:00 | 16.1029 | 60
2022-01-06 23:30 | 23:30 | 14.9488 | 60
2022-01-07 | 0:00 | 14.0536 | 60
2022-01-07 00:30 | 0:30 | 13.5195 | 60
2022-01-07 01:00 | 1:00 | 13.0704 | 60
2022-01-07 01:30 | 1:30 | 12.6012 | 60
2022-01-07 02:00 | 2:00 | 12.313 | 60
2022-01-07 02:30 | 2:30 | 12.0904 | 60
2022-01-07 03:00 | 3:00 | 11.8961 | 60
2022-01-07 03:30 | 3:30 | 11.8248 | 60
2022-01-07 04:00 | 4:00 | 11.8027 | 60
2022-01-07 04:30 | 4:30 | 12.0459 | 60
2022-01-07 05:00 | 5:00 | 11.9914 | 60
2022-01-07 05:30 | 5:30 | 12.1198 | 60
2022-01-07 06:00 | 6:00 | 12.0756 | 60
2022-01-07 06:30 | 6:30 | 12.1396 | 60
2022-01-07 07:00 | 7:00 | 13.1704 | 60
2022-01-07 07:30 | 7:30 | 13.238 | 60
2022-01-07 08:00 | 8:00 | 12.2797 | 60
2022-01-07 08:30 | 8:30 | 12.2772 | 60
2022-01-07 09:00 | 9:00 | 10.8391 | 60
2022-01-07 09:30 | 9:30 | 10.651 | 60
2022-01-07 10:00 | 10:00 | 11.7007 | 60
2022-01-07 10:30 | 10:30 | 10.5522 | 60
2022-01-07 11:00 | 11:00 | 11.6708 | 60
2022-01-07 11:30 | 11:30 | 11.0767 | 60
2022-01-07 12:00 | 12:00 | 12.5007 | 60
2022-01-07 12:30 | 12:30 | 14.9048 | 60
2022-01-07 13:00 | 13:00 | 14.0466 | 60
2022-01-07 13:30 | 13:30 | 13.4524 | 60
2022-01-07 14:00 | 14:00 | 15.2791 | 60
2022-01-07 14:30 | 14:30 | 13.4371 | 60
2022-01-07 15:00 | 15:00 | 15.3808 | 60
2022-01-07 15:30 | 15:30 | 17.2976 | 60
2022-01-07 16:00 | 16:00 | 18.2605 | 60
2022-01-07 16:30 | 16:30 | 19.0519 | 60
2022-01-07 17:00 | 17:00 | 19.5805 | 60
2022-01-07 17:30 | 17:30 | 20.2981 | 60
2022-01-07 18:00 | 18:00 | 20.979 | 60
2022-01-07 18:30 | 18:30 | 21.6818 | 60
2022-01-07 19:00 | 19:00 | 21.9016 | 60
2022-01-07 19:30 | 19:30 | 21.5035 | 60
2022-01-07 20:00 | 20:00 | 21.0151 | 60
2022-01-07 20:30 | 20:30 | 20.0658 | 60
2022-01-07 21:00 | 21:00 | 19.0196 | 60
2022-01-07 21:30 | 21:30 | 18.0573 | 60
2022-01-07 22:00 | 22:00 | 17.0154 | 60
2022-01-07 22:30 | 22:30 | 16.3318 | 60
2022-01-07 23:00 | 23:00 | 15.1912 | 60
2022-01-07 23:30 | 23:30 | 14.1842 | 60
2022-01-08 | 0:00 | 13.3834 | 60
2022-01-08 00:30 | 0:30 | 12.6293 | 60
2022-01-08 01:00 | 1:00 | 12.3149 | 60
2022-01-08 01:30 | 1:30 | 11.9482 | 60
2022-01-08 02:00 | 2:00 | 11.8114 | 60
2022-01-08 02:30 | 2:30 | 11.5856 | 60
2022-01-08 03:00 | 3:00 | 11.3979 | 60
2022-01-08 03:30 | 3:30 | 11.2228 | 60
2022-01-08 04:00 | 4:00 | 11.2038 | 60
2022-01-08 04:30 | 4:30 | 11.1581 | 60
2022-01-08 05:00 | 5:00 | 11.2105 | 60
2022-01-08 05:30 | 5:30 | 11.2685 | 60
2022-01-08 06:00 | 6:00 | 11.7955 | 60
2022-01-08 06:30 | 6:30 | 11.9334 | 60
2022-01-08 07:00 | 7:00 | 12.5818 | 60
2022-01-08 07:30 | 7:30 | 12.6483 | 60
2022-01-08 08:00 | 8:00 | 12.1819 | 60
2022-01-08 08:30 | 8:30 | 13.4754 | 60
2022-01-08 09:00 | 9:00 | 14.0442 | 60
2022-01-08 09:30 | 9:30 | 12.8055 | 60
2022-01-08 10:00 | 10:00 | 13.1099 | 60
2022-01-08 10:30 | 10:30 | 14.8709 | 60
2022-01-08 11:00 | 11:00 | 11.0653 | 60
2022-01-08 11:30 | 11:30 | 15.0264 | 60
2022-01-08 12:00 | 12:00 | 15.7551 | 60
2022-01-08 12:30 | 12:30 | 16.4446 | 60
2022-01-08 13:00 | 13:00 | 16.4791 | 60
2022-01-08 13:30 | 13:30 | 16.9652 | 60
2022-01-08 14:00 | 14:00 | 16.6405 | 60
2022-01-08 14:30 | 14:30 | 17.9483 | 60
2022-01-08 15:00 | 15:00 | 18.9752 | 60
2022-01-08 15:30 | 15:30 | 18.9968 | 60
2022-01-08 16:00 | 16:00 | 19.1552 | 60
2022-01-08 16:30 | 16:30 | 18.7136 | 60
2022-01-08 17:00 | 17:00 | 19.3973 | 60
2022-01-08 17:30 | 17:30 | 20.4092 | 60
2022-01-08 18:00 | 18:00 | 20.6529 | 60
2022-01-08 18:30 | 18:30 | 20.983 | 60
2022-01-08 19:00 | 19:00 | 21.4264 | 60
2022-01-08 19:30 | 19:30 | 20.9397 | 60
2022-01-08 20:00 | 20:00 | 20.3065 | 60
2022-01-08 20:30 | 20:30 | 19.3459 | 60
2022-01-08 21:00 | 21:00 | 18.3897 | 60
2022-01-08 21:30 | 21:30 | 17.402 | 60
2022-01-08 22:00 | 22:00 | 16.464 | 60
2022-01-08 22:30 | 22:30 | 15.7759 | 60
2022-01-08 23:00 | 23:00 | 14.6143 | 60
2022-01-08 23:30 | 23:30 | 13.6247 | 60
2022-01-09 | 0:00 | 12.9532 | 60
2022-01-09 00:30 | 0:30 | 12.3059 | 60
2022-01-09 01:00 | 1:00 | 11.9578 | 60
2022-01-09 01:30 | 1:30 | 11.6012 | 60
2022-01-09 02:00 | 2:00 | 11.2114 | 60
2022-01-09 02:30 | 2:30 | 11.1274 | 60
2022-01-09 03:00 | 3:00 | 10.9898 | 60
2022-01-09 03:30 | 3:30 | 10.8839 | 60
2022-01-09 04:00 | 4:00 | 10.8832 | 60
2022-01-09 04:30 | 4:30 | 10.7419 | 60
2022-01-09 05:00 | 5:00 | 10.6074 | 60
2022-01-09 05:30 | 5:30 | 10.4615 | 60
2022-01-09 06:00 | 6:00 | 9.7495 | 60
2022-01-09 06:30 | 6:30 | 8.4341 | 60
2022-01-09 07:00 | 7:00 | 8.6538 | 60
2022-01-09 07:30 | 7:30 | 8.5454 | 60
2022-01-09 08:00 | 8:00 | 9.1622 | 60
2022-01-09 08:30 | 8:30 | 6.6825 | 60
2022-01-09 09:00 | 9:00 | 7.6981 | 60
2022-01-09 09:30 | 9:30 | 8.4421 | 60
2022-01-09 10:00 | 10:00 | 9.2535 | 60
2022-01-09 10:30 | 10:30 | 8.2924 | 60
2022-01-09 11:00 | 11:00 | 8.8442 | 60
2022-01-09 11:30 | 11:30 | 8.8192 | 60
2022-01-09 12:00 | 12:00 | 10.1254 | 60
2022-01-09 12:30 | 12:30 | 10.8688 | 60
2022-01-09 13:00 | 13:00 | 12.8325 | 60
2022-01-09 13:30 | 13:30 | 13.1547 | 60
2022-01-09 14:00 | 14:00 | 14.447 | 60
2022-01-09 14:30 | 14:30 | 15.3846 | 60
2022-01-09 15:00 | 15:00 | 18.323 | 60
2022-01-09 15:30 | 15:30 | 20.5229 | 60
2022-01-09 16:00 | 16:00 | 21.8933 | 60
2022-01-09 16:30 | 16:30 | 22.2485 | 60
2022-01-09 17:00 | 17:00 | 23.9597 | 60
2022-01-09 17:30 | 17:30 | 24.8168 | 60
2022-01-09 18:00 | 18:00 | 25.368 | 60
2022-01-09 18:30 | 18:30 | 25.4347 | 60
2022-01-09 19:00 | 19:00 | 25.0511 | 60
2022-01-09 19:30 | 19:30 | 23.9028 | 60
2022-01-09 20:00 | 20:00 | 22.9946 | 60
2022-01-09 20:30 | 20:30 | 21.4181 | 60
2022-01-09 21:00 | 21:00 | 20.1214 | 60
2022-01-09 21:30 | 21:30 | 18.8908 | 60
2022-01-09 22:00 | 22:00 | 17.2367 | 60
2022-01-09 22:30 | 22:30 | 16.1383 | 60
2022-01-09 23:00 | 23:00 | 14.7835 | 60
2022-01-09 23:30 | 23:30 | 13.7858 | 60
2022-01-10 | 0:00 | 12.9405 | 60
2022-01-10 00:30 | 0:30 | 12.2655 | 60
2022-01-10 01:00 | 1:00 | 11.9142 | 60
2022-01-10 01:30 | 1:30 | 11.6236 | 60
2022-01-10 02:00 | 2:00 | 11.2468 | 60
2022-01-10 02:30 | 2:30 | 10.9993 | 60
2022-01-10 03:00 | 3:00 | 10.9878 | 60
2022-01-10 03:30 | 3:30 | 10.8536 | 60
2022-01-10 04:00 | 4:00 | 10.9174 | 60
2022-01-10 04:30 | 4:30 | 11.1356 | 60
2022-01-10 05:00 | 5:00 | 11.3273 | 60
2022-01-10 05:30 | 5:30 | 11.2089 | 60
2022-01-10 06:00 | 6:00 | 10.224 | 60
2022-01-10 06:30 | 6:30 | 8.2847 | 60
2022-01-10 07:00 | 7:00 | 7.5369 | 60
2022-01-10 07:30 | 7:30 | 7.4799 | 60
2022-01-10 08:00 | 8:00 | 7.3116 | 60
2022-01-10 08:30 | 8:30 | 6.3283 | 60
2022-01-10 09:00 | 9:00 | 5.3735 | 60
2022-01-10 09:30 | 9:30 | 4.3777 | 60
2022-01-10 10:00 | 10:00 | 4.1189 | 60
2022-01-10 10:30 | 10:30 | 4.019 | 60
2022-01-10 11:00 | 11:00 | 4.494 | 60
2022-01-10 11:30 | 11:30 | 4.9176 | 60
2022-01-10 12:00 | 12:00 | 4.7725 | 60
2022-01-10 12:30 | 12:30 | 5.1369 | 60
2022-01-10 13:00 | 13:00 | 5.9618 | 60
2022-01-10 13:30 | 13:30 | 6.9465 | 60
2022-01-10 14:00 | 14:00 | 8.3233 | 60
2022-01-10 14:30 | 14:30 | 9.9681 | 60
2022-01-10 15:00 | 15:00 | 12.2489 | 60
2022-01-10 15:30 | 15:30 | 14.7337 | 60
2022-01-10 16:00 | 16:00 | 17.6158 | 60
2022-01-10 16:30 | 16:30 | 20.6768 | 60
2022-01-10 17:00 | 17:00 | 23.5526 | 60
2022-01-10 17:30 | 17:30 | 25.0951 | 60
2022-01-10 18:00 | 18:00 | 26.1587 | 60
2022-01-10 18:30 | 18:30 | 26.1885 | 60
2022-01-10 19:00 | 19:00 | 26.0066 | 60
2022-01-10 19:30 | 19:30 | 24.8809 | 60
2022-01-10 20:00 | 20:00 | 24.0905 | 60
2022-01-10 20:30 | 20:30 | 22.694 | 60
2022-01-10 21:00 | 21:00 | 20.9388 | 60
2022-01-10 21:30 | 21:30 | 19.1789 | 60
2022-01-10 22:00 | 22:00 | 17.5313 | 60
2022-01-10 22:30 | 22:30 | 16.4953 | 60
2022-01-10 23:00 | 23:00 | 15.302 | 60
2022-01-10 23:30 | 23:30 | 14.1122 | 60
2022-01-11 | 0:00 | 13.3298 | 60
2022-01-11 00:30 | 0:30 | 12.6215 | 60
2022-01-11 01:00 | 1:00 | 12.1517 | 60
2022-01-11 01:30 | 1:30 | 11.7582 | 60
2022-01-11 02:00 | 2:00 | 11.5536 | 60
2022-01-11 02:30 | 2:30 | 11.388 | 60
2022-01-11 03:00 | 3:00 | 11.2976 | 60
2022-01-11 03:30 | 3:30 | 11.0892 | 60
2022-01-11 04:00 | 4:00 | 11.3572 | 60
2022-01-11 04:30 | 4:30 | 11.4432 | 60
2022-01-11 05:00 | 5:00 | 11.4938 | 60
2022-01-11 05:30 | 5:30 | 10.5004 | 60
2022-01-11 06:00 | 6:00 | 10.2822 | 60
2022-01-11 06:30 | 6:30 | 9.8403 | 60
2022-01-11 07:00 | 7:00 | 8.5251 | 60
2022-01-11 07:30 | 7:30 | 6.8415 | 60
2022-01-11 08:00 | 8:00 | 6.766 | 60
2022-01-11 08:30 | 8:30 | 7.2566 | 60
2022-01-11 09:00 | 9:00 | 7.2299 | 60
2022-01-11 09:30 | 9:30 | 3.4728 | 60
2022-01-11 10:00 | 10:00 | 7.0816 | 60
2022-01-11 10:30 | 10:30 | 8.6767 | 60
2022-01-11 11:00 | 11:00 | 7.1486 | 60
2022-01-11 11:30 | 11:30 | 5.9932 | 60
2022-01-11 12:00 | 12:00 | 6.7787 | 60
2022-01-11 12:30 | 12:30 | 5.1605 | 60
2022-01-11 13:00 | 13:00 | 6.2379 | 60
2022-01-11 13:30 | 13:30 | 8.2155 | 60
2022-01-11 14:00 | 14:00 | 8.6646 | 60
2022-01-11 14:30 | 14:30 | 9.5512 | 60
2022-01-11 15:00 | 15:00 | 12.5964 | 60
2022-01-11 15:30 | 15:30 | 16.0841 | 60
2022-01-11 16:00 | 16:00 | 16.9768 | 60
2022-01-11 16:30 | 16:30 | 18.6823 | 60
2022-01-11 17:00 | 17:00 | 20.2055 | 60
2022-01-11 17:30 | 17:30 | 21.5684 | 60
2022-01-11 18:00 | 18:00 | 22.7838 | 60
2022-01-11 18:30 | 18:30 | 23.1621 | 60
2022-01-11 19:00 | 19:00 | 23.115 | 60
2022-01-11 19:30 | 19:30 | 22.3933 | 60
2022-01-11 20:00 | 20:00 | 21.3771 | 60
2022-01-11 20:30 | 20:30 | 20.0614 | 60
2022-01-11 21:00 | 21:00 | 18.7202 | 60
2022-01-11 21:30 | 21:30 | 17.3631 | 60
2022-01-11 22:00 | 22:00 | 16.0558 | 60
2022-01-11 22:30 | 22:30 | 15.1381 | 60
2022-01-11 23:00 | 23:00 | 13.8362 | 60
2022-01-11 23:30 | 23:30 | 12.8927 | 60
2022-01-12 | 0:00 | 12.0251 | 60
2022-01-12 00:30 | 0:30 | 11.4352 | 60
2022-01-12 01:00 | 1:00 | 11.1305 | 60
2022-01-12 01:30 | 1:30 | 10.7502 | 60
2022-01-12 02:00 | 2:00 | 10.4774 | 60
2022-01-12 02:30 | 2:30 | 10.3706 | 60
2022-01-12 03:00 | 3:00 | 10.46 | 60
2022-01-12 03:30 | 3:30 | 10.3912 | 60
2022-01-12 04:00 | 4:00 | 10.3788 | 60
2022-01-12 04:30 | 4:30 | 10.4632 | 60
2022-01-12 05:00 | 5:00 | 10.578 | 60
2022-01-12 05:30 | 5:30 | 10.2707 | 60
2022-01-12 06:00 | 6:00 | 10.0709 | 60
2022-01-12 06:30 | 6:30 | 9.1133 | 60
2022-01-12 07:00 | 7:00 | 8.6513 | 60
2022-01-12 07:30 | 7:30 | 6.1239 | 60
2022-01-12 08:00 | 8:00 | 5.0554 | 60
2022-01-12 08:30 | 8:30 | 5.1004 | 60
2022-01-12 09:00 | 9:00 | 3.3771 | 60
2022-01-12 09:30 | 9:30 | 2.5149 | 60
2022-01-12 10:00 | 10:00 | 2.8303 | 60
2022-01-12 10:30 | 10:30 | 2.7885 | 60
2022-01-12 11:00 | 11:00 | 3.5685 | 60
2022-01-12 11:30 | 11:30 | 4.1832 | 60
2022-01-12 12:00 | 12:00 | 4.3268 | 60
2022-01-12 12:30 | 12:30 | 4.4594 | 60
2022-01-12 13:00 | 13:00 | 4.9717 | 60
2022-01-12 13:30 | 13:30 | 6.7446 | 60
2022-01-12 14:00 | 14:00 | 8.2468 | 60
2022-01-12 14:30 | 14:30 | 11.3726 | 60
2022-01-12 15:00 | 15:00 | 11.2322 | 60
2022-01-12 15:30 | 15:30 | 12.353 | 60
2022-01-12 16:00 | 16:00 | 15.4769 | 60
2022-01-12 16:30 | 16:30 | 18.2666 | 60
2022-01-12 17:00 | 17:00 | 19.515 | 60
2022-01-12 17:30 | 17:30 | 20.9195 | 60
2022-01-12 18:00 | 18:00 | 21.7289 | 60
2022-01-12 18:30 | 18:30 | 22.9446 | 60
2022-01-12 19:00 | 19:00 | 22.942 | 60
2022-01-12 19:30 | 19:30 | 22.1718 | 60
2022-01-12 20:00 | 20:00 | 21.3275 | 60
2022-01-12 20:30 | 20:30 | 19.8973 | 60
2022-01-12 21:00 | 21:00 | 18.6644 | 60
2022-01-12 21:30 | 21:30 | 17.4055 | 60
2022-01-12 22:00 | 22:00 | 16.0075 | 60
2022-01-12 22:30 | 22:30 | 15.0369 | 60
2022-01-12 23:00 | 23:00 | 13.7342 | 60
2022-01-12 23:30 | 23:30 | 12.8516 | 60
2022-01-13 | 0:00 | 12.1311 | 60
2022-01-13 00:30 | 0:30 | 11.4869 | 60
2022-01-13 01:00 | 1:00 | 11.1362 | 60
2022-01-13 01:30 | 1:30 | 10.935 | 60
2022-01-13 02:00 | 2:00 | 10.7492 | 60
2022-01-13 02:30 | 2:30 | 10.5418 | 60
2022-01-13 03:00 | 3:00 | 10.3596 | 60
2022-01-13 03:30 | 3:30 | 10.296 | 60
2022-01-13 04:00 | 4:00 | 10.3806 | 60
2022-01-13 04:30 | 4:30 | 10.4548 | 60
2022-01-13 05:00 | 5:00 | 10.5229 | 60
2022-01-13 05:30 | 5:30 | 10.2113 | 60
2022-01-13 06:00 | 6:00 | 9.6587 | 60
2022-01-13 06:30 | 6:30 | 8.0111 | 60
2022-01-13 07:00 | 7:00 | 7.2535 | 60
2022-01-13 07:30 | 7:30 | 5.888 | 60
2022-01-13 08:00 | 8:00 | 4.7361 | 60
2022-01-13 08:30 | 8:30 | 4.0147 | 60
2022-01-13 09:00 | 9:00 | 3.6831 | 60
2022-01-13 09:30 | 9:30 | 2.8054 | 60
2022-01-13 10:00 | 10:00 | 2.8317 | 60
2022-01-13 10:30 | 10:30 | 2.1343 | 60
2022-01-13 11:00 | 11:00 | 2.0551 | 60
2022-01-13 11:30 | 11:30 | 2.3845 | 60
2022-01-13 12:00 | 12:00 | 2.7458 | 60
2022-01-13 12:30 | 12:30 | 3.4059 | 60
2022-01-13 13:00 | 13:00 | 4.2591 | 60
2022-01-13 13:30 | 13:30 | 5.0497 | 60
2022-01-13 14:00 | 14:00 | 6.1454 | 60
2022-01-13 14:30 | 14:30 | 7.7733 | 60
2022-01-13 15:00 | 15:00 | 10.5849 | 60
2022-01-13 15:30 | 15:30 | 16.4698 | 60
2022-01-13 16:00 | 16:00 | 18.3038 | 60
2022-01-13 16:30 | 16:30 | 19.1996 | 60
2022-01-13 17:00 | 17:00 | 19.6455 | 60
2022-01-13 17:30 | 17:30 | 20.1918 | 60
2022-01-13 18:00 | 18:00 | 20.7295 | 60
2022-01-13 18:30 | 18:30 | 21.6577 | 60
2022-01-13 19:00 | 19:00 | 21.4546 | 60
2022-01-13 19:30 | 19:30 | 21.2489 | 60
2022-01-13 20:00 | 20:00 | 20.3186 | 60
2022-01-13 20:30 | 20:30 | 19.1395 | 60
2022-01-13 21:00 | 21:00 | 17.8189 | 60
2022-01-13 21:30 | 21:30 | 16.5753 | 60
2022-01-13 22:00 | 22:00 | 15.4329 | 60
2022-01-13 22:30 | 22:30 | 14.4793 | 60
2022-01-13 23:00 | 23:00 | 13.3026 | 60
2022-01-13 23:30 | 23:30 | 12.3773 | 60
2022-01-14 | 0:00 | 11.619 | 60
2022-01-14 00:30 | 0:30 | 11.1956 | 60
2022-01-14 01:00 | 1:00 | 10.908 | 60
2022-01-14 01:30 | 1:30 | 10.5517 | 60
2022-01-14 02:00 | 2:00 | 10.4077 | 60
2022-01-14 02:30 | 2:30 | 10.2973 | 60
2022-01-14 03:00 | 3:00 | 10.179 | 60
2022-01-14 03:30 | 3:30 | 10.1933 | 60
2022-01-14 04:00 | 4:00 | 10.2487 | 60
2022-01-14 04:30 | 4:30 | 10.3516 | 60
2022-01-14 05:00 | 5:00 | 10.5096 | 60
2022-01-14 05:30 | 5:30 | 10.1432 | 60
2022-01-14 06:00 | 6:00 | 10.3742 | 60
2022-01-14 06:30 | 6:30 | 9.5049 | 60
2022-01-14 07:00 | 7:00 | 9.0859 | 60
2022-01-14 07:30 | 7:30 | 8.1429 | 60
2022-01-14 08:00 | 8:00 | 9.3204 | 60
2022-01-14 08:30 | 8:30 | 10.6646 | 60
2022-01-14 09:00 | 9:00 | 9.5241 | 60
2022-01-14 09:30 | 9:30 | 5.5782 | 60
2022-01-14 10:00 | 10:00 | 2.5482 | 60
2022-01-14 10:30 | 10:30 | 2.0867 | 60
2022-01-14 11:00 | 11:00 | 5.067 | 60
2022-01-14 11:30 | 11:30 | 9.9845 | 60
2022-01-14 12:00 | 12:00 | 8.2316 | 60
2022-01-14 12:30 | 12:30 | 5.4274 | 60
2022-01-14 13:00 | 13:00 | 6.927 | 60
2022-01-14 13:30 | 13:30 | 4.7946 | 60
2022-01-14 14:00 | 14:00 | 7.1445 | 60
2022-01-14 14:30 | 14:30 | 8.8458 | 60
2022-01-14 15:00 | 15:00 | 9.6014 | 60
2022-01-14 15:30 | 15:30 | 11.4195 | 60
2022-01-14 16:00 | 16:00 | 15.1069 | 60
2022-01-14 16:30 | 16:30 | 17.1966 | 60
2022-01-14 17:00 | 17:00 | 19.9321 | 60
2022-01-14 17:30 | 17:30 | 21.9089 | 60
2022-01-14 18:00 | 18:00 | 22.563 | 60
2022-01-14 18:30 | 18:30 | 22.5808 | 60
2022-01-14 19:00 | 19:00 | 22.5846 | 60
2022-01-14 19:30 | 19:30 | 21.9283 | 60
2022-01-14 20:00 | 20:00 | 21.0717 | 60
2022-01-14 20:30 | 20:30 | 19.9235 | 60
2022-01-14 21:00 | 21:00 | 18.6086 | 60
2022-01-14 21:30 | 21:30 | 17.5293 | 60
2022-01-14 22:00 | 22:00 | 16.3826 | 60
2022-01-14 22:30 | 22:30 | 15.4402 | 60
2022-01-14 23:00 | 23:00 | 14.2725 | 60
2022-01-14 23:30 | 23:30 | 13.2448 | 60
2022-01-15 | 0:00 | 12.3753 | 60
2022-01-15 00:30 | 0:30 | 11.6367 | 60
2022-01-15 01:00 | 1:00 | 11.3425 | 60
2022-01-15 01:30 | 1:30 | 10.942 | 60
2022-01-15 02:00 | 2:00 | 10.6984 | 60
2022-01-15 02:30 | 2:30 | 10.4514 | 60
2022-01-15 03:00 | 3:00 | 10.3282 | 60
2022-01-15 03:30 | 3:30 | 10.1686 | 60
2022-01-15 04:00 | 4:00 | 10.1624 | 60
2022-01-15 04:30 | 4:30 | 10.087 | 60
2022-01-15 05:00 | 5:00 | 9.9838 | 60
2022-01-15 05:30 | 5:30 | 9.3207 | 60
2022-01-15 06:00 | 6:00 | 8.1832 | 60
2022-01-15 06:30 | 6:30 | 7.2873 | 60
2022-01-15 07:00 | 7:00 | 6.5563 | 60
2022-01-15 07:30 | 7:30 | 5.4202 | 60
2022-01-15 08:00 | 8:00 | 5.0353 | 60
2022-01-15 08:30 | 8:30 | 4.6567 | 60
2022-01-15 09:00 | 9:00 | 4.3345 | 60
2022-01-15 09:30 | 9:30 | 4.5948 | 60
2022-01-15 10:00 | 10:00 | 4.7644 | 60
2022-01-15 10:30 | 10:30 | 6.9188 | 60
2022-01-15 11:00 | 11:00 | 7.2789 | 60
2022-01-15 11:30 | 11:30 | 9.5295 | 60
2022-01-15 12:00 | 12:00 | 9.1099 | 60
2022-01-15 12:30 | 12:30 | 6.91 | 60
2022-01-15 13:00 | 13:00 | 9.0065 | 60
2022-01-15 13:30 | 13:30 | 12.6328 | 60
2022-01-15 14:00 | 14:00 | 13.4167 | 60
2022-01-15 14:30 | 14:30 | 12.6449 | 60
2022-01-15 15:00 | 15:00 | 14.8389 | 60
2022-01-15 15:30 | 15:30 | 15.6973 | 60
2022-01-15 16:00 | 16:00 | 17.9955 | 60
2022-01-15 16:30 | 16:30 | 20.4332 | 60
2022-01-15 17:00 | 17:00 | 22.3888 | 60
2022-01-15 17:30 | 17:30 | 23.7774 | 60
2022-01-15 18:00 | 18:00 | 25.3875 | 60
2022-01-15 18:30 | 18:30 | 25.2141 | 60
2022-01-15 19:00 | 19:00 | 24.8369 | 60
2022-01-15 19:30 | 19:30 | 24.366 | 60
2022-01-15 20:00 | 20:00 | 23.4484 | 60
2022-01-15 20:30 | 20:30 | 22.0448 | 60
2022-01-15 21:00 | 21:00 | 20.8458 | 60
2022-01-15 21:30 | 21:30 | 19.5307 | 60
2022-01-15 22:00 | 22:00 | 18.157 | 60
2022-01-15 22:30 | 22:30 | 17.1717 | 60
2022-01-15 23:00 | 23:00 | 15.9607 | 60
2022-01-15 23:30 | 23:30 | 14.8765 | 60
2022-01-16 | 0:00 | 13.9795 | 60
2022-01-16 00:30 | 0:30 | 13.4092 | 60
2022-01-16 01:00 | 1:00 | 12.899 | 60
2022-01-16 01:30 | 1:30 | 12.6555 | 60
2022-01-16 02:00 | 2:00 | 12.1641 | 60
2022-01-16 02:30 | 2:30 | 11.1785 | 60
2022-01-16 03:00 | 3:00 | 11.1391 | 60
2022-01-16 03:30 | 3:30 | 11.0351 | 60
2022-01-16 04:00 | 4:00 | 10.9391 | 60
2022-01-16 04:30 | 4:30 | 10.7698 | 60
2022-01-16 05:00 | 5:00 | 10.6933 | 60
2022-01-16 05:30 | 5:30 | 10.3192 | 60
2022-01-16 06:00 | 6:00 | 9.7743 | 60
2022-01-16 06:30 | 6:30 | 10.3824 | 60
2022-01-16 07:00 | 7:00 | 10.6375 | 60
2022-01-16 07:30 | 7:30 | 10.7881 | 60
2022-01-16 08:00 | 8:00 | 9.3995 | 60
2022-01-16 08:30 | 8:30 | 8.3886 | 60
2022-01-16 09:00 | 9:00 | 7.7569 | 60
2022-01-16 09:30 | 9:30 | 6.7778 | 60
2022-01-16 10:00 | 10:00 | 7.0771 | 60
2022-01-16 10:30 | 10:30 | 8.1488 | 60
2022-01-16 11:00 | 11:00 | 7.7074 | 60
2022-01-16 11:30 | 11:30 | 3.843 | 60
2022-01-16 12:00 | 12:00 | 4.6138 | 60
2022-01-16 12:30 | 12:30 | 8.0009 | 60
2022-01-16 13:00 | 13:00 | 11.7297 | 60
2022-01-16 13:30 | 13:30 | 8.6345 | 60
2022-01-16 14:00 | 14:00 | 9.8108 | 60
2022-01-16 14:30 | 14:30 | 12.3938 | 60
2022-01-16 15:00 | 15:00 | 16.7639 | 60
2022-01-16 15:30 | 15:30 | 18.1834 | 60
2022-01-16 16:00 | 16:00 | 23.8674 | 60
2022-01-16 16:30 | 16:30 | 24.7907 | 60
2022-01-16 17:00 | 17:00 | 24.9491 | 60
2022-01-16 17:30 | 17:30 | 25.6914 | 60
2022-01-16 18:00 | 18:00 | 26.1006 | 60
2022-01-16 18:30 | 18:30 | 26.3265 | 60
2022-01-16 19:00 | 19:00 | 26.2101 | 60
2022-01-16 19:30 | 19:30 | 25.3727 | 60
2022-01-16 20:00 | 20:00 | 24.1428 | 60
2022-01-16 20:30 | 20:30 | 22.6105 | 60
2022-01-16 21:00 | 21:00 | 21.0093 | 60
2022-01-16 21:30 | 21:30 | 19.3214 | 60
2022-01-16 22:00 | 22:00 | 17.8907 | 60
2022-01-16 22:30 | 22:30 | 16.8703 | 60
2022-01-16 23:00 | 23:00 | 15.5 | 60
2022-01-16 23:30 | 23:30 | 14.4008 | 60
2022-01-17 | 0:00 | 13.5237 | 60
2022-01-17 00:30 | 0:30 | 12.8605 | 60
2022-01-17 01:00 | 1:00 | 12.3844 | 60
2022-01-17 01:30 | 1:30 | 11.9409 | 60
2022-01-17 02:00 | 2:00 | 11.7104 | 60
2022-01-17 02:30 | 2:30 | 11.3704 | 60
2022-01-17 03:00 | 3:00 | 11.3499 | 60
2022-01-17 03:30 | 3:30 | 11.2184 | 60
2022-01-17 04:00 | 4:00 | 11.1384 | 60
2022-01-17 04:30 | 4:30 | 11.3226 | 60
2022-01-17 05:00 | 5:00 | 11.5715 | 60
2022-01-17 05:30 | 5:30 | 11.4348 | 60
2022-01-17 06:00 | 6:00 | 11.6596 | 60
2022-01-17 06:30 | 6:30 | 10.961 | 60
2022-01-17 07:00 | 7:00 | 10.3178 | 60
2022-01-17 07:30 | 7:30 | 9.9192 | 60
2022-01-17 08:00 | 8:00 | 10.852 | 60
2022-01-17 08:30 | 8:30 | 8.4939 | 60
2022-01-17 09:00 | 9:00 | 6.0476 | 60
2022-01-17 09:30 | 9:30 | 9.1603 | 60
2022-01-17 10:00 | 10:00 | 10.2935 | 60
2022-01-17 10:30 | 10:30 | 7.1456 | 60
2022-01-17 11:00 | 11:00 | 8.3626 | 60
2022-01-17 11:30 | 11:30 | 12.5889 | 60
2022-01-17 12:00 | 12:00 | 12.4925 | 60
2022-01-17 12:30 | 12:30 | 13.4849 | 60
2022-01-17 13:00 | 13:00 | 13.4324 | 60
2022-01-17 13:30 | 13:30 | 12.0838 | 60
2022-01-17 14:00 | 14:00 | 15.2584 | 60
2022-01-17 14:30 | 14:30 | 17.4129 | 60
2022-01-17 15:00 | 15:00 | 19.4199 | 60
2022-01-17 15:30 | 15:30 | 20.9485 | 60
2022-01-17 16:00 | 16:00 | 22.6501 | 60
2022-01-17 16:30 | 16:30 | 25.3959 | 60
2022-01-17 17:00 | 17:00 | 27.1929 | 60
2022-01-17 17:30 | 17:30 | 29.0497 | 60
2022-01-17 18:00 | 18:00 | 29.5898 | 60
2022-01-17 18:30 | 18:30 | 29.3287 | 60
2022-01-17 19:00 | 19:00 | 28.4585 | 60
2022-01-17 19:30 | 19:30 | 27.378 | 60
2022-01-17 20:00 | 20:00 | 25.8005 | 60
2022-01-17 20:30 | 20:30 | 24.1218 | 60
2022-01-17 21:00 | 21:00 | 22.4086 | 60
2022-01-17 21:30 | 21:30 | 20.6269 | 60
2022-01-17 22:00 | 22:00 | 19.1353 | 60
2022-01-17 22:30 | 22:30 | 17.9539 | 60
2022-01-17 23:00 | 23:00 | 16.3998 | 60
2022-01-17 23:30 | 23:30 | 15.1512 | 60
2022-01-18 | 0:00 | 14.2057 | 60
2022-01-18 00:30 | 0:30 | 13.5203 | 60
2022-01-18 01:00 | 1:00 | 13.1724 | 60
2022-01-18 01:30 | 1:30 | 12.7792 | 60
2022-01-18 02:00 | 2:00 | 12.5994 | 60
2022-01-18 02:30 | 2:30 | 12.0878 | 60
2022-01-18 03:00 | 3:00 | 11.9387 | 60
2022-01-18 03:30 | 3:30 | 11.7806 | 60
2022-01-18 04:00 | 4:00 | 11.7213 | 60
2022-01-18 04:30 | 4:30 | 11.8884 | 60
2022-01-18 05:00 | 5:00 | 11.9809 | 60
2022-01-18 05:30 | 5:30 | 11.7376 | 60
2022-01-18 06:00 | 6:00 | 11.1275 | 60
2022-01-18 06:30 | 6:30 | 10.7132 | 60
2022-01-18 07:00 | 7:00 | 10.7696 | 60
2022-01-18 07:30 | 7:30 | 11.0356 | 60
2022-01-18 08:00 | 8:00 | 8.3295 | 60
2022-01-18 08:30 | 8:30 | 9.9114 | 60
2022-01-18 09:00 | 9:00 | 9.228 | 60
2022-01-18 09:30 | 9:30 | 7.9693 | 60
2022-01-18 10:00 | 10:00 | 9.0233 | 60
2022-01-18 10:30 | 10:30 | 8.9004 | 60
2022-01-18 11:00 | 11:00 | 10.9991 | 60
2022-01-18 11:30 | 11:30 | 14.1305 | 60
2022-01-18 12:00 | 12:00 | 13.5483 | 60
2022-01-18 12:30 | 12:30 | 14.2599 | 60
2022-01-18 13:00 | 13:00 | 16.9884 | 60
2022-01-18 13:30 | 13:30 | 15.5052 | 60
2022-01-18 14:00 | 14:00 | 14.1367 | 60
2022-01-18 14:30 | 14:30 | 14.2666 | 60
2022-01-18 15:00 | 15:00 | 18.3329 | 60
2022-01-18 15:30 | 15:30 | 21.2929 | 60
2022-01-18 16:00 | 16:00 | 23.4915 | 60
2022-01-18 16:30 | 16:30 | 23.0022 | 60
2022-01-18 17:00 | 17:00 | 22.9215 | 60
2022-01-18 17:30 | 17:30 | 26.1038 | 60
2022-01-18 18:00 | 18:00 | 27.273 | 60
2022-01-18 18:30 | 18:30 | 27.9422 | 60
2022-01-18 19:00 | 19:00 | 27.5076 | 60
2022-01-18 19:30 | 19:30 | 26.4872 | 60
2022-01-18 20:00 | 20:00 | 25.0929 | 60
2022-01-18 20:30 | 20:30 | 23.3479 | 60
2022-01-18 21:00 | 21:00 | 21.611 | 60
2022-01-18 21:30 | 21:30 | 20.1042 | 60
2022-01-18 22:00 | 22:00 | 18.3653 | 60
2022-01-18 22:30 | 22:30 | 17.2977 | 60
2022-01-18 23:00 | 23:00 | 15.8818 | 60
2022-01-18 23:30 | 23:30 | 14.6382 | 60
2022-01-19 | 0:00 | 13.8117 | 60
2022-01-19 00:30 | 0:30 | 13.1022 | 60
2022-01-19 01:00 | 1:00 | 12.6385 | 60
2022-01-19 01:30 | 1:30 | 12.3371 | 60
2022-01-19 02:00 | 2:00 | 12.042 | 60
2022-01-19 02:30 | 2:30 | 11.9039 | 60
2022-01-19 03:00 | 3:00 | 11.8562 | 60
2022-01-19 03:30 | 3:30 | 11.5954 | 60
2022-01-19 04:00 | 4:00 | 11.5077 | 60
2022-01-19 04:30 | 4:30 | 11.5471 | 60
2022-01-19 05:00 | 5:00 | 11.6046 | 60
2022-01-19 05:30 | 5:30 | 11.3616 | 60
2022-01-19 06:00 | 6:00 | 10.8957 | 60
2022-01-19 06:30 | 6:30 | 9.8301 | 60
2022-01-19 07:00 | 7:00 | 9.5939 | 60
2022-01-19 07:30 | 7:30 | 9.4596 | 60
2022-01-19 08:00 | 8:00 | 9.8245 | 60
2022-01-19 08:30 | 8:30 | 11.5902 | 60
2022-01-19 09:00 | 9:00 | 11.9364 | 60
2022-01-19 09:30 | 9:30 | 9.3285 | 60
2022-01-19 10:00 | 10:00 | 12.8145 | 60
2022-01-19 10:30 | 10:30 | 11.8938 | 60
2022-01-19 11:00 | 11:00 | 10.2037 | 60
2022-01-19 11:30 | 11:30 | 11.2349 | 60
2022-01-19 12:00 | 12:00 | 14.336 | 60
2022-01-19 12:30 | 12:30 | 18.3467 | 60
2022-01-19 13:00 | 13:00 | 17.3429 | 60
2022-01-19 13:30 | 13:30 | 14.837 | 60
2022-01-19 14:00 | 14:00 | 21.2977 | 60
2022-01-19 14:30 | 14:30 | 22.0863 | 60
2022-01-19 15:00 | 15:00 | 22.6027 | 60
2022-01-19 15:30 | 15:30 | 21.7373 | 60
2022-01-19 16:00 | 16:00 | 22.8192 | 60
2022-01-19 16:30 | 16:30 | 24.846 | 60
2022-01-19 17:00 | 17:00 | 25.9343 | 60
2022-01-19 17:30 | 17:30 | 26.9387 | 60
2022-01-19 18:00 | 18:00 | 28.2518 | 60
2022-01-19 18:30 | 18:30 | 28.58 | 60
2022-01-19 19:00 | 19:00 | 28.0943 | 60
2022-01-19 19:30 | 19:30 | 26.4533 | 60
2022-01-19 20:00 | 20:00 | 24.5858 | 60
2022-01-19 20:30 | 20:30 | 22.7883 | 60
2022-01-19 21:00 | 21:00 | 21.0917 | 60
2022-01-19 21:30 | 21:30 | 19.3863 | 60
2022-01-19 22:00 | 22:00 | 17.8922 | 60
2022-01-19 22:30 | 22:30 | 16.6833 | 60
2022-01-19 23:00 | 23:00 | 15.2724 | 60
2022-01-19 23:30 | 23:30 | 14.2344 | 60
2022-01-20 | 0:00 | 13.4431 | 60
2022-01-20 00:30 | 0:30 | 12.8978 | 60
2022-01-20 01:00 | 1:00 | 12.4985 | 60
2022-01-20 01:30 | 1:30 | 12.1374 | 60
2022-01-20 02:00 | 2:00 | 11.9729 | 60
2022-01-20 02:30 | 2:30 | 11.5287 | 60
2022-01-20 03:00 | 3:00 | 11.4252 | 60
2022-01-20 03:30 | 3:30 | 11.3658 | 60
2022-01-20 04:00 | 4:00 | 11.3554 | 60
2022-01-20 04:30 | 4:30 | 11.364 | 60
2022-01-20 05:00 | 5:00 | 11.6601 | 60
2022-01-20 05:30 | 5:30 | 12.0505 | 60
2022-01-20 06:00 | 6:00 | 11.5691 | 60
2022-01-20 06:30 | 6:30 | 11.4059 | 60
2022-01-20 07:00 | 7:00 | 10.8442 | 60
2022-01-20 07:30 | 7:30 | 8.9779 | 60
2022-01-20 08:00 | 8:00 | 11.407 | 60
2022-01-20 08:30 | 8:30 | 12.3495 | 60
2022-01-20 09:00 | 9:00 | 11.2016 | 60
2022-01-20 09:30 | 9:30 | 10.9659 | 60
2022-01-20 10:00 | 10:00 | 9.3952 | 60
2022-01-20 10:30 | 10:30 | 8.3846 | 60
2022-01-20 11:00 | 11:00 | 8.1883 | 60
2022-01-20 11:30 | 11:30 | 5.0232 | 60
2022-01-20 12:00 | 12:00 | 8.1774 | 60
2022-01-20 12:30 | 12:30 | 11.4218 | 60
2022-01-20 13:00 | 13:00 | 13.8888 | 60
2022-01-20 13:30 | 13:30 | 15.1931 | 60
2022-01-20 14:00 | 14:00 | 12.326 | 60
2022-01-20 14:30 | 14:30 | 12.5567 | 60
2022-01-20 15:00 | 15:00 | 13.2227 | 60
2022-01-20 15:30 | 15:30 | 14.8496 | 60
2022-01-20 16:00 | 16:00 | 13.0045 | 60
2022-01-20 16:30 | 16:30 | 16.1143 | 60
2022-01-20 17:00 | 17:00 | 18.3169 | 60
2022-01-20 17:30 | 17:30 | 18.8121 | 60
2022-01-20 18:00 | 18:00 | 19.7948 | 60
2022-01-20 18:30 | 18:30 | 20.3712 | 60
2022-01-20 19:00 | 19:00 | 20.1509 | 60
2022-01-20 19:30 | 19:30 | 19.4321 | 60
2022-01-20 20:00 | 20:00 | 18.6424 | 60
2022-01-20 20:30 | 20:30 | 17.7515 | 60
2022-01-20 21:00 | 21:00 | 16.8825 | 60
2022-01-20 21:30 | 21:30 | 16.1269 | 60
2022-01-20 22:00 | 22:00 | 15.053 | 60
2022-01-20 22:30 | 22:30 | 14.3026 | 60
2022-01-20 23:00 | 23:00 | 13.3624 | 60
2022-01-20 23:30 | 23:30 | 12.4547 | 60
2022-01-21 | 0:00 | 11.7218 | 60
2022-01-21 00:30 | 0:30 | 11.3032 | 60
2022-01-21 01:00 | 1:00 | 10.9845 | 60
2022-01-21 01:30 | 1:30 | 10.7514 | 60
2022-01-21 02:00 | 2:00 | 10.5006 | 60
2022-01-21 02:30 | 2:30 | 10.3878 | 60
2022-01-21 03:00 | 3:00 | 10.2256 | 60
2022-01-21 03:30 | 3:30 | 10.282 | 60
2022-01-21 04:00 | 4:00 | 10.3861 | 60
2022-01-21 04:30 | 4:30 | 10.4721 | 60
2022-01-21 05:00 | 5:00 | 10.4481 | 60
2022-01-21 05:30 | 5:30 | 10.258 | 60
2022-01-21 06:00 | 6:00 | 10.0172 | 60
2022-01-21 06:30 | 6:30 | 9.8309 | 60
2022-01-21 07:00 | 7:00 | 7.0992 | 60
2022-01-21 07:30 | 7:30 | 7.0276 | 60
2022-01-21 08:00 | 8:00 | 9.5802 | 60
2022-01-21 08:30 | 8:30 | 7.7014 | 60
2022-01-21 09:00 | 9:00 | 2.4046 | 60
2022-01-21 09:30 | 9:30 | 2.0521 | 60
2022-01-21 10:00 | 10:00 | 2.3501 | 60
2022-01-21 10:30 | 10:30 | 2.0051 | 60
2022-01-21 11:00 | 11:00 | 3.3245 | 60
2022-01-21 11:30 | 11:30 | 5.5351 | 60
2022-01-21 12:00 | 12:00 | 7.4908 | 60
2022-01-21 12:30 | 12:30 | 6.2372 | 60
2022-01-21 13:00 | 13:00 | 8.4022 | 60
2022-01-21 13:30 | 13:30 | 4.3884 | 60
2022-01-21 14:00 | 14:00 | 2.6384 | 60
2022-01-21 14:30 | 14:30 | 4.4845 | 60
2022-01-21 15:00 | 15:00 | 6.8527 | 60
2022-01-21 15:30 | 15:30 | 8.9185 | 60
2022-01-21 16:00 | 16:00 | 10.146 | 60
2022-01-21 16:30 | 16:30 | 11.9133 | 60
2022-01-21 17:00 | 17:00 | 14.9633 | 60
2022-01-21 17:30 | 17:30 | 18.1376 | 60
2022-01-21 18:00 | 18:00 | 19.0014 | 60
2022-01-21 18:30 | 18:30 | 19.5445 | 60
2022-01-21 19:00 | 19:00 | 19.5911 | 60
2022-01-21 19:30 | 19:30 | 19.0984 | 60
2022-01-21 20:00 | 20:00 | 18.5081 | 60
2022-01-21 20:30 | 20:30 | 17.3118 | 60
2022-01-21 21:00 | 21:00 | 16.6567 | 60
2022-01-21 21:30 | 21:30 | 15.9206 | 60
2022-01-21 22:00 | 22:00 | 15.1363 | 60
2022-01-21 22:30 | 22:30 | 14.5088 | 60
2022-01-21 23:00 | 23:00 | 13.5663 | 60
2022-01-21 23:30 | 23:30 | 12.4757 | 60
2022-01-22 | 0:00 | 11.7509 | 60
2022-01-22 00:30 | 0:30 | 11.177 | 60
2022-01-22 01:00 | 1:00 | 10.9089 | 60
2022-01-22 01:30 | 1:30 | 10.6948 | 60
2022-01-22 02:00 | 2:00 | 10.4864 | 60
2022-01-22 02:30 | 2:30 | 10.3438 | 60
2022-01-22 03:00 | 3:00 | 10.2287 | 60
2022-01-22 03:30 | 3:30 | 10.1354 | 60
2022-01-22 04:00 | 4:00 | 10.1613 | 60
2022-01-22 04:30 | 4:30 | 10.216 | 60
2022-01-22 05:00 | 5:00 | 10.4773 | 60
2022-01-22 05:30 | 5:30 | 9.7151 | 60
2022-01-22 06:00 | 6:00 | 9.5247 | 60
2022-01-22 06:30 | 6:30 | 9.6432 | 60
2022-01-22 07:00 | 7:00 | 7.8994 | 60
2022-01-22 07:30 | 7:30 | 8.3282 | 60
2022-01-22 08:00 | 8:00 | 5.7591 | 60
2022-01-22 08:30 | 8:30 | 5.1541 | 60
2022-01-22 09:00 | 9:00 | 3.7424 | 60
2022-01-22 09:30 | 9:30 | 3.6077 | 60
2022-01-22 10:00 | 10:00 | 6.3561 | 60
2022-01-22 10:30 | 10:30 | 8.5592 | 60
2022-01-22 11:00 | 11:00 | 6.1316 | 60
2022-01-22 11:30 | 11:30 | 2.3265 | 60
2022-01-22 12:00 | 12:00 | 4.8828 | 60
2022-01-22 12:30 | 12:30 | 2.1217 | 60
2022-01-22 13:00 | 13:00 | 6.1981 | 60
2022-01-22 13:30 | 13:30 | 10.6701 | 60
2022-01-22 14:00 | 14:00 | 8.6145 | 60
2022-01-22 14:30 | 14:30 | 9.8793 | 60
2022-01-22 15:00 | 15:00 | 8.3652 | 60
2022-01-22 15:30 | 15:30 | 9.8746 | 60
2022-01-22 16:00 | 16:00 | 13.3033 | 60
2022-01-22 16:30 | 16:30 | 13.799 | 60
2022-01-22 17:00 | 17:00 | 15.2273 | 60
2022-01-22 17:30 | 17:30 | 16.8218 | 60
2022-01-22 18:00 | 18:00 | 18.357 | 60
2022-01-22 18:30 | 18:30 | 18.7124 | 60
2022-01-22 19:00 | 19:00 | 18.6533 | 60
2022-01-22 19:30 | 19:30 | 18.2869 | 60
2022-01-22 20:00 | 20:00 | 17.5564 | 60
2022-01-22 20:30 | 20:30 | 16.536 | 60
2022-01-22 21:00 | 21:00 | 15.9034 | 60
2022-01-22 21:30 | 21:30 | 15.1337 | 60
2022-01-22 22:00 | 22:00 | 14.3112 | 60
2022-01-22 22:30 | 22:30 | 13.8811 | 60
2022-01-22 23:00 | 23:00 | 12.7933 | 60
2022-01-22 23:30 | 23:30 | 11.9157 | 60
2022-01-23 | 0:00 | 11.3079 | 60
2022-01-23 00:30 | 0:30 | 10.8079 | 60
2022-01-23 01:00 | 1:00 | 10.4933 | 60
2022-01-23 01:30 | 1:30 | 10.1998 | 60
2022-01-23 02:00 | 2:00 | 9.9359 | 60
2022-01-23 02:30 | 2:30 | 9.84 | 60
2022-01-23 03:00 | 3:00 | 9.7903 | 60
2022-01-23 03:30 | 3:30 | 9.7408 | 60
2022-01-23 04:00 | 4:00 | 9.6976 | 60
2022-01-23 04:30 | 4:30 | 9.7569 | 60
2022-01-23 05:00 | 5:00 | 9.7265 | 60
2022-01-23 05:30 | 5:30 | 9.4251 | 60
2022-01-23 06:00 | 6:00 | 8.96 | 60
2022-01-23 06:30 | 6:30 | 6.7698 | 60
2022-01-23 07:00 | 7:00 | 5.7647 | 60
2022-01-23 07:30 | 7:30 | 7.1614 | 60
2022-01-23 08:00 | 8:00 | 5.8895 | 60
2022-01-23 08:30 | 8:30 | 2.9141 | 60
2022-01-23 09:00 | 9:00 | 2.3732 | 60
2022-01-23 09:30 | 9:30 | 4.4361 | 60
2022-01-23 10:00 | 10:00 | 4.2091 | 60
2022-01-23 10:30 | 10:30 | 3.2727 | 60
2022-01-23 11:00 | 11:00 | 5.2576 | 60
2022-01-23 11:30 | 11:30 | 7.4005 | 60
2022-01-23 12:00 | 12:00 | 7.909 | 60
2022-01-23 12:30 | 12:30 | 5.0049 | 60
2022-01-23 13:00 | 13:00 | 6.7049 | 60
2022-01-23 13:30 | 13:30 | 8.4024 | 60
2022-01-23 14:00 | 14:00 | 9.6004 | 60
2022-01-23 14:30 | 14:30 | 11.115 | 60
2022-01-23 15:00 | 15:00 | 8.5094 | 60
2022-01-23 15:30 | 15:30 | 13.0703 | 60
2022-01-23 16:00 | 16:00 | 14.1184 | 60
2022-01-23 16:30 | 16:30 | 14.0098 | 60
2022-01-23 17:00 | 17:00 | 16.8424 | 60
2022-01-23 17:30 | 17:30 | 18.496 | 60
2022-01-23 18:00 | 18:00 | 19.3278 | 60
2022-01-23 18:30 | 18:30 | 20.6166 | 60
2022-01-23 19:00 | 19:00 | 20.6656 | 60
2022-01-23 19:30 | 19:30 | 20.118 | 60
2022-01-23 20:00 | 20:00 | 19.2696 | 60
2022-01-23 20:30 | 20:30 | 18.2092 | 60
2022-01-23 21:00 | 21:00 | 17.1457 | 60
2022-01-23 21:30 | 21:30 | 15.9294 | 60
2022-01-23 22:00 | 22:00 | 14.7723 | 60
2022-01-23 22:30 | 22:30 | 13.8584 | 60
2022-01-23 23:00 | 23:00 | 12.9146 | 60
2022-01-23 23:30 | 23:30 | 11.9482 | 60
2022-01-24 | 0:00 | 11.3625 | 60
2022-01-24 00:30 | 0:30 | 10.8201 | 60
2022-01-24 01:00 | 1:00 | 10.4191 | 60
2022-01-24 01:30 | 1:30 | 10.1919 | 60
2022-01-24 02:00 | 2:00 | 9.9416 | 60
2022-01-24 02:30 | 2:30 | 9.8642 | 60
2022-01-24 03:00 | 3:00 | 9.7843 | 60
2022-01-24 03:30 | 3:30 | 9.6869 | 60
2022-01-24 04:00 | 4:00 | 9.8087 | 60
2022-01-24 04:30 | 4:30 | 10.0621 | 60
2022-01-24 05:00 | 5:00 | 10.3872 | 60
2022-01-24 05:30 | 5:30 | 10.1315 | 60
2022-01-24 06:00 | 6:00 | 8.9753 | 60
2022-01-24 06:30 | 6:30 | 7.5826 | 60
2022-01-24 07:00 | 7:00 | 6.829 | 60
2022-01-24 07:30 | 7:30 | 5.5603 | 60
2022-01-24 08:00 | 8:00 | 4.3518 | 60
2022-01-24 08:30 | 8:30 | 3.6352 | 60
2022-01-24 09:00 | 9:00 | 4.3727 | 60
2022-01-24 09:30 | 9:30 | 6.2537 | 60
2022-01-24 10:00 | 10:00 | 6.0659 | 60
2022-01-24 10:30 | 10:30 | 7.2039 | 60
2022-01-24 11:00 | 11:00 | 3.5788 | 60
2022-01-24 11:30 | 11:30 | 2.4282 | 60
2022-01-24 12:00 | 12:00 | 4.2746 | 60
2022-01-24 12:30 | 12:30 | 3.7632 | 60
2022-01-24 13:00 | 13:00 | 7.1659 | 60
2022-01-24 13:30 | 13:30 | 8.6942 | 60
2022-01-24 14:00 | 14:00 | 11.6272 | 60
2022-01-24 14:30 | 14:30 | 15.17 | 60
2022-01-24 15:00 | 15:00 | 12.475 | 60
2022-01-24 15:30 | 15:30 | 11.4972 | 60
2022-01-24 16:00 | 16:00 | 13.412 | 60
2022-01-24 16:30 | 16:30 | 17.2168 | 60
2022-01-24 17:00 | 17:00 | 19.1458 | 60
2022-01-24 17:30 | 17:30 | 20.6862 | 60
2022-01-24 18:00 | 18:00 | 21.9759 | 60
2022-01-24 18:30 | 18:30 | 22.5434 | 60
2022-01-24 19:00 | 19:00 | 22.5668 | 60
2022-01-24 19:30 | 19:30 | 21.6784 | 60
2022-01-24 20:00 | 20:00 | 20.8173 | 60
2022-01-24 20:30 | 20:30 | 19.494 | 60
2022-01-24 21:00 | 21:00 | 18.3216 | 60
2022-01-24 21:30 | 21:30 | 17.2707 | 60
2022-01-24 22:00 | 22:00 | 15.8458 | 60
2022-01-24 22:30 | 22:30 | 14.9421 | 60
2022-01-24 23:00 | 23:00 | 13.7871 | 60
2022-01-24 23:30 | 23:30 | 12.7618 | 60
2022-01-25 | 0:00 | 12.084 | 60
2022-01-25 00:30 | 0:30 | 11.4078 | 60
2022-01-25 01:00 | 1:00 | 11.1462 | 60
2022-01-25 01:30 | 1:30 | 10.9852 | 60
2022-01-25 02:00 | 2:00 | 10.8169 | 60
2022-01-25 02:30 | 2:30 | 10.6399 | 60
2022-01-25 03:00 | 3:00 | 10.4755 | 60
2022-01-25 03:30 | 3:30 | 10.3818 | 60
2022-01-25 04:00 | 4:00 | 10.4921 | 60
2022-01-25 04:30 | 4:30 | 10.7027 | 60
2022-01-25 05:00 | 5:00 | 10.91 | 60
2022-01-25 05:30 | 5:30 | 10.4177 | 60
2022-01-25 06:00 | 6:00 | 9.8396 | 60
2022-01-25 06:30 | 6:30 | 9.1978 | 60
2022-01-25 07:00 | 7:00 | 7.3082 | 60
2022-01-25 07:30 | 7:30 | 7.177 | 60
2022-01-25 08:00 | 8:00 | 5.6404 | 60
2022-01-25 08:30 | 8:30 | 5.0489 | 60
2022-01-25 09:00 | 9:00 | 6.9451 | 60
2022-01-25 09:30 | 9:30 | 9.5686 | 60
2022-01-25 10:00 | 10:00 | 11.0043 | 60
2022-01-25 10:30 | 10:30 | 10.2057 | 60
2022-01-25 11:00 | 11:00 | 8.6688 | 60
2022-01-25 11:30 | 11:30 | 8.2038 | 60
2022-01-25 12:00 | 12:00 | 11.5667 | 60
2022-01-25 12:30 | 12:30 | 9.1488 | 60
2022-01-25 13:00 | 13:00 | 7.6816 | 60
2022-01-25 13:30 | 13:30 | 11.0946 | 60
2022-01-25 14:00 | 14:00 | 10.3506 | 60
2022-01-25 14:30 | 14:30 | 14.7991 | 60
2022-01-25 15:00 | 15:00 | 16.427 | 60
2022-01-25 15:30 | 15:30 | 17.7859 | 60
2022-01-25 16:00 | 16:00 | 18.3203 | 60
2022-01-25 16:30 | 16:30 | 19.5632 | 60
2022-01-25 17:00 | 17:00 | 21.5224 | 60
2022-01-25 17:30 | 17:30 | 22.3811 | 60
2022-01-25 18:00 | 18:00 | 22.9792 | 60
2022-01-25 18:30 | 18:30 | 23.7571 | 60
2022-01-25 19:00 | 19:00 | 24.0865 | 60
2022-01-25 19:30 | 19:30 | 23.6098 | 60
2022-01-25 20:00 | 20:00 | 22.7921 | 60
2022-01-25 20:30 | 20:30 | 21.5371 | 60
2022-01-25 21:00 | 21:00 | 20.2639 | 60
2022-01-25 21:30 | 21:30 | 18.8772 | 60
2022-01-25 22:00 | 22:00 | 17.7265 | 60
2022-01-25 22:30 | 22:30 | 16.8428 | 60
2022-01-25 23:00 | 23:00 | 15.648 | 60
2022-01-25 23:30 | 23:30 | 14.4907 | 60
2022-01-26 | 0:00 | 13.5104 | 60
2022-01-26 00:30 | 0:30 | 12.9277 | 60
2022-01-26 01:00 | 1:00 | 12.5883 | 60
2022-01-26 01:30 | 1:30 | 12.1532 | 60
2022-01-26 02:00 | 2:00 | 11.8353 | 60
2022-01-26 02:30 | 2:30 | 11.6306 | 60
2022-01-26 03:00 | 3:00 | 11.4218 | 60
2022-01-26 03:30 | 3:30 | 11.2982 | 60
2022-01-26 04:00 | 4:00 | 11.2771 | 60
2022-01-26 04:30 | 4:30 | 11.2244 | 60
2022-01-26 05:00 | 5:00 | 11.1885 | 60
2022-01-26 05:30 | 5:30 | 11.2441 | 60
2022-01-26 06:00 | 6:00 | 11.2547 | 60
2022-01-26 06:30 | 6:30 | 11.0941 | 60
2022-01-26 07:00 | 7:00 | 11.7822 | 60
2022-01-26 07:30 | 7:30 | 12.2661 | 60
2022-01-26 08:00 | 8:00 | 12.1517 | 60
2022-01-26 08:30 | 8:30 | 12.0786 | 60
2022-01-26 09:00 | 9:00 | 11.3738 | 60
2022-01-26 09:30 | 9:30 | 10.1927 | 60
2022-01-26 10:00 | 10:00 | 9.3758 | 60
2022-01-26 10:30 | 10:30 | 10.2729 | 60
2022-01-26 11:00 | 11:00 | 12.3706 | 60
2022-01-26 11:30 | 11:30 | 12.2898 | 60
2022-01-26 12:00 | 12:00 | 9.9351 | 60
2022-01-26 12:30 | 12:30 | 9.243 | 60
2022-01-26 13:00 | 13:00 | 10.3962 | 60
2022-01-26 13:30 | 13:30 | 14.5586 | 60
2022-01-26 14:00 | 14:00 | 15.7929 | 60
2022-01-26 14:30 | 14:30 | 15.1597 | 60
2022-01-26 15:00 | 15:00 | 15.4883 | 60
2022-01-26 15:30 | 15:30 | 14.934 | 60
2022-01-26 16:00 | 16:00 | 14.8405 | 60
2022-01-26 16:30 | 16:30 | 16.4065 | 60
2022-01-26 17:00 | 17:00 | 17.6912 | 60
2022-01-26 17:30 | 17:30 | 18.9653 | 60
2022-01-26 18:00 | 18:00 | 19.7589 | 60
2022-01-26 18:30 | 18:30 | 20.1044 | 60
2022-01-26 19:00 | 19:00 | 20.1905 | 60
2022-01-26 19:30 | 19:30 | 19.5325 | 60
2022-01-26 20:00 | 20:00 | 18.7854 | 60
2022-01-26 20:30 | 20:30 | 17.9278 | 60
2022-01-26 21:00 | 21:00 | 17.0328 | 60
2022-01-26 21:30 | 21:30 | 15.8973 | 60
2022-01-26 22:00 | 22:00 | 14.9415 | 60
2022-01-26 22:30 | 22:30 | 14.1669 | 60
2022-01-26 23:00 | 23:00 | 13.3033 | 60
2022-01-26 23:30 | 23:30 | 12.2048 | 60
2022-01-27 | 0:00 | 11.6272 | 60
2022-01-27 00:30 | 0:30 | 11.2089 | 60
2022-01-27 01:00 | 1:00 | 10.8844 | 60
2022-01-27 01:30 | 1:30 | 10.546 | 60
2022-01-27 02:00 | 2:00 | 10.3412 | 60
2022-01-27 02:30 | 2:30 | 10.2436 | 60
2022-01-27 03:00 | 3:00 | 10.2692 | 60
2022-01-27 03:30 | 3:30 | 10.0899 | 60
2022-01-27 04:00 | 4:00 | 10.1462 | 60
2022-01-27 04:30 | 4:30 | 10.4275 | 60
2022-01-27 05:00 | 5:00 | 10.7674 | 60
2022-01-27 05:30 | 5:30 | 10.5226 | 60
2022-01-27 06:00 | 6:00 | 9.7993 | 60
2022-01-27 06:30 | 6:30 | 7.9032 | 60
2022-01-27 07:00 | 7:00 | 6.6304 | 60
2022-01-27 07:30 | 7:30 | 5.8599 | 60
2022-01-27 08:00 | 8:00 | 7.3135 | 60
2022-01-27 08:30 | 8:30 | 6.2588 | 60
2022-01-27 09:00 | 9:00 | 8.4784 | 60
2022-01-27 09:30 | 9:30 | 9.4602 | 60
2022-01-27 10:00 | 10:00 | 9.1641 | 60
2022-01-27 10:30 | 10:30 | 3.7779 | 60
2022-01-27 11:00 | 11:00 | 5.5206 | 60
2022-01-27 11:30 | 11:30 | 7.0292 | 60
2022-01-27 12:00 | 12:00 | 6.3856 | 60
2022-01-27 12:30 | 12:30 | 4.9518 | 60
2022-01-27 13:00 | 13:00 | 10.1846 | 60
2022-01-27 13:30 | 13:30 | 11.9987 | 60
2022-01-27 14:00 | 14:00 | 11.51 | 60
2022-01-27 14:30 | 14:30 | 9.4471 | 60
2022-01-27 15:00 | 15:00 | 6.9394 | 60
2022-01-27 15:30 | 15:30 | 9.2316 | 60
2022-01-27 16:00 | 16:00 | 12.3194 | 60
2022-01-27 16:30 | 16:30 | 15.6957 | 60
2022-01-27 17:00 | 17:00 | 18.1319 | 60
2022-01-27 17:30 | 17:30 | 21.801 | 60
2022-01-27 18:00 | 18:00 | 22.3389 | 60
2022-01-27 18:30 | 18:30 | 22.7178 | 60
2022-01-27 19:00 | 19:00 | 22.5692 | 60
2022-01-27 19:30 | 19:30 | 21.649 | 60
2022-01-27 20:00 | 20:00 | 20.7791 | 60
2022-01-27 20:30 | 20:30 | 19.5646 | 60
2022-01-27 21:00 | 21:00 | 18.222 | 60
2022-01-27 21:30 | 21:30 | 17.1898 | 60
2022-01-27 22:00 | 22:00 | 15.9487 | 60
2022-01-27 22:30 | 22:30 | 15.0104 | 60
2022-01-27 23:00 | 23:00 | 14.0056 | 60
2022-01-27 23:30 | 23:30 | 12.9871 | 60
2022-01-28 | 0:00 | 12.4457 | 60
2022-01-28 00:30 | 0:30 | 11.7451 | 60
2022-01-28 01:00 | 1:00 | 11.3364 | 60
2022-01-28 01:30 | 1:30 | 11.0301 | 60
2022-01-28 02:00 | 2:00 | 10.8459 | 60
2022-01-28 02:30 | 2:30 | 10.7804 | 60
2022-01-28 03:00 | 3:00 | 10.9421 | 60
2022-01-28 03:30 | 3:30 | 10.7977 | 60
2022-01-28 04:00 | 4:00 | 10.8445 | 60
2022-01-28 04:30 | 4:30 | 11.126 | 60
2022-01-28 05:00 | 5:00 | 11.2471 | 60
2022-01-28 05:30 | 5:30 | 10.784 | 60
2022-01-28 06:00 | 6:00 | 11.1134 | 60
2022-01-28 06:30 | 6:30 | 10.0962 | 60
2022-01-28 07:00 | 7:00 | 8.1394 | 60
2022-01-28 07:30 | 7:30 | 8.3625 | 60
2022-01-28 08:00 | 8:00 | 9.1205 | 60
2022-01-28 08:30 | 8:30 | 7.9483 | 60
2022-01-28 09:00 | 9:00 | 5.7967 | 60
2022-01-28 09:30 | 9:30 | 6.5541 | 60
2022-01-28 10:00 | 10:00 | 3.9568 | 60
2022-01-28 10:30 | 10:30 | 3.6257 | 60
2022-01-28 11:00 | 11:00 | 5.114 | 60
2022-01-28 11:30 | 11:30 | 6.8019 | 60
2022-01-28 12:00 | 12:00 | 4.5407 | 60
2022-01-28 12:30 | 12:30 | 5.8099 | 60
2022-01-28 13:00 | 13:00 | 6.0131 | 60
2022-01-28 13:30 | 13:30 | 7.0457 | 60
2022-01-28 14:00 | 14:00 | 8.0816 | 60
2022-01-28 14:30 | 14:30 | 8.7702 | 60
2022-01-28 15:00 | 15:00 | 11.8156 | 60
2022-01-28 15:30 | 15:30 | 13.4868 | 60
2022-01-28 16:00 | 16:00 | 17.7216 | 60
2022-01-28 16:30 | 16:30 | 19.6885 | 60
2022-01-28 17:00 | 17:00 | 20.6015 | 60
2022-01-28 17:30 | 17:30 | 22.1159 | 60
2022-01-28 18:00 | 18:00 | 22.5672 | 60
2022-01-28 18:30 | 18:30 | 22.764 | 60
2022-01-28 19:00 | 19:00 | 22.705 | 60
2022-01-28 19:30 | 19:30 | 22.2003 | 60
2022-01-28 20:00 | 20:00 | 21.2119 | 60
2022-01-28 20:30 | 20:30 | 20.1418 | 60
2022-01-28 21:00 | 21:00 | 19.1868 | 60
2022-01-28 21:30 | 21:30 | 18.0346 | 60
2022-01-28 22:00 | 22:00 | 16.9385 | 60
2022-01-28 22:30 | 22:30 | 16.1731 | 60
2022-01-28 23:00 | 23:00 | 14.8218 | 60
2022-01-28 23:30 | 23:30 | 13.9673 | 60
2022-01-29 | 0:00 | 12.948 | 60
2022-01-29 00:30 | 0:30 | 12.3295 | 60
2022-01-29 01:00 | 1:00 | 12.0632 | 60
2022-01-29 01:30 | 1:30 | 11.72 | 60
2022-01-29 02:00 | 2:00 | 11.4546 | 60
2022-01-29 02:30 | 2:30 | 11.1404 | 60
2022-01-29 03:00 | 3:00 | 11.1518 | 60
2022-01-29 03:30 | 3:30 | 10.9674 | 60
2022-01-29 04:00 | 4:00 | 10.8987 | 60
2022-01-29 04:30 | 4:30 | 11.1015 | 60
2022-01-29 05:00 | 5:00 | 11.0895 | 60
2022-01-29 05:30 | 5:30 | 11.0301 | 60
2022-01-29 06:00 | 6:00 | 10.8157 | 60
2022-01-29 06:30 | 6:30 | 9.7253 | 60
2022-01-29 07:00 | 7:00 | 10.0761 | 60
2022-01-29 07:30 | 7:30 | 7.812 | 60
2022-01-29 08:00 | 8:00 | 6.7996 | 60
2022-01-29 08:30 | 8:30 | 6.2175 | 60
2022-01-29 09:00 | 9:00 | 4.3999 | 60
2022-01-29 09:30 | 9:30 | 5.0316 | 60
2022-01-29 10:00 | 10:00 | 6.3886 | 60
2022-01-29 10:30 | 10:30 | 5.539 | 60
2022-01-29 11:00 | 11:00 | 6.7099 | 60
2022-01-29 11:30 | 11:30 | 7.9765 | 60
2022-01-29 12:00 | 12:00 | 7.7473 | 60
2022-01-29 12:30 | 12:30 | 8.3898 | 60
2022-01-29 13:00 | 13:00 | 9.3503 | 60
2022-01-29 13:30 | 13:30 | 12.9361 | 60
2022-01-29 14:00 | 14:00 | 10.5446 | 60
2022-01-29 14:30 | 14:30 | 10.611 | 60
2022-01-29 15:00 | 15:00 | 13.7817 | 60
2022-01-29 15:30 | 15:30 | 15.8264 | 60
2022-01-29 16:00 | 16:00 | 17.5429 | 60
2022-01-29 16:30 | 16:30 | 20.3831 | 60
2022-01-29 17:00 | 17:00 | 22.7694 | 60
2022-01-29 17:30 | 17:30 | 22.7161 | 60
2022-01-29 18:00 | 18:00 | 23.0988 | 60
2022-01-29 18:30 | 18:30 | 23.1314 | 60
2022-01-29 19:00 | 19:00 | 22.7826 | 60
2022-01-29 19:30 | 19:30 | 21.974 | 60
2022-01-29 20:00 | 20:00 | 20.8614 | 60
2022-01-29 20:30 | 20:30 | 19.7604 | 60
2022-01-29 21:00 | 21:00 | 18.8853 | 60
2022-01-29 21:30 | 21:30 | 17.7831 | 60
2022-01-29 22:00 | 22:00 | 16.8476 | 60
2022-01-29 22:30 | 22:30 | 16.221 | 60
2022-01-29 23:00 | 23:00 | 15.0885 | 60
2022-01-29 23:30 | 23:30 | 13.8168 | 60
2022-01-30 | 0:00 | 12.9933 | 60
2022-01-30 00:30 | 0:30 | 12.2513 | 60
2022-01-30 01:00 | 1:00 | 11.8485 | 60
2022-01-30 01:30 | 1:30 | 11.5053 | 60
2022-01-30 02:00 | 2:00 | 11.1301 | 60
2022-01-30 02:30 | 2:30 | 11.0242 | 60
2022-01-30 03:00 | 3:00 | 10.7638 | 60
2022-01-30 03:30 | 3:30 | 10.5197 | 60
2022-01-30 04:00 | 4:00 | 10.5644 | 60
2022-01-30 04:30 | 4:30 | 10.5964 | 60
2022-01-30 05:00 | 5:00 | 10.5525 | 60
2022-01-30 05:30 | 5:30 | 10.3537 | 60
2022-01-30 06:00 | 6:00 | 9.237 | 60
2022-01-30 06:30 | 6:30 | 9.4599 | 60
2022-01-30 07:00 | 7:00 | 9.5828 | 60
2022-01-30 07:30 | 7:30 | 7.0173 | 60
2022-01-30 08:00 | 8:00 | 7.0177 | 60
2022-01-30 08:30 | 8:30 | 4.8303 | 60
2022-01-30 09:00 | 9:00 | 5.3651 | 60
2022-01-30 09:30 | 9:30 | 5.1434 | 60
2022-01-30 10:00 | 10:00 | 5.0341 | 60
2022-01-30 10:30 | 10:30 | 7.4557 | 60
2022-01-30 11:00 | 11:00 | 8.9645 | 60
2022-01-30 11:30 | 11:30 | 8.035 | 60
2022-01-30 12:00 | 12:00 | 7.0878 | 60
2022-01-30 12:30 | 12:30 | 8.822 | 60
2022-01-30 13:00 | 13:00 | 12.5647 | 60
2022-01-30 13:30 | 13:30 | 14.2153 | 60
2022-01-30 14:00 | 14:00 | 14.0573 | 60
2022-01-30 14:30 | 14:30 | 12.0287 | 60
2022-01-30 15:00 | 15:00 | 14.2935 | 60
2022-01-30 15:30 | 15:30 | 20.3862 | 60
2022-01-30 16:00 | 16:00 | 21.4396 | 60
2022-01-30 16:30 | 16:30 | 20.1576 | 60
2022-01-30 17:00 | 17:00 | 25.0892 | 60
2022-01-30 17:30 | 17:30 | 25.9371 | 60
2022-01-30 18:00 | 18:00 | 26.6324 | 60
2022-01-30 18:30 | 18:30 | 26.4945 | 60
2022-01-30 19:00 | 19:00 | 26.0069 | 60
2022-01-30 19:30 | 19:30 | 25.2276 | 60
2022-01-30 20:00 | 20:00 | 24.0935 | 60
2022-01-30 20:30 | 20:30 | 22.5249 | 60
2022-01-30 21:00 | 21:00 | 20.9411 | 60
2022-01-30 21:30 | 21:30 | 19.3025 | 60
2022-01-30 22:00 | 22:00 | 17.9366 | 60
2022-01-30 22:30 | 22:30 | 16.8779 | 60
2022-01-30 23:00 | 23:00 | 15.3526 | 60
2022-01-30 23:30 | 23:30 | 14.1435 | 60
2022-01-31 | 0:00 | 13.3052 | 60
2022-01-31 00:30 | 0:30 | 12.7237 | 60
2022-01-31 01:00 | 1:00 | 12.3529 | 60
2022-01-31 01:30 | 1:30 | 11.9431 | 60
2022-01-31 02:00 | 2:00 | 11.532 | 60
2022-01-31 02:30 | 2:30 | 11.2711 | 60
2022-01-31 03:00 | 3:00 | 11.2389 | 60
2022-01-31 03:30 | 3:30 | 10.9819 | 60
2022-01-31 04:00 | 4:00 | 10.9812 | 60
2022-01-31 04:30 | 4:30 | 11.3229 | 60
2022-01-31 05:00 | 5:00 | 11.5144 | 60
2022-01-31 05:30 | 5:30 | 11.4433 | 60
2022-01-31 06:00 | 6:00 | 10.5803 | 60
2022-01-31 06:30 | 6:30 | 9.7054 | 60
2022-01-31 07:00 | 7:00 | 8.9947 | 60
2022-01-31 07:30 | 7:30 | 8.4294 | 60
2022-01-31 08:00 | 8:00 | 7.993 | 60
2022-01-31 08:30 | 8:30 | 7.9739 | 60
2022-01-31 09:00 | 9:00 | 9.9748 | 60
2022-01-31 09:30 | 9:30 | 10.7476 | 60
2022-01-31 10:00 | 10:00 | 9.9305 | 60
2022-01-31 10:30 | 10:30 | 8.3975 | 60
2022-01-31 11:00 | 11:00 | 12.7683 | 60
2022-01-31 11:30 | 11:30 | 11.857 | 60
2022-01-31 12:00 | 12:00 | 10.2765 | 60
2022-01-31 12:30 | 12:30 | 13.379 | 60
2022-01-31 13:00 | 13:00 | 15.2644 | 60
2022-01-31 13:30 | 13:30 | 15.6982 | 60
2022-01-31 14:00 | 14:00 | 19.2949 | 60
2022-01-31 14:30 | 14:30 | 19.043 | 60
2022-01-31 15:00 | 15:00 | 17.442 | 60
2022-01-31 15:30 | 15:30 | 19.9301 | 60
2022-01-31 16:00 | 16:00 | 23.0989 | 60
2022-01-31 16:30 | 16:30 | 26.3312 | 60
2022-01-31 17:00 | 17:00 | 28.5886 | 60
2022-01-31 17:30 | 17:30 | 29.7091 | 60
2022-01-31 18:00 | 18:00 | 30.4218 | 60
2022-01-31 18:30 | 18:30 | 30.6583 | 60
2022-01-31 19:00 | 19:00 | 30.2362 | 60
2022-01-31 19:30 | 19:30 | 28.767 | 60
2022-01-31 20:00 | 20:00 | 26.8758 | 60
2022-01-31 20:30 | 20:30 | 24.7466 | 60
2022-01-31 21:00 | 21:00 | 22.7422 | 60
2022-01-31 21:30 | 21:30 | 20.7743 | 60
2022-01-31 22:00 | 22:00 | 19.3158 | 60
2022-01-31 22:30 | 22:30 | 18.2166 | 60
2022-01-31 23:00 | 23:00 | 16.6481 | 60
2022-01-31 23:30 | 23:30 | 15.4885 | 60
2022-02-01 | 0:00 | 14.6925 | 60
2022-02-01 00:30 | 0:30 | 13.9554 | 60
2022-02-01 01:00 | 1:00 | 13.4105 | 60
2022-02-01 01:30 | 1:30 | 12.9787 | 60
2022-02-01 02:00 | 2:00 | 12.7937 | 60
2022-02-01 02:30 | 2:30 | 12.4397 | 60
2022-02-01 03:00 | 3:00 | 12.3777 | 60
2022-02-01 03:30 | 3:30 | 12.2701 | 60
2022-02-01 04:00 | 4:00 | 12.3796 | 60
2022-02-01 04:30 | 4:30 | 12.5744 | 60
2022-02-01 05:00 | 5:00 | 12.6906 | 60
2022-02-01 05:30 | 5:30 | 12.7111 | 60
2022-02-01 06:00 | 6:00 | 12.8123 | 60
2022-02-01 06:30 | 6:30 | 11.7064 | 60
2022-02-01 07:00 | 7:00 | 11.8427 | 60
2022-02-01 07:30 | 7:30 | 9.5841 | 60
2022-02-01 08:00 | 8:00 | 9.4709 | 60
2022-02-01 08:30 | 8:30 | 10.1573 | 60
2022-02-01 09:00 | 9:00 | 9.9154 | 60
2022-02-01 09:30 | 9:30 | 11.1355 | 60
2022-02-01 10:00 | 10:00 | 11.5865 | 60
2022-02-01 10:30 | 10:30 | 11.6846 | 60
2022-02-01 11:00 | 11:00 | 12.8712 | 60
2022-02-01 11:30 | 11:30 | 14.2996 | 60
2022-02-01 12:00 | 12:00 | 15.6294 | 60
2022-02-01 12:30 | 12:30 | 17.3975 | 60
2022-02-01 13:00 | 13:00 | 18.3005 | 60
2022-02-01 13:30 | 13:30 | 19.9663 | 60
2022-02-01 14:00 | 14:00 | 28.373 | 60
2022-02-01 14:30 | 14:30 | 31.6321 | 60
2022-02-01 15:00 | 15:00 | 28.4911 | 60
2022-02-01 15:30 | 15:30 | 26.1331 | 60
2022-02-01 16:00 | 16:00 | 34.3771 | 60
2022-02-01 16:30 | 16:30 | 36.8207 | 60
2022-02-01 17:00 | 17:00 | 36.4333 | 60
2022-02-01 17:30 | 17:30 | 31.4852 | 60
2022-02-01 18:00 | 18:00 | 25.9069 | 60
2022-02-01 18:30 | 18:30 | 25.4248 | 60
2022-02-01 19:00 | 19:00 | 24.7183 | 60
2022-02-01 19:30 | 19:30 | 23.6388 | 60
2022-02-01 20:00 | 20:00 | 21.9183 | 60
2022-02-01 20:30 | 20:30 | 20.7305 | 60
2022-02-01 21:00 | 21:00 | 19.8287 | 60
2022-02-01 21:30 | 21:30 | 21.3677 | 60
2022-02-01 22:00 | 22:00 | 20.8376 | 60
2022-02-01 22:30 | 22:30 | 18.975 | 60
2022-02-01 23:00 | 23:00 | 17.6789 | 60
2022-02-01 23:30 | 23:30 | 16.5605 | 60
2022-02-02 | 0:00 | 15.5719 | 60
2022-02-02 00:30 | 0:30 | 16.2595 | 60
2022-02-02 01:00 | 1:00 | 15.7609 | 60
2022-02-02 01:30 | 1:30 | 15.1978 | 60
2022-02-02 02:00 | 2:00 | 14.9258 | 60
2022-02-02 02:30 | 2:30 | 14.7885 | 60
2022-02-02 03:00 | 3:00 | 14.3191 | 60
2022-02-02 03:30 | 3:30 | 13.9932 | 60
2022-02-02 04:00 | 4:00 | 13.858 | 60
2022-02-02 04:30 | 4:30 | 13.9789 | 60
2022-02-02 05:00 | 5:00 | 14.2115 | 60
2022-02-02 05:30 | 5:30 | 14.3719 | 60
2022-02-02 06:00 | 6:00 | 14.5803 | 60
2022-02-02 06:30 | 6:30 | 14.8662 | 60
2022-02-02 07:00 | 7:00 | 14.4464 | 60
2022-02-02 07:30 | 7:30 | 14.0911 | 60
2022-02-02 08:00 | 8:00 | 11.4696 | 60
2022-02-02 08:30 | 8:30 | 12.9255 | 60
2022-02-02 09:00 | 9:00 | 14.6356 | 60
2022-02-02 09:30 | 9:30 | 15.158 | 60
2022-02-02 10:00 | 10:00 | 16.791 | 60
2022-02-02 10:30 | 10:30 | 19.8247 | 60
2022-02-02 11:00 | 11:00 | 21.0708 | 60
2022-02-02 11:30 | 11:30 | 21.6454 | 60
2022-02-02 12:00 | 12:00 | 20.6005 | 60
2022-02-02 12:30 | 12:30 | 25.0315 | 60
2022-02-02 13:00 | 13:00 | 28.9 | 60
2022-02-02 13:30 | 13:30 | 28.3505 | 60
2022-02-02 14:00 | 14:00 | 26.7129 | 60
2022-02-02 14:30 | 14:30 | 32.3293 | 60
2022-02-02 15:00 | 15:00 | 33.5439 | 60
2022-02-02 15:30 | 15:30 | 33.2018 | 60
2022-02-02 16:00 | 16:00 | 30.0528 | 60
2022-02-02 16:30 | 16:30 | 28.8927 | 60
2022-02-02 17:00 | 17:00 | 28.0875 | 60
2022-02-02 17:30 | 17:30 | 27.5751 | 60
2022-02-02 18:00 | 18:00 | 28.5304 | 60
2022-02-02 18:30 | 18:30 | 28.8638 | 60
2022-02-02 19:00 | 19:00 | 28.5016 | 60
2022-02-02 19:30 | 19:30 | 28.1035 | 60
2022-02-02 20:00 | 20:00 | 27.1161 | 60
2022-02-02 20:30 | 20:30 | 25.8087 | 60
2022-02-02 21:00 | 21:00 | 23.7441 | 60
2022-02-02 21:30 | 21:30 | 22.341 | 60
2022-02-02 22:00 | 22:00 | 20.2447 | 60
2022-02-02 22:30 | 22:30 | 19.0393 | 60
2022-02-02 23:00 | 23:00 | 17.9117 | 60
2022-02-02 23:30 | 23:30 | 16.7398 | 60
2022-02-03 | 0:00 | 15.8108 | 60
2022-02-03 00:30 | 0:30 | 15.0422 | 60
2022-02-03 01:00 | 1:00 | 14.5948 | 60
2022-02-03 01:30 | 1:30 | 14.1924 | 60
2022-02-03 02:00 | 2:00 | 13.8943 | 60
2022-02-03 02:30 | 2:30 | 14.0758 | 60
2022-02-03 03:00 | 3:00 | 13.6567 | 60
2022-02-03 03:30 | 3:30 | 13.4692 | 60
2022-02-03 04:00 | 4:00 | 13.4889 | 60
2022-02-03 04:30 | 4:30 | 13.6664 | 60
2022-02-03 05:00 | 5:00 | 14.076 | 60
2022-02-03 05:30 | 5:30 | 13.9275 | 60
2022-02-03 06:00 | 6:00 | 14.2614 | 60
2022-02-03 06:30 | 6:30 | 14.576 | 60
2022-02-03 07:00 | 7:00 | 15.6776 | 60
2022-02-03 07:30 | 7:30 | 15.9193 | 60
2022-02-03 08:00 | 8:00 | 13.7673 | 60
2022-02-03 08:30 | 8:30 | 12.7808 | 60
2022-02-03 09:00 | 9:00 | 11.3481 | 60
2022-02-03 09:30 | 9:30 | 11.0715 | 60
2022-02-03 10:00 | 10:00 | 18.0299 | 60
2022-02-03 10:30 | 10:30 | 20.3054 | 60
2022-02-03 11:00 | 11:00 | 22.9214 | 60
2022-02-03 11:30 | 11:30 | 23.1106 | 60
2022-02-03 12:00 | 12:00 | 22.9924 | 60
2022-02-03 12:30 | 12:30 | 22.5053 | 60
2022-02-03 13:00 | 13:00 | 20.6024 | 60
2022-02-03 13:30 | 13:30 | 20.3021 | 60
2022-02-03 14:00 | 14:00 | 19.6225 | 60
2022-02-03 14:30 | 14:30 | 20.292 | 60
2022-02-03 15:00 | 15:00 | 19.6057 | 60
2022-02-03 15:30 | 15:30 | 19.4258 | 60
2022-02-03 16:00 | 16:00 | 19.5838 | 60
2022-02-03 16:30 | 16:30 | 19.8933 | 60
2022-02-03 17:00 | 17:00 | 21.0877 | 60
2022-02-03 17:30 | 17:30 | 21.5765 | 60
2022-02-03 18:00 | 18:00 | 21.9083 | 60
2022-02-03 18:30 | 18:30 | 22.164 | 60
2022-02-03 19:00 | 19:00 | 21.649 | 60
2022-02-03 19:30 | 19:30 | 21.0121 | 60
2022-02-03 20:00 | 20:00 | 20.137 | 60
2022-02-03 20:30 | 20:30 | 19.2259 | 60
2022-02-03 21:00 | 21:00 | 18.3436 | 60
2022-02-03 21:30 | 21:30 | 17.1799 | 60
2022-02-03 22:00 | 22:00 | 16.162 | 60
2022-02-03 22:30 | 22:30 | 15.2523 | 60
2022-02-03 23:00 | 23:00 | 14.2998 | 60
2022-02-03 23:30 | 23:30 | 13.2199 | 60
2022-02-04 | 0:00 | 12.3562 | 60
2022-02-04 00:30 | 0:30 | 11.9519 | 60
2022-02-04 01:00 | 1:00 | 11.6449 | 60
2022-02-04 01:30 | 1:30 | 11.3656 | 60
2022-02-04 02:00 | 2:00 | 10.9403 | 60
2022-02-04 02:30 | 2:30 | 10.8945 | 60
2022-02-04 03:00 | 3:00 | 10.847 | 60
2022-02-04 03:30 | 3:30 | 10.7209 | 60
2022-02-04 04:00 | 4:00 | 10.8075 | 60
2022-02-04 04:30 | 4:30 | 11.0122 | 60
2022-02-04 05:00 | 5:00 | 11.1715 | 60
2022-02-04 05:30 | 5:30 | 11.0465 | 60
2022-02-04 06:00 | 6:00 | 10.1385 | 60
2022-02-04 06:30 | 6:30 | 8.8628 | 60
2022-02-04 07:00 | 7:00 | 7.7133 | 60
2022-02-04 07:30 | 7:30 | 6.4914 | 60
2022-02-04 08:00 | 8:00 | 5.4207 | 60
2022-02-04 08:30 | 8:30 | 4.9351 | 60
2022-02-04 09:00 | 9:00 | 4.0098 | 60
2022-02-04 09:30 | 9:30 | 2.407 | 60
2022-02-04 10:00 | 10:00 | 1.9534 | 60
2022-02-04 10:30 | 10:30 | 1.8447 | 60
2022-02-04 11:00 | 11:00 | 1.702 | 60
2022-02-04 11:30 | 11:30 | 2.3602 | 60
2022-02-04 12:00 | 12:00 | 3.433 | 60
2022-02-04 12:30 | 12:30 | 5.9747 | 60
2022-02-04 13:00 | 13:00 | 7.1046 | 60
2022-02-04 13:30 | 13:30 | 8.6233 | 60
2022-02-04 14:00 | 14:00 | 5.2252 | 60
2022-02-04 14:30 | 14:30 | 7.4871 | 60
2022-02-04 15:00 | 15:00 | 7.3498 | 60
2022-02-04 15:30 | 15:30 | 7.8911 | 60
2022-02-04 16:00 | 16:00 | 11.8077 | 60
2022-02-04 16:30 | 16:30 | 14.836 | 60
2022-02-04 17:00 | 17:00 | 15.7042 | 60
2022-02-04 17:30 | 17:30 | 17.2727 | 60
2022-02-04 18:00 | 18:00 | 17.5297 | 60
2022-02-04 18:30 | 18:30 | 18.6857 | 60
2022-02-04 19:00 | 19:00 | 18.9859 | 60
2022-02-04 19:30 | 19:30 | 18.3886 | 60
2022-02-04 20:00 | 20:00 | 17.9589 | 60
2022-02-04 20:30 | 20:30 | 17.4461 | 60
2022-02-04 21:00 | 21:00 | 16.3644 | 60
2022-02-04 21:30 | 21:30 | 15.5673 | 60
2022-02-04 22:00 | 22:00 | 14.8567 | 60
2022-02-04 22:30 | 22:30 | 13.9891 | 60
2022-02-04 23:00 | 23:00 | 13.1257 | 60
2022-02-04 23:30 | 23:30 | 12.3207 | 60
2022-02-05 | 0:00 | 11.5901 | 60
2022-02-05 00:30 | 0:30 | 11.0543 | 60
2022-02-05 01:00 | 1:00 | 10.8532 | 60
2022-02-05 01:30 | 1:30 | 10.5443 | 60
2022-02-05 02:00 | 2:00 | 10.2485 | 60
2022-02-05 02:30 | 2:30 | 10.0548 | 60
2022-02-05 03:00 | 3:00 | 10.1387 | 60
2022-02-05 03:30 | 3:30 | 10.5043 | 60
2022-02-05 04:00 | 4:00 | 10.4418 | 60
2022-02-05 04:30 | 4:30 | 10.3153 | 60
2022-02-05 05:00 | 5:00 | 10.4215 | 60
2022-02-05 05:30 | 5:30 | 10.3999 | 60
2022-02-05 06:00 | 6:00 | 9.7038 | 60
2022-02-05 06:30 | 6:30 | 9.9312 | 60
2022-02-05 07:00 | 7:00 | 7.5088 | 60
2022-02-05 07:30 | 7:30 | 4.728 | 60
2022-02-05 08:00 | 8:00 | 3.6324 | 60
2022-02-05 08:30 | 8:30 | 2.7216 | 60
2022-02-05 09:00 | 9:00 | 5.5161 | 60
2022-02-05 09:30 | 9:30 | 5.3178 | 60
2022-02-05 10:00 | 10:00 | 4.2506 | 60
2022-02-05 10:30 | 10:30 | 3.1449 | 60
2022-02-05 11:00 | 11:00 | 2.1906 | 60
2022-02-05 11:30 | 11:30 | 2.1658 | 60
2022-02-05 12:00 | 12:00 | 4.1689 | 60
2022-02-05 12:30 | 12:30 | 2.5716 | 60
2022-02-05 13:00 | 13:00 | 3.6216 | 60
2022-02-05 13:30 | 13:30 | 6.3091 | 60
2022-02-05 14:00 | 14:00 | 13.5829 | 60
2022-02-05 14:30 | 14:30 | 6.3208 | 60
2022-02-05 15:00 | 15:00 | 6.8585 | 60
2022-02-05 15:30 | 15:30 | 11.5469 | 60
2022-02-05 16:00 | 16:00 | 11.0176 | 60
2022-02-05 16:30 | 16:30 | 14.6709 | 60
2022-02-05 17:00 | 17:00 | 16.6922 | 60
2022-02-05 17:30 | 17:30 | 17.5303 | 60
2022-02-05 18:00 | 18:00 | 18.107 | 60
2022-02-05 18:30 | 18:30 | 18.6864 | 60
2022-02-05 19:00 | 19:00 | 18.7241 | 60
2022-02-05 19:30 | 19:30 | 18.274 | 60
2022-02-05 20:00 | 20:00 | 17.5884 | 60
2022-02-05 20:30 | 20:30 | 16.6568 | 60
2022-02-05 21:00 | 21:00 | 15.9135 | 60
2022-02-05 21:30 | 21:30 | 15.3426 | 60
2022-02-05 22:00 | 22:00 | 14.6323 | 60
2022-02-05 22:30 | 22:30 | 14.1104 | 60
2022-02-05 23:00 | 23:00 | 13.3178 | 60
2022-02-05 23:30 | 23:30 | 12.3279 | 60
2022-02-06 | 0:00 | 11.5725 | 60
2022-02-06 00:30 | 0:30 | 11.0369 | 60
2022-02-06 01:00 | 1:00 | 10.8676 | 60
2022-02-06 01:30 | 1:30 | 10.5454 | 60
2022-02-06 02:00 | 2:00 | 10.3239 | 60
2022-02-06 02:30 | 2:30 | 10.1277 | 60
2022-02-06 03:00 | 3:00 | 10.131 | 60
2022-02-06 03:30 | 3:30 | 10.0625 | 60
2022-02-06 04:00 | 4:00 | 10.1113 | 60
2022-02-06 04:30 | 4:30 | 9.9173 | 60
2022-02-06 05:00 | 5:00 | 9.9751 | 60
2022-02-06 05:30 | 5:30 | 9.9021 | 60
2022-02-06 06:00 | 6:00 | 9.313 | 60
2022-02-06 06:30 | 6:30 | 7.2823 | 60
2022-02-06 07:00 | 7:00 | 6.4154 | 60
2022-02-06 07:30 | 7:30 | 5.0717 | 60
2022-02-06 08:00 | 8:00 | 9.7904 | 60
2022-02-06 08:30 | 8:30 | 4.9362 | 60
2022-02-06 09:00 | 9:00 | 6.7384 | 60
2022-02-06 09:30 | 9:30 | 6.5652 | 60
2022-02-06 10:00 | 10:00 | 7.8313 | 60
2022-02-06 10:30 | 10:30 | 3.5767 | 60
2022-02-06 11:00 | 11:00 | 5.0996 | 60
2022-02-06 11:30 | 11:30 | 9.5645 | 60
2022-02-06 12:00 | 12:00 | 2.7746 | 60
2022-02-06 12:30 | 12:30 | 2.8743 | 60
2022-02-06 13:00 | 13:00 | 2.5809 | 60
2022-02-06 13:30 | 13:30 | 3.7069 | 60
2022-02-06 14:00 | 14:00 | 6.7344 | 60
2022-02-06 14:30 | 14:30 | 8.3683 | 60
2022-02-06 15:00 | 15:00 | 9.6913 | 60
2022-02-06 15:30 | 15:30 | 8.4555 | 60
2022-02-06 16:00 | 16:00 | 9.4695 | 60
2022-02-06 16:30 | 16:30 | 15.7277 | 60
2022-02-06 17:00 | 17:00 | 18.0989 | 60
2022-02-06 17:30 | 17:30 | 18.5442 | 60
2022-02-06 18:00 | 18:00 | 19.0963 | 60
2022-02-06 18:30 | 18:30 | 19.5492 | 60
2022-02-06 19:00 | 19:00 | 19.4411 | 60
2022-02-06 19:30 | 19:30 | 19.0036 | 60
2022-02-06 20:00 | 20:00 | 18.0672 | 60
2022-02-06 20:30 | 20:30 | 17.0155 | 60
2022-02-06 21:00 | 21:00 | 15.9478 | 60
2022-02-06 21:30 | 21:30 | 14.7435 | 60
2022-02-06 22:00 | 22:00 | 13.8784 | 60
2022-02-06 22:30 | 22:30 | 13.1424 | 60
2022-02-06 23:00 | 23:00 | 12.1771 | 60
2022-02-06 23:30 | 23:30 | 11.3096 | 60
2022-02-07 | 0:00 | 10.6217 | 60
2022-02-07 00:30 | 0:30 | 10.2397 | 60
2022-02-07 01:00 | 1:00 | 9.9311 | 60
2022-02-07 01:30 | 1:30 | 9.7495 | 60
2022-02-07 02:00 | 2:00 | 9.7059 | 60
2022-02-07 02:30 | 2:30 | 9.6457 | 60
2022-02-07 03:00 | 3:00 | 9.6086 | 60
2022-02-07 03:30 | 3:30 | 9.5471 | 60
2022-02-07 04:00 | 4:00 | 9.8392 | 60
2022-02-07 04:30 | 4:30 | 10.0667 | 60
2022-02-07 05:00 | 5:00 | 10.3733 | 60
2022-02-07 05:30 | 5:30 | 10.7698 | 60
2022-02-07 06:00 | 6:00 | 10.3038 | 60
2022-02-07 06:30 | 6:30 | 9.1362 | 60
2022-02-07 07:00 | 7:00 | 8.1767 | 60
2022-02-07 07:30 | 7:30 | 6.1274 | 60
2022-02-07 08:00 | 8:00 | 3.57 | 60
2022-02-07 08:30 | 8:30 | 2.4625 | 60
2022-02-07 09:00 | 9:00 | 3.7907 | 60
2022-02-07 09:30 | 9:30 | 2.4735 | 60
2022-02-07 10:00 | 10:00 | 2.9994 | 60
2022-02-07 10:30 | 10:30 | 3.6674 | 60
2022-02-07 11:00 | 11:00 | 3.1523 | 60
2022-02-07 11:30 | 11:30 | 2.0126 | 60
2022-02-07 12:00 | 12:00 | 2.7521 | 60
2022-02-07 12:30 | 12:30 | 2.2603 | 60
2022-02-07 13:00 | 13:00 | 2.2002 | 60
2022-02-07 13:30 | 13:30 | 2.9037 | 60
2022-02-07 14:00 | 14:00 | 3.538 | 60
2022-02-07 14:30 | 14:30 | 6.9194 | 60
2022-02-07 15:00 | 15:00 | 10.0158 | 60
2022-02-07 15:30 | 15:30 | 11.2431 | 60
2022-02-07 16:00 | 16:00 | 13.7094 | 60
2022-02-07 16:30 | 16:30 | 14.6047 | 60
2022-02-07 17:00 | 17:00 | 15.9601 | 60
2022-02-07 17:30 | 17:30 | 18.2061 | 60
2022-02-07 18:00 | 18:00 | 19.0854 | 60
2022-02-07 18:30 | 18:30 | 19.6264 | 60
2022-02-07 19:00 | 19:00 | 19.7103 | 60
2022-02-07 19:30 | 19:30 | 18.8967 | 60
2022-02-07 20:00 | 20:00 | 18.0032 | 60
2022-02-07 20:30 | 20:30 | 16.8521 | 60
2022-02-07 21:00 | 21:00 | 15.9709 | 60
2022-02-07 21:30 | 21:30 | 14.8158 | 60
2022-02-07 22:00 | 22:00 | 13.7632 | 60
2022-02-07 22:30 | 22:30 | 13.1203 | 60
2022-02-07 23:00 | 23:00 | 12.0165 | 60
2022-02-07 23:30 | 23:30 | 11.1471 | 60
2022-02-08 | 0:00 | 10.6001 | 60
2022-02-08 00:30 | 0:30 | 10.1543 | 60
2022-02-08 01:00 | 1:00 | 10.0589 | 60
2022-02-08 01:30 | 1:30 | 9.8406 | 60
2022-02-08 02:00 | 2:00 | 9.6031 | 60
2022-02-08 02:30 | 2:30 | 9.5424 | 60
2022-02-08 03:00 | 3:00 | 9.5448 | 60
2022-02-08 03:30 | 3:30 | 9.458 | 60
2022-02-08 04:00 | 4:00 | 9.6573 | 60
2022-02-08 04:30 | 4:30 | 9.9074 | 60
2022-02-08 05:00 | 5:00 | 10.3362 | 60
2022-02-08 05:30 | 5:30 | 10.4746 | 60
2022-02-08 06:00 | 6:00 | 9.8516 | 60
2022-02-08 06:30 | 6:30 | 8.6596 | 60
2022-02-08 07:00 | 7:00 | 7.5139 | 60
2022-02-08 07:30 | 7:30 | 5.5516 | 60
2022-02-08 08:00 | 8:00 | 3.6566 | 60
2022-02-08 08:30 | 8:30 | 2.4898 | 60
2022-02-08 09:00 | 9:00 | 2.2572 | 60
2022-02-08 09:30 | 9:30 | 2.2927 | 60
2022-02-08 10:00 | 10:00 | 2.1128 | 60
2022-02-08 10:30 | 10:30 | 1.9719 | 60
2022-02-08 11:00 | 11:00 | 2.3128 | 60
2022-02-08 11:30 | 11:30 | 1.7541 | 60
2022-02-08 12:00 | 12:00 | 1.8464 | 60
2022-02-08 12:30 | 12:30 | 1.822 | 60
2022-02-08 13:00 | 13:00 | 2.6555 | 60
2022-02-08 13:30 | 13:30 | 2.8036 | 60
2022-02-08 14:00 | 14:00 | 3.137 | 60
2022-02-08 14:30 | 14:30 | 4.5109 | 60
2022-02-08 15:00 | 15:00 | 5.1514 | 60
2022-02-08 15:30 | 15:30 | 8.2037 | 60
2022-02-08 16:00 | 16:00 | 10.0689 | 60
2022-02-08 16:30 | 16:30 | 13.2119 | 60
2022-02-08 17:00 | 17:00 | 16.201 | 60
2022-02-08 17:30 | 17:30 | 18.9259 | 60
2022-02-08 18:00 | 18:00 | 20.4068 | 60
2022-02-08 18:30 | 18:30 | 21.2171 | 60
2022-02-08 19:00 | 19:00 | 21.1303 | 60
2022-02-08 19:30 | 19:30 | 20.4713 | 60
2022-02-08 20:00 | 20:00 | 19.1948 | 60
2022-02-08 20:30 | 20:30 | 17.8735 | 60
2022-02-08 21:00 | 21:00 | 16.8236 | 60
2022-02-08 21:30 | 21:30 | 15.6239 | 60
2022-02-08 22:00 | 22:00 | 14.3994 | 60
2022-02-08 22:30 | 22:30 | 13.4571 | 60
2022-02-08 23:00 | 23:00 | 12.4536 | 60
2022-02-08 23:30 | 23:30 | 11.6202 | 60
2022-02-09 | 0:00 | 11.0043 | 60
2022-02-09 00:30 | 0:30 | 10.5055 | 60
2022-02-09 01:00 | 1:00 | 10.2503 | 60
2022-02-09 01:30 | 1:30 | 10.0373 | 60
2022-02-09 02:00 | 2:00 | 9.873 | 60
2022-02-09 02:30 | 2:30 | 9.7603 | 60
2022-02-09 03:00 | 3:00 | 9.7521 | 60
2022-02-09 03:30 | 3:30 | 9.6911 | 60
2022-02-09 04:00 | 4:00 | 9.9406 | 60
2022-02-09 04:30 | 4:30 | 10.1053 | 60
2022-02-09 05:00 | 5:00 | 10.6732 | 60
2022-02-09 05:30 | 5:30 | 10.6277 | 60
2022-02-09 06:00 | 6:00 | 9.9627 | 60
2022-02-09 06:30 | 6:30 | 8.9854 | 60
2022-02-09 07:00 | 7:00 | 7.9238 | 60
2022-02-09 07:30 | 7:30 | 6.2496 | 60
2022-02-09 08:00 | 8:00 | 4.2974 | 60
2022-02-09 08:30 | 8:30 | 2.9523 | 60
2022-02-09 09:00 | 9:00 | 2.2523 | 60
2022-02-09 09:30 | 9:30 | 1.7413 | 60
2022-02-09 10:00 | 10:00 | 1.8861 | 60
2022-02-09 10:30 | 10:30 | 2.8208 | 60
2022-02-09 11:00 | 11:00 | 2.6788 | 60
2022-02-09 11:30 | 11:30 | 2.436 | 60
2022-02-09 12:00 | 12:00 | 3.1071 | 60
2022-02-09 12:30 | 12:30 | 4.1101 | 60
2022-02-09 13:00 | 13:00 | 2.823 | 60
2022-02-09 13:30 | 13:30 | 6.8421 | 60
2022-02-09 14:00 | 14:00 | 3.6594 | 60
2022-02-09 14:30 | 14:30 | 5.2322 | 60
2022-02-09 15:00 | 15:00 | 7.6049 | 60
2022-02-09 15:30 | 15:30 | 10.6933 | 60
2022-02-09 16:00 | 16:00 | 13.6689 | 60
2022-02-09 16:30 | 16:30 | 16.7086 | 60
2022-02-09 17:00 | 17:00 | 19.6542 | 60
2022-02-09 17:30 | 17:30 | 22.2686 | 60
2022-02-09 18:00 | 18:00 | 23.1181 | 60
2022-02-09 18:30 | 18:30 | 23.3366 | 60
2022-02-09 19:00 | 19:00 | 23.0498 | 60
2022-02-09 19:30 | 19:30 | 22.1222 | 60
2022-02-09 20:00 | 20:00 | 21.1144 | 60
2022-02-09 20:30 | 20:30 | 19.552 | 60
2022-02-09 21:00 | 21:00 | 18.1983 | 60
2022-02-09 21:30 | 21:30 | 17.0289 | 60
2022-02-09 22:00 | 22:00 | 15.5979 | 60
2022-02-09 22:30 | 22:30 | 14.4221 | 60
2022-02-09 23:00 | 23:00 | 13.0999 | 60
2022-02-09 23:30 | 23:30 | 12.1424 | 60
2022-02-10 | 0:00 | 11.5123 | 60
2022-02-10 00:30 | 0:30 | 10.9918 | 60
2022-02-10 01:00 | 1:00 | 10.6902 | 60
2022-02-10 01:30 | 1:30 | 10.4311 | 60
2022-02-10 02:00 | 2:00 | 10.1956 | 60
2022-02-10 02:30 | 2:30 | 10.1615 | 60
2022-02-10 03:00 | 3:00 | 10.0671 | 60
2022-02-10 03:30 | 3:30 | 10.0608 | 60
2022-02-10 04:00 | 4:00 | 10.1634 | 60
2022-02-10 04:30 | 4:30 | 10.3535 | 60
2022-02-10 05:00 | 5:00 | 10.7383 | 60
2022-02-10 05:30 | 5:30 | 10.7937 | 60
2022-02-10 06:00 | 6:00 | 10.1682 | 60
2022-02-10 06:30 | 6:30 | 9.0969 | 60
2022-02-10 07:00 | 7:00 | 7.9507 | 60
2022-02-10 07:30 | 7:30 | 6.365 | 60
2022-02-10 08:00 | 8:00 | 4.5004 | 60
2022-02-10 08:30 | 8:30 | 3.5042 | 60
2022-02-10 09:00 | 9:00 | 3.2603 | 60
2022-02-10 09:30 | 9:30 | 2.1792 | 60
2022-02-10 10:00 | 10:00 | 1.4922 | 60
2022-02-10 10:30 | 10:30 | 1.3594 | 60
2022-02-10 11:00 | 11:00 | 1.2568 | 60
2022-02-10 11:30 | 11:30 | 1.1113 | 60
2022-02-10 12:00 | 12:00 | 1.2776 | 60
2022-02-10 12:30 | 12:30 | 1.6865 | 60
2022-02-10 13:00 | 13:00 | 2.4373 | 60
2022-02-10 13:30 | 13:30 | 3.4766 | 60
2022-02-10 14:00 | 14:00 | 5.3279 | 60
2022-02-10 14:30 | 14:30 | 6.8865 | 60
2022-02-10 15:00 | 15:00 | 8.7349 | 60
2022-02-10 15:30 | 15:30 | 11.8335 | 60
2022-02-10 16:00 | 16:00 | 14.9535 | 60
2022-02-10 16:30 | 16:30 | 17.6332 | 60
2022-02-10 17:00 | 17:00 | 20.4122 | 60
2022-02-10 17:30 | 17:30 | 22.6244 | 60
2022-02-10 18:00 | 18:00 | 23.5534 | 60
2022-02-10 18:30 | 18:30 | 23.5244 | 60
2022-02-10 19:00 | 19:00 | 23.1405 | 60
2022-02-10 19:30 | 19:30 | 22.4755 | 60
2022-02-10 20:00 | 20:00 | 21.399 | 60
2022-02-10 20:30 | 20:30 | 19.931 | 60
2022-02-10 21:00 | 21:00 | 18.5144 | 60
2022-02-10 21:30 | 21:30 | 17.1884 | 60
2022-02-10 22:00 | 22:00 | 15.7327 | 60
2022-02-10 22:30 | 22:30 | 14.6865 | 60
2022-02-10 23:00 | 23:00 | 13.4826 | 60
2022-02-10 23:30 | 23:30 | 12.4671 | 60
2022-02-11 | 0:00 | 11.7761 | 60
2022-02-11 00:30 | 0:30 | 11.2645 | 60
2022-02-11 01:00 | 1:00 | 10.9322 | 60
2022-02-11 01:30 | 1:30 | 10.5954 | 60
2022-02-11 02:00 | 2:00 | 10.315 | 60
2022-02-11 02:30 | 2:30 | 10.3367 | 60
2022-02-11 03:00 | 3:00 | 10.1889 | 60
2022-02-11 03:30 | 3:30 | 10.1822 | 60
2022-02-11 04:00 | 4:00 | 10.3252 | 60
2022-02-11 04:30 | 4:30 | 10.4801 | 60
2022-02-11 05:00 | 5:00 | 10.7581 | 60
2022-02-11 05:30 | 5:30 | 10.8755 | 60
2022-02-11 06:00 | 6:00 | 10.529 | 60
2022-02-11 06:30 | 6:30 | 9.4656 | 60
2022-02-11 07:00 | 7:00 | 8.4823 | 60
2022-02-11 07:30 | 7:30 | 6.8678 | 60
2022-02-11 08:00 | 8:00 | 6.2563 | 60
2022-02-11 08:30 | 8:30 | 5.2944 | 60
2022-02-11 09:00 | 9:00 | 3.4867 | 60
2022-02-11 09:30 | 9:30 | 4.885 | 60
2022-02-11 10:00 | 10:00 | 4.201 | 60
2022-02-11 10:30 | 10:30 | 4.6945 | 60
2022-02-11 11:00 | 11:00 | 2.9582 | 60
2022-02-11 11:30 | 11:30 | 3.3811 | 60
2022-02-11 12:00 | 12:00 | 1.8958 | 60
2022-02-11 12:30 | 12:30 | 6.9476 | 60
2022-02-11 13:00 | 13:00 | 6.0995 | 60
2022-02-11 13:30 | 13:30 | 6.6325 | 60
2022-02-11 14:00 | 14:00 | 8.8393 | 60
2022-02-11 14:30 | 14:30 | 6.5629 | 60
2022-02-11 15:00 | 15:00 | 11.7754 | 60
2022-02-11 15:30 | 15:30 | 13.3922 | 60
2022-02-11 16:00 | 16:00 | 14.3459 | 60
2022-02-11 16:30 | 16:30 | 17.9989 | 60
2022-02-11 17:00 | 17:00 | 21.0667 | 60
2022-02-11 17:30 | 17:30 | 20.8564 | 60
2022-02-11 18:00 | 18:00 | 21.4276 | 60
2022-02-11 18:30 | 18:30 | 21.6014 | 60
2022-02-11 19:00 | 19:00 | 21.6057 | 60
2022-02-11 19:30 | 19:30 | 20.9796 | 60
2022-02-11 20:00 | 20:00 | 20.2062 | 60
2022-02-11 20:30 | 20:30 | 18.9488 | 60
2022-02-11 21:00 | 21:00 | 17.9967 | 60
2022-02-11 21:30 | 21:30 | 16.91 | 60
2022-02-11 22:00 | 22:00 | 15.7289 | 60
2022-02-11 22:30 | 22:30 | 14.9584 | 60
2022-02-11 23:00 | 23:00 | 13.8871 | 60
2022-02-11 23:30 | 23:30 | 12.8599 | 60
2022-02-12 | 0:00 | 12.1002 | 60
2022-02-12 00:30 | 0:30 | 11.5092 | 60
2022-02-12 01:00 | 1:00 | 11.2073 | 60
2022-02-12 01:30 | 1:30 | 10.9159 | 60
2022-02-12 02:00 | 2:00 | 10.6108 | 60
2022-02-12 02:30 | 2:30 | 10.5092 | 60
2022-02-12 03:00 | 3:00 | 10.4111 | 60
2022-02-12 03:30 | 3:30 | 10.4023 | 60
2022-02-12 04:00 | 4:00 | 10.3357 | 60
2022-02-12 04:30 | 4:30 | 10.344 | 60
2022-02-12 05:00 | 5:00 | 10.3469 | 60
2022-02-12 05:30 | 5:30 | 10.0206 | 60
2022-02-12 06:00 | 6:00 | 9.3714 | 60
2022-02-12 06:30 | 6:30 | 8.4011 | 60
2022-02-12 07:00 | 7:00 | 7.2773 | 60
2022-02-12 07:30 | 7:30 | 6.3832 | 60
2022-02-12 08:00 | 8:00 | 7.0203 | 60
2022-02-12 08:30 | 8:30 | 4.6861 | 60
2022-02-12 09:00 | 9:00 | 5.2238 | 60
2022-02-12 09:30 | 9:30 | 5.985 | 60
2022-02-12 10:00 | 10:00 | 6.2274 | 60
2022-02-12 10:30 | 10:30 | 2.7785 | 60
2022-02-12 11:00 | 11:00 | 4.374 | 60
2022-02-12 11:30 | 11:30 | 6.2066 | 60
2022-02-12 12:00 | 12:00 | 5.7268 | 60
2022-02-12 12:30 | 12:30 | 10.1154 | 60
2022-02-12 13:00 | 13:00 | 5.4055 | 60
2022-02-12 13:30 | 13:30 | 4.7949 | 60
2022-02-12 14:00 | 14:00 | 5.7187 | 60
2022-02-12 14:30 | 14:30 | 6.0059 | 60
2022-02-12 15:00 | 15:00 | 9.4145 | 60
2022-02-12 15:30 | 15:30 | 14.6273 | 60
2022-02-12 16:00 | 16:00 | 11.9139 | 60
2022-02-12 16:30 | 16:30 | 13.8414 | 60
2022-02-12 17:00 | 17:00 | 15.1129 | 60
2022-02-12 17:30 | 17:30 | 17.1903 | 60
2022-02-12 18:00 | 18:00 | 18.0138 | 60
2022-02-12 18:30 | 18:30 | 18.8448 | 60
2022-02-12 19:00 | 19:00 | 18.8102 | 60
2022-02-12 19:30 | 19:30 | 18.3639 | 60
2022-02-12 20:00 | 20:00 | 17.7093 | 60
2022-02-12 20:30 | 20:30 | 16.8385 | 60
2022-02-12 21:00 | 21:00 | 16.2202 | 60
2022-02-12 21:30 | 21:30 | 15.5123 | 60
2022-02-12 22:00 | 22:00 | 14.7865 | 60
2022-02-12 22:30 | 22:30 | 14.1719 | 60
2022-02-12 23:00 | 23:00 | 13.1617 | 60
2022-02-12 23:30 | 23:30 | 12.2696 | 60
2022-02-13 | 0:00 | 11.5923 | 60
2022-02-13 00:30 | 0:30 | 11.0825 | 60
2022-02-13 01:00 | 1:00 | 10.7002 | 60
2022-02-13 01:30 | 1:30 | 10.3522 | 60
2022-02-13 02:00 | 2:00 | 10.1959 | 60
2022-02-13 02:30 | 2:30 | 9.9889 | 60
2022-02-13 03:00 | 3:00 | 9.8027 | 60
2022-02-13 03:30 | 3:30 | 9.6795 | 60
2022-02-13 04:00 | 4:00 | 9.7911 | 60
2022-02-13 04:30 | 4:30 | 9.7981 | 60
2022-02-13 05:00 | 5:00 | 9.9962 | 60
2022-02-13 05:30 | 5:30 | 9.6774 | 60
2022-02-13 06:00 | 6:00 | 8.548 | 60
2022-02-13 06:30 | 6:30 | 7.7846 | 60
2022-02-13 07:00 | 7:00 | 6.248 | 60
2022-02-13 07:30 | 7:30 | 5.184 | 60
2022-02-13 08:00 | 8:00 | 4.0941 | 60
2022-02-13 08:30 | 8:30 | 3.1521 | 60
2022-02-13 09:00 | 9:00 | 2.4413 | 60
2022-02-13 09:30 | 9:30 | 2.0593 | 60
2022-02-13 10:00 | 10:00 | 1.8401 | 60
2022-02-13 10:30 | 10:30 | 1.9256 | 60
2022-02-13 11:00 | 11:00 | 1.8815 | 60
2022-02-13 11:30 | 11:30 | 1.8133 | 60
2022-02-13 12:00 | 12:00 | 1.7893 | 60
2022-02-13 12:30 | 12:30 | 1.8123 | 60
2022-02-13 13:00 | 13:00 | 2.8762 | 60
2022-02-13 13:30 | 13:30 | 3.3647 | 60
2022-02-13 14:00 | 14:00 | 6.4935 | 60
2022-02-13 14:30 | 14:30 | 5.9633 | 60
2022-02-13 15:00 | 15:00 | 7.9154 | 60
2022-02-13 15:30 | 15:30 | 9.9078 | 60
2022-02-13 16:00 | 16:00 | 14.2699 | 60
2022-02-13 16:30 | 16:30 | 18.0177 | 60
2022-02-13 17:00 | 17:00 | 19.2402 | 60
2022-02-13 17:30 | 17:30 | 20.6802 | 60
2022-02-13 18:00 | 18:00 | 21.4875 | 60
2022-02-13 18:30 | 18:30 | 21.8735 | 60
2022-02-13 19:00 | 19:00 | 21.8313 | 60
2022-02-13 19:30 | 19:30 | 20.7375 | 60
2022-02-13 20:00 | 20:00 | 19.3947 | 60
2022-02-13 20:30 | 20:30 | 18.2797 | 60
2022-02-13 21:00 | 21:00 | 17.2167 | 60
2022-02-13 21:30 | 21:30 | 16.0566 | 60
2022-02-13 22:00 | 22:00 | 14.7424 | 60
2022-02-13 22:30 | 22:30 | 14.0336 | 60
2022-02-13 23:00 | 23:00 | 12.9666 | 60
2022-02-13 23:30 | 23:30 | 12.0995 | 60
2022-02-14 | 0:00 | 11.5477 | 60
2022-02-14 00:30 | 0:30 | 11.0632 | 60
2022-02-14 01:00 | 1:00 | 10.7246 | 60
2022-02-14 01:30 | 1:30 | 10.3912 | 60
2022-02-14 02:00 | 2:00 | 10.2358 | 60
2022-02-14 02:30 | 2:30 | 10.0887 | 60
2022-02-14 03:00 | 3:00 | 10.0131 | 60
2022-02-14 03:30 | 3:30 | 10.0207 | 60
2022-02-14 04:00 | 4:00 | 10.1806 | 60
2022-02-14 04:30 | 4:30 | 10.3445 | 60
2022-02-14 05:00 | 5:00 | 10.7574 | 60
2022-02-14 05:30 | 5:30 | 11.1712 | 60
2022-02-14 06:00 | 6:00 | 11.1694 | 60
2022-02-14 06:30 | 6:30 | 10.2562 | 60
2022-02-14 07:00 | 7:00 | 9.759 | 60
2022-02-14 07:30 | 7:30 | 6.5753 | 60
2022-02-14 08:00 | 8:00 | 6.9836 | 60
2022-02-14 08:30 | 8:30 | 6.8237 | 60
2022-02-14 09:00 | 9:00 | 5.1452 | 60
2022-02-14 09:30 | 9:30 | 2.1484 | 60
2022-02-14 10:00 | 10:00 | 8.6884 | 60
2022-02-14 10:30 | 10:30 | 8.1908 | 60
2022-02-14 11:00 | 11:00 | 3.487 | 60
2022-02-14 11:30 | 11:30 | 9.9569 | 60
2022-02-14 12:00 | 12:00 | 8.3548 | 60
2022-02-14 12:30 | 12:30 | 10.4825 | 60
2022-02-14 13:00 | 13:00 | 10.9567 | 60
2022-02-14 13:30 | 13:30 | 9.1829 | 60
2022-02-14 14:00 | 14:00 | 12.1594 | 60
2022-02-14 14:30 | 14:30 | 8.4681 | 60
2022-02-14 15:00 | 15:00 | 9.174 | 60
2022-02-14 15:30 | 15:30 | 14.2561 | 60
2022-02-14 16:00 | 16:00 | 15.1131 | 60
2022-02-14 16:30 | 16:30 | 15.0233 | 60
2022-02-14 17:00 | 17:00 | 16.8334 | 60
2022-02-14 17:30 | 17:30 | 18.4126 | 60
2022-02-14 18:00 | 18:00 | 19.1809 | 60
2022-02-14 18:30 | 18:30 | 20.069 | 60
2022-02-14 19:00 | 19:00 | 19.5824 | 60
2022-02-14 19:30 | 19:30 | 18.766 | 60
2022-02-14 20:00 | 20:00 | 18.0664 | 60
2022-02-14 20:30 | 20:30 | 17.1007 | 60
2022-02-14 21:00 | 21:00 | 16.1173 | 60
2022-02-14 21:30 | 21:30 | 15.06 | 60
2022-02-14 22:00 | 22:00 | 14.0817 | 60
2022-02-14 22:30 | 22:30 | 13.3437 | 60
2022-02-14 23:00 | 23:00 | 12.4074 | 60
2022-02-14 23:30 | 23:30 | 11.5151 | 60
2022-02-15 | 0:00 | 10.9221 | 60
2022-02-15 00:30 | 0:30 | 10.5137 | 60
2022-02-15 01:00 | 1:00 | 10.2168 | 60
2022-02-15 01:30 | 1:30 | 10.1045 | 60
2022-02-15 02:00 | 2:00 | 9.944 | 60
2022-02-15 02:30 | 2:30 | 9.8312 | 60
2022-02-15 03:00 | 3:00 | 9.6619 | 60
2022-02-15 03:30 | 3:30 | 9.6852 | 60
2022-02-15 04:00 | 4:00 | 9.8701 | 60
2022-02-15 04:30 | 4:30 | 10.2202 | 60
2022-02-15 05:00 | 5:00 | 10.489 | 60
2022-02-15 05:30 | 5:30 | 10.7309 | 60
2022-02-15 06:00 | 6:00 | 11.0183 | 60
2022-02-15 06:30 | 6:30 | 11.6287 | 60
2022-02-15 07:00 | 7:00 | 11.2263 | 60
2022-02-15 07:30 | 7:30 | 11.924 | 60
2022-02-15 08:00 | 8:00 | 11.356 | 60
2022-02-15 08:30 | 8:30 | 10.729 | 60
2022-02-15 09:00 | 9:00 | 8.7992 | 60
2022-02-15 09:30 | 9:30 | 10.6304 | 60
2022-02-15 10:00 | 10:00 | 7.6478 | 60
2022-02-15 10:30 | 10:30 | 2.6815 | 60
2022-02-15 11:00 | 11:00 | 8.447 | 60
2022-02-15 11:30 | 11:30 | 7.62 | 60
2022-02-15 12:00 | 12:00 | 8.4457 | 60
2022-02-15 12:30 | 12:30 | 7.2726 | 60
2022-02-15 13:00 | 13:00 | 6.6598 | 60
2022-02-15 13:30 | 13:30 | 9.6591 | 60
2022-02-15 14:00 | 14:00 | 12.4253 | 60
2022-02-15 14:30 | 14:30 | 12.8804 | 60
2022-02-15 15:00 | 15:00 | 12.3657 | 60
2022-02-15 15:30 | 15:30 | 12.6745 | 60
2022-02-15 16:00 | 16:00 | 14.9963 | 60
2022-02-15 16:30 | 16:30 | 15.3795 | 60
2022-02-15 17:00 | 17:00 | 16.3524 | 60
2022-02-15 17:30 | 17:30 | 18.12 | 60
2022-02-15 18:00 | 18:00 | 19.1417 | 60
2022-02-15 18:30 | 18:30 | 19.8663 | 60
2022-02-15 19:00 | 19:00 | 19.3765 | 60
2022-02-15 19:30 | 19:30 | 18.8846 | 60
2022-02-15 20:00 | 20:00 | 18.2595 | 60
2022-02-15 20:30 | 20:30 | 17.2609 | 60
2022-02-15 21:00 | 21:00 | 16.0204 | 60
2022-02-15 21:30 | 21:30 | 15.0015 | 60
2022-02-15 22:00 | 22:00 | 14.0027 | 60
2022-02-15 22:30 | 22:30 | 13.2208 | 60
2022-02-15 23:00 | 23:00 | 12.2676 | 60
2022-02-15 23:30 | 23:30 | 11.4306 | 60
2022-02-16 | 0:00 | 10.9484 | 60
2022-02-16 00:30 | 0:30 | 10.3694 | 60
2022-02-16 01:00 | 1:00 | 10.1077 | 60
2022-02-16 01:30 | 1:30 | 9.9671 | 60
2022-02-16 02:00 | 2:00 | 9.8803 | 60
2022-02-16 02:30 | 2:30 | 9.7673 | 60
2022-02-16 03:00 | 3:00 | 9.6678 | 60
2022-02-16 03:30 | 3:30 | 9.5849 | 60
2022-02-16 04:00 | 4:00 | 9.7934 | 60
2022-02-16 04:30 | 4:30 | 10.2058 | 60
2022-02-16 05:00 | 5:00 | 10.6413 | 60
2022-02-16 05:30 | 5:30 | 10.8451 | 60
2022-02-16 06:00 | 6:00 | 10.5163 | 60
2022-02-16 06:30 | 6:30 | 9.4899 | 60
2022-02-16 07:00 | 7:00 | 8.2865 | 60
2022-02-16 07:30 | 7:30 | 6.519 | 60
2022-02-16 08:00 | 8:00 | 4.4999 | 60
2022-02-16 08:30 | 8:30 | 2.9131 | 60
2022-02-16 09:00 | 9:00 | 2.2261 | 60
2022-02-16 09:30 | 9:30 | 2.0084 | 60
2022-02-16 10:00 | 10:00 | 2.085 | 60
2022-02-16 10:30 | 10:30 | 1.8906 | 60
2022-02-16 11:00 | 11:00 | 1.7749 | 60
2022-02-16 11:30 | 11:30 | 2.3503 | 60
2022-02-16 12:00 | 12:00 | 3.0879 | 60
2022-02-16 12:30 | 12:30 | 3.4306 | 60
2022-02-16 13:00 | 13:00 | 2.3166 | 60
2022-02-16 13:30 | 13:30 | 3.9296 | 60
2022-02-16 14:00 | 14:00 | 7.0321 | 60
2022-02-16 14:30 | 14:30 | 7.5934 | 60
2022-02-16 15:00 | 15:00 | 8.3664 | 60
2022-02-16 15:30 | 15:30 | 11.9418 | 60
2022-02-16 16:00 | 16:00 | 13.4331 | 60
2022-02-16 16:30 | 16:30 | 14.5725 | 60
2022-02-16 17:00 | 17:00 | 17.0357 | 60
2022-02-16 17:30 | 17:30 | 19.03 | 60
2022-02-16 18:00 | 18:00 | 20.2914 | 60
2022-02-16 18:30 | 18:30 | 21.1731 | 60
2022-02-16 19:00 | 19:00 | 21.226 | 60
2022-02-16 19:30 | 19:30 | 20.3819 | 60
2022-02-16 20:00 | 20:00 | 19.479 | 60
2022-02-16 20:30 | 20:30 | 18.1752 | 60
2022-02-16 21:00 | 21:00 | 17.1125 | 60
2022-02-16 21:30 | 21:30 | 15.7579 | 60
2022-02-16 22:00 | 22:00 | 14.5693 | 60
2022-02-16 22:30 | 22:30 | 13.7716 | 60
2022-02-16 23:00 | 23:00 | 12.7235 | 60
2022-02-16 23:30 | 23:30 | 11.8166 | 60
2022-02-17 | 0:00 | 11.0886 | 60
2022-02-17 00:30 | 0:30 | 10.5433 | 60
2022-02-17 01:00 | 1:00 | 10.2558 | 60
2022-02-17 01:30 | 1:30 | 10.029 | 60
2022-02-17 02:00 | 2:00 | 9.8257 | 60
2022-02-17 02:30 | 2:30 | 9.6718 | 60
2022-02-17 03:00 | 3:00 | 9.6176 | 60
2022-02-17 03:30 | 3:30 | 9.6138 | 60
2022-02-17 04:00 | 4:00 | 9.8164 | 60
2022-02-17 04:30 | 4:30 | 10.0174 | 60
2022-02-17 05:00 | 5:00 | 10.491 | 60
2022-02-17 05:30 | 5:30 | 10.5871 | 60
2022-02-17 06:00 | 6:00 | 9.8606 | 60
2022-02-17 06:30 | 6:30 | 9.2734 | 60
2022-02-17 07:00 | 7:00 | 8.1491 | 60
2022-02-17 07:30 | 7:30 | 6.5825 | 60
2022-02-17 08:00 | 8:00 | 4.842 | 60
2022-02-17 08:30 | 8:30 | 4.1577 | 60
2022-02-17 09:00 | 9:00 | 3.0602 | 60
2022-02-17 09:30 | 9:30 | 1.9322 | 60
2022-02-17 10:00 | 10:00 | 2.31 | 60
2022-02-17 10:30 | 10:30 | 4.3574 | 60
2022-02-17 11:00 | 11:00 | 3.0454 | 60
2022-02-17 11:30 | 11:30 | 1.7511 | 60
2022-02-17 12:00 | 12:00 | 3.2889 | 60
2022-02-17 12:30 | 12:30 | 3.127 | 60
2022-02-17 13:00 | 13:00 | 3.4287 | 60
2022-02-17 13:30 | 13:30 | 3.5921 | 60
2022-02-17 14:00 | 14:00 | 5.2185 | 60
2022-02-17 14:30 | 14:30 | 7.1385 | 60
2022-02-17 15:00 | 15:00 | 9.9407 | 60
2022-02-17 15:30 | 15:30 | 11.9413 | 60
2022-02-17 16:00 | 16:00 | 15.1176 | 60
2022-02-17 16:30 | 16:30 | 18.1812 | 60
2022-02-17 17:00 | 17:00 | 20.7939 | 60
2022-02-17 17:30 | 17:30 | 22.8814 | 60
2022-02-17 18:00 | 18:00 | 23.7556 | 60
2022-02-17 18:30 | 18:30 | 24.0303 | 60
2022-02-17 19:00 | 19:00 | 23.702 | 60
2022-02-17 19:30 | 19:30 | 22.6874 | 60
2022-02-17 20:00 | 20:00 | 21.5894 | 60
2022-02-17 20:30 | 20:30 | 20.0812 | 60
2022-02-17 21:00 | 21:00 | 18.7587 | 60
2022-02-17 21:30 | 21:30 | 17.3165 | 60
2022-02-17 22:00 | 22:00 | 15.9559 | 60
2022-02-17 22:30 | 22:30 | 14.9355 | 60
2022-02-17 23:00 | 23:00 | 13.7476 | 60
2022-02-17 23:30 | 23:30 | 12.593 | 60
2022-02-18 | 0:00 | 11.8702 | 60
2022-02-18 00:30 | 0:30 | 11.3464 | 60
2022-02-18 01:00 | 1:00 | 10.9591 | 60
2022-02-18 01:30 | 1:30 | 10.7108 | 60
2022-02-18 02:00 | 2:00 | 10.5163 | 60
2022-02-18 02:30 | 2:30 | 10.3587 | 60
2022-02-18 03:00 | 3:00 | 10.1767 | 60
2022-02-18 03:30 | 3:30 | 10.1237 | 60
2022-02-18 04:00 | 4:00 | 10.2663 | 60
2022-02-18 04:30 | 4:30 | 10.5476 | 60
2022-02-18 05:00 | 5:00 | 10.8447 | 60
2022-02-18 05:30 | 5:30 | 10.9773 | 60
2022-02-18 06:00 | 6:00 | 10.8539 | 60
2022-02-18 06:30 | 6:30 | 9.6958 | 60
2022-02-18 07:00 | 7:00 | 8.815 | 60
2022-02-18 07:30 | 7:30 | 7.2861 | 60
2022-02-18 08:00 | 8:00 | 5.5125 | 60
2022-02-18 08:30 | 8:30 | 4.3213 | 60
2022-02-18 09:00 | 9:00 | 3.5637 | 60
2022-02-18 09:30 | 9:30 | 3.0918 | 60
2022-02-18 10:00 | 10:00 | 2.8597 | 60
2022-02-18 10:30 | 10:30 | 3.0008 | 60
2022-02-18 11:00 | 11:00 | 3.599 | 60
2022-02-18 11:30 | 11:30 | 4.7303 | 60
2022-02-18 12:00 | 12:00 | 6.0889 | 60
2022-02-18 12:30 | 12:30 | 7.4974 | 60
2022-02-18 13:00 | 13:00 | 8.5583 | 60
2022-02-18 13:30 | 13:30 | 10.1076 | 60
2022-02-18 14:00 | 14:00 | 12.9208 | 60
2022-02-18 14:30 | 14:30 | 15.6546 | 60
2022-02-18 15:00 | 15:00 | 15.5607 | 60
2022-02-18 15:30 | 15:30 | 22.1511 | 60
2022-02-18 16:00 | 16:00 | 26.049 | 60
2022-02-18 16:30 | 16:30 | 26.1331 | 60
2022-02-18 17:00 | 17:00 | 24.8817 | 60
2022-02-18 17:30 | 17:30 | 22.884 | 60
2022-02-18 18:00 | 18:00 | 22.4249 | 60
2022-02-18 18:30 | 18:30 | 22.7752 | 60
2022-02-18 19:00 | 19:00 | 22.354 | 60
2022-02-18 19:30 | 19:30 | 21.4231 | 60
2022-02-18 20:00 | 20:00 | 20.5316 | 60
2022-02-18 20:30 | 20:30 | 19.2418 | 60
2022-02-18 21:00 | 21:00 | 18.2876 | 60
2022-02-18 21:30 | 21:30 | 17.0696 | 60
2022-02-18 22:00 | 22:00 | 16.1412 | 60
2022-02-18 22:30 | 22:30 | 15.1592 | 60
2022-02-18 23:00 | 23:00 | 14.0758 | 60
2022-02-18 23:30 | 23:30 | 13.0359 | 60
2022-02-19 | 0:00 | 12.4767 | 60
2022-02-19 00:30 | 0:30 | 11.8535 | 60
2022-02-19 01:00 | 1:00 | 11.4166 | 60
2022-02-19 01:30 | 1:30 | 11.0033 | 60
2022-02-19 02:00 | 2:00 | 10.77 | 60
2022-02-19 02:30 | 2:30 | 10.4185 | 60
2022-02-19 03:00 | 3:00 | 10.346 | 60
2022-02-19 03:30 | 3:30 | 10.221 | 60
2022-02-19 04:00 | 4:00 | 10.3249 | 60
2022-02-19 04:30 | 4:30 | 10.418 | 60
2022-02-19 05:00 | 5:00 | 10.7167 | 60
2022-02-19 05:30 | 5:30 | 10.4917 | 60
2022-02-19 06:00 | 6:00 | 9.8555 | 60
2022-02-19 06:30 | 6:30 | 8.7037 | 60
2022-02-19 07:00 | 7:00 | 7.6755 | 60
2022-02-19 07:30 | 7:30 | 6.4976 | 60
2022-02-19 08:00 | 8:00 | 5.4596 | 60
2022-02-19 08:30 | 8:30 | 4.7633 | 60
2022-02-19 09:00 | 9:00 | 4.2061 | 60
2022-02-19 09:30 | 9:30 | 3.588 | 60
2022-02-19 10:00 | 10:00 | 3.479 | 60
2022-02-19 10:30 | 10:30 | 4.2872 | 60
2022-02-19 11:00 | 11:00 | 4.5289 | 60
2022-02-19 11:30 | 11:30 | 5.0128 | 60
2022-02-19 12:00 | 12:00 | 5.5977 | 60
2022-02-19 12:30 | 12:30 | 7.6605 | 60
2022-02-19 13:00 | 13:00 | 17.5102 | 60
2022-02-19 13:30 | 13:30 | 12.4996 | 60
2022-02-19 14:00 | 14:00 | 13.5958 | 60
2022-02-19 14:30 | 14:30 | 15.9369 | 60
2022-02-19 15:00 | 15:00 | 19.5299 | 60
2022-02-19 15:30 | 15:30 | 18.059 | 60
2022-02-19 16:00 | 16:00 | 18.948 | 60
2022-02-19 16:30 | 16:30 | 19.0675 | 60
2022-02-19 17:00 | 17:00 | 21.9304 | 60
2022-02-19 17:30 | 17:30 | 22.2524 | 60
2022-02-19 18:00 | 18:00 | 21.4056 | 60
2022-02-19 18:30 | 18:30 | 21.3058 | 60
2022-02-19 19:00 | 19:00 | 20.8215 | 60
2022-02-19 19:30 | 19:30 | 20.2076 | 60
2022-02-19 20:00 | 20:00 | 19.6044 | 60
2022-02-19 20:30 | 20:30 | 18.3845 | 60
2022-02-19 21:00 | 21:00 | 17.4299 | 60
2022-02-19 21:30 | 21:30 | 16.2789 | 60
2022-02-19 22:00 | 22:00 | 15.5066 | 60
2022-02-19 22:30 | 22:30 | 14.8609 | 60
2022-02-19 23:00 | 23:00 | 14.0671 | 60
2022-02-19 23:30 | 23:30 | 13.0687 | 60
2022-02-20 | 0:00 | 12.1151 | 60
2022-02-20 00:30 | 0:30 | 11.7016 | 60
2022-02-20 01:00 | 1:00 | 11.4822 | 60
2022-02-20 01:30 | 1:30 | 11.0563 | 60
2022-02-20 02:00 | 2:00 | 10.6697 | 60
2022-02-20 02:30 | 2:30 | 10.5643 | 60
2022-02-20 03:00 | 3:00 | 10.3062 | 60
2022-02-20 03:30 | 3:30 | 10.2903 | 60
2022-02-20 04:00 | 4:00 | 10.316 | 60
2022-02-20 04:30 | 4:30 | 10.2842 | 60
2022-02-20 05:00 | 5:00 | 10.6025 | 60
2022-02-20 05:30 | 5:30 | 10.3209 | 60
2022-02-20 06:00 | 6:00 | 10.2474 | 60
2022-02-20 06:30 | 6:30 | 8.6306 | 60
2022-02-20 07:00 | 7:00 | 8.4971 | 60
2022-02-20 07:30 | 7:30 | 10.2289 | 60
2022-02-20 08:00 | 8:00 | 9.7655 | 60
2022-02-20 08:30 | 8:30 | 11.0831 | 60
2022-02-20 09:00 | 9:00 | 8.6069 | 60
2022-02-20 09:30 | 9:30 | 5.0959 | 60
2022-02-20 10:00 | 10:00 | 7.5695 | 60
2022-02-20 10:30 | 10:30 | 4.8003 | 60
2022-02-20 11:00 | 11:00 | 9.8171 | 60
2022-02-20 11:30 | 11:30 | 8.2095 | 60
2022-02-20 12:00 | 12:00 | 5.7029 | 60
2022-02-20 12:30 | 12:30 | 7.8997 | 60
2022-02-20 13:00 | 13:00 | 10.538 | 60
2022-02-20 13:30 | 13:30 | 9.1867 | 60
2022-02-20 14:00 | 14:00 | 8.2917 | 60
2022-02-20 14:30 | 14:30 | 9.795 | 60
2022-02-20 15:00 | 15:00 | 12.447 | 60
2022-02-20 15:30 | 15:30 | 14.2387 | 60
2022-02-20 16:00 | 16:00 | 16.3937 | 60
2022-02-20 16:30 | 16:30 | 19.9881 | 60
2022-02-20 17:00 | 17:00 | 22.2083 | 60
2022-02-20 17:30 | 17:30 | 23.6592 | 60
2022-02-20 18:00 | 18:00 | 24.6346 | 60
2022-02-20 18:30 | 18:30 | 24.9862 | 60
2022-02-20 19:00 | 19:00 | 24.3544 | 60
2022-02-20 19:30 | 19:30 | 23.006 | 60
2022-02-20 20:00 | 20:00 | 21.6578 | 60
2022-02-20 20:30 | 20:30 | 20.065 | 60
2022-02-20 21:00 | 21:00 | 18.4845 | 60
2022-02-20 21:30 | 21:30 | 17.2331 | 60
2022-02-20 22:00 | 22:00 | 15.9621 | 60
2022-02-20 22:30 | 22:30 | 14.9463 | 60
2022-02-20 23:00 | 23:00 | 13.8322 | 60
2022-02-20 23:30 | 23:30 | 12.699 | 60
2022-02-21 | 0:00 | 11.806 | 60
2022-02-21 00:30 | 0:30 | 11.3748 | 60
2022-02-21 01:00 | 1:00 | 11.0611 | 60
2022-02-21 01:30 | 1:30 | 10.8641 | 60
2022-02-21 02:00 | 2:00 | 10.6678 | 60
2022-02-21 02:30 | 2:30 | 10.5607 | 60
2022-02-21 03:00 | 3:00 | 10.3875 | 60
2022-02-21 03:30 | 3:30 | 10.2791 | 60
2022-02-21 04:00 | 4:00 | 10.5283 | 60
2022-02-21 04:30 | 4:30 | 10.8095 | 60
2022-02-21 05:00 | 5:00 | 11.3313 | 60
2022-02-21 05:30 | 5:30 | 11.3584 | 60
2022-02-21 06:00 | 6:00 | 11.4104 | 60
2022-02-21 06:30 | 6:30 | 10.0589 | 60
2022-02-21 07:00 | 7:00 | 9.3123 | 60
2022-02-21 07:30 | 7:30 | 7.9933 | 60
2022-02-21 08:00 | 8:00 | 6.8685 | 60
2022-02-21 08:30 | 8:30 | 8.9483 | 60
2022-02-21 09:00 | 9:00 | 8.1743 | 60
2022-02-21 09:30 | 9:30 | 7.6861 | 60
2022-02-21 10:00 | 10:00 | 7.2572 | 60
2022-02-21 10:30 | 10:30 | 9.6897 | 60
2022-02-21 11:00 | 11:00 | 7.6481 | 60
2022-02-21 11:30 | 11:30 | 7.5311 | 60
2022-02-21 12:00 | 12:00 | 7.1541 | 60
2022-02-21 12:30 | 12:30 | 9.283 | 60
2022-02-21 13:00 | 13:00 | 8.055 | 60
2022-02-21 13:30 | 13:30 | 7.4835 | 60
2022-02-21 14:00 | 14:00 | 7.8494 | 60
2022-02-21 14:30 | 14:30 | 9.4098 | 60
2022-02-21 15:00 | 15:00 | 12.0204 | 60
2022-02-21 15:30 | 15:30 | 14.8657 | 60
2022-02-21 16:00 | 16:00 | 18.3563 | 60
2022-02-21 16:30 | 16:30 | 20.9393 | 60
2022-02-21 17:00 | 17:00 | 24.131 | 60
2022-02-21 17:30 | 17:30 | 26.3216 | 60
2022-02-21 18:00 | 18:00 | 26.7063 | 60
2022-02-21 18:30 | 18:30 | 27.0854 | 60
2022-02-21 19:00 | 19:00 | 26.5753 | 60
2022-02-21 19:30 | 19:30 | 25.1579 | 60
2022-02-21 20:00 | 20:00 | 23.6534 | 60
2022-02-21 20:30 | 20:30 | 21.7791 | 60
2022-02-21 21:00 | 21:00 | 20.025 | 60
2022-02-21 21:30 | 21:30 | 18.2033 | 60
2022-02-21 22:00 | 22:00 | 16.7073 | 60
2022-02-21 22:30 | 22:30 | 15.6729 | 60
2022-02-21 23:00 | 23:00 | 14.3609 | 60
2022-02-21 23:30 | 23:30 | 13.1739 | 60
2022-02-22 | 0:00 | 12.4926 | 60
2022-02-22 00:30 | 0:30 | 12.0195 | 60
2022-02-22 01:00 | 1:00 | 11.7695 | 60
2022-02-22 01:30 | 1:30 | 11.5677 | 60
2022-02-22 02:00 | 2:00 | 11.1518 | 60
2022-02-22 02:30 | 2:30 | 10.9456 | 60
2022-02-22 03:00 | 3:00 | 10.8161 | 60
2022-02-22 03:30 | 3:30 | 10.749 | 60
2022-02-22 04:00 | 4:00 | 10.9914 | 60
2022-02-22 04:30 | 4:30 | 11.1022 | 60
2022-02-22 05:00 | 5:00 | 11.6244 | 60
2022-02-22 05:30 | 5:30 | 11.7487 | 60
2022-02-22 06:00 | 6:00 | 11.8489 | 60
2022-02-22 06:30 | 6:30 | 11.9329 | 60
2022-02-22 07:00 | 7:00 | 11.1278 | 60
2022-02-22 07:30 | 7:30 | 8.7838 | 60
2022-02-22 08:00 | 8:00 | 8.073 | 60
2022-02-22 08:30 | 8:30 | 7.3325 | 60
2022-02-22 09:00 | 9:00 | 7.9033 | 60
2022-02-22 09:30 | 9:30 | 5.2455 | 60
2022-02-22 10:00 | 10:00 | 5.802 | 60
2022-02-22 10:30 | 10:30 | 5.5549 | 60
2022-02-22 11:00 | 11:00 | 6.3687 | 60
2022-02-22 11:30 | 11:30 | 5.9938 | 60
2022-02-22 12:00 | 12:00 | 6.9793 | 60
2022-02-22 12:30 | 12:30 | 8.2278 | 60
2022-02-22 13:00 | 13:00 | 8.8704 | 60
2022-02-22 13:30 | 13:30 | 13.455 | 60
2022-02-22 14:00 | 14:00 | 15.1663 | 60
2022-02-22 14:30 | 14:30 | 16.5955 | 60
2022-02-22 15:00 | 15:00 | 16.1839 | 60
2022-02-22 15:30 | 15:30 | 15.8738 | 60
2022-02-22 16:00 | 16:00 | 18.7285 | 60
2022-02-22 16:30 | 16:30 | 20.1634 | 60
2022-02-22 17:00 | 17:00 | 21.2831 | 60
2022-02-22 17:30 | 17:30 | 23.617 | 60
2022-02-22 18:00 | 18:00 | 24.5504 | 60
2022-02-22 18:30 | 18:30 | 25.0329 | 60
2022-02-22 19:00 | 19:00 | 24.8131 | 60
2022-02-22 19:30 | 19:30 | 23.8397 | 60
2022-02-22 20:00 | 20:00 | 22.9421 | 60
2022-02-22 20:30 | 20:30 | 21.5961 | 60
2022-02-22 21:00 | 21:00 | 20.1305 | 60
2022-02-22 21:30 | 21:30 | 18.7126 | 60
2022-02-22 22:00 | 22:00 | 17.1881 | 60
2022-02-22 22:30 | 22:30 | 16.1767 | 60
2022-02-22 23:00 | 23:00 | 15.0071 | 60
2022-02-22 23:30 | 23:30 | 13.8268 | 60
2022-02-23 | 0:00 | 13.1524 | 60
2022-02-23 00:30 | 0:30 | 12.5988 | 60
2022-02-23 01:00 | 1:00 | 12.253 | 60
2022-02-23 01:30 | 1:30 | 11.8481 | 60
2022-02-23 02:00 | 2:00 | 11.5676 | 60
2022-02-23 02:30 | 2:30 | 11.4208 | 60
2022-02-23 03:00 | 3:00 | 11.4303 | 60
2022-02-23 03:30 | 3:30 | 11.3468 | 60
2022-02-23 04:00 | 4:00 | 11.5981 | 60
2022-02-23 04:30 | 4:30 | 11.6844 | 60
2022-02-23 05:00 | 5:00 | 12.417 | 60
2022-02-23 05:30 | 5:30 | 12.5633 | 60
2022-02-23 06:00 | 6:00 | 13.3149 | 60
2022-02-23 06:30 | 6:30 | 14.3898 | 60
2022-02-23 07:00 | 7:00 | 15.27 | 60
2022-02-23 07:30 | 7:30 | 15.3132 | 60
2022-02-23 08:00 | 8:00 | 14.8462 | 60
2022-02-23 08:30 | 8:30 | 13.7412 | 60
2022-02-23 09:00 | 9:00 | 13.7648 | 60
2022-02-23 09:30 | 9:30 | 14.9893 | 60
2022-02-23 10:00 | 10:00 | 8.7211 | 60
2022-02-23 10:30 | 10:30 | 7.638 | 60
2022-02-23 11:00 | 11:00 | 11.5744 | 60
2022-02-23 11:30 | 11:30 | 15.1297 | 60
2022-02-23 12:00 | 12:00 | 8.8616 | 60
2022-02-23 12:30 | 12:30 | 3.6273 | 60
2022-02-23 13:00 | 13:00 | 5.1086 | 60
2022-02-23 13:30 | 13:30 | 6.4732 | 60
2022-02-23 14:00 | 14:00 | 9.628 | 60
2022-02-23 14:30 | 14:30 | 8.3712 | 60
2022-02-23 15:00 | 15:00 | 10.3504 | 60
2022-02-23 15:30 | 15:30 | 12.5536 | 60
2022-02-23 16:00 | 16:00 | 16.4513 | 60
2022-02-23 16:30 | 16:30 | 17.1244 | 60
2022-02-23 17:00 | 17:00 | 19.5812 | 60
2022-02-23 17:30 | 17:30 | 22.9425 | 60
2022-02-23 18:00 | 18:00 | 24.0346 | 60
2022-02-23 18:30 | 18:30 | 24.4516 | 60
2022-02-23 19:00 | 19:00 | 23.5026 | 60
2022-02-23 19:30 | 19:30 | 22.5988 | 60
2022-02-23 20:00 | 20:00 | 21.8588 | 60
2022-02-23 20:30 | 20:30 | 20.6244 | 60
2022-02-23 21:00 | 21:00 | 19.4234 | 60
2022-02-23 21:30 | 21:30 | 17.9942 | 60
2022-02-23 22:00 | 22:00 | 16.6024 | 60
2022-02-23 22:30 | 22:30 | 15.7498 | 60
2022-02-23 23:00 | 23:00 | 14.5948 | 60
2022-02-23 23:30 | 23:30 | 13.7093 | 60
2022-02-24 | 0:00 | 12.8687 | 60
2022-02-24 00:30 | 0:30 | 12.2219 | 60
2022-02-24 01:00 | 1:00 | 12.0318 | 60
2022-02-24 01:30 | 1:30 | 11.7034 | 60
2022-02-24 02:00 | 2:00 | 11.7058 | 60
2022-02-24 02:30 | 2:30 | 11.4224 | 60
2022-02-24 03:00 | 3:00 | 11.2268 | 60
2022-02-24 03:30 | 3:30 | 11.253 | 60
2022-02-24 04:00 | 4:00 | 11.4297 | 60
2022-02-24 04:30 | 4:30 | 11.7355 | 60
2022-02-24 05:00 | 5:00 | 12.2792 | 60
2022-02-24 05:30 | 5:30 | 12.664 | 60
2022-02-24 06:00 | 6:00 | 13.4528 | 60
2022-02-24 06:30 | 6:30 | 14.0184 | 60
2022-02-24 07:00 | 7:00 | 14.8416 | 60
2022-02-24 07:30 | 7:30 | 14.891 | 60
2022-02-24 08:00 | 8:00 | 15.0116 | 60
2022-02-24 08:30 | 8:30 | 10.5876 | 60
2022-02-24 09:00 | 9:00 | 9.7283 | 60
2022-02-24 09:30 | 9:30 | 11.1675 | 60
2022-02-24 10:00 | 10:00 | 13.7722 | 60
2022-02-24 10:30 | 10:30 | 14.2317 | 60
2022-02-24 11:00 | 11:00 | 10.3452 | 60
2022-02-24 11:30 | 11:30 | 6.2095 | 60
2022-02-24 12:00 | 12:00 | 8.9703 | 60
2022-02-24 12:30 | 12:30 | 13.3949 | 60
2022-02-24 13:00 | 13:00 | 14.0189 | 60
2022-02-24 13:30 | 13:30 | 9.5057 | 60
2022-02-24 14:00 | 14:00 | 12.7216 | 60
2022-02-24 14:30 | 14:30 | 13.5782 | 60
2022-02-24 15:00 | 15:00 | 13.94 | 60
2022-02-24 15:30 | 15:30 | 16.4868 | 60
2022-02-24 16:00 | 16:00 | 18.8708 | 60
2022-02-24 16:30 | 16:30 | 18.283 | 60
2022-02-24 17:00 | 17:00 | 20.6255 | 60
2022-02-24 17:30 | 17:30 | 20.7259 | 60
2022-02-24 18:00 | 18:00 | 21.2919 | 60
2022-02-24 18:30 | 18:30 | 22.5668 | 60
2022-02-24 19:00 | 19:00 | 22.5816 | 60
2022-02-24 19:30 | 19:30 | 21.9971 | 60
2022-02-24 20:00 | 20:00 | 21.3185 | 60
2022-02-24 20:30 | 20:30 | 20.1767 | 60
2022-02-24 21:00 | 21:00 | 19.117 | 60
2022-02-24 21:30 | 21:30 | 17.9523 | 60
2022-02-24 22:00 | 22:00 | 16.7373 | 60
2022-02-24 22:30 | 22:30 | 15.6051 | 60
2022-02-24 23:00 | 23:00 | 14.4621 | 60
2022-02-24 23:30 | 23:30 | 13.4954 | 60
2022-02-25 | 0:00 | 12.859 | 60
2022-02-25 00:30 | 0:30 | 12.2717 | 60
2022-02-25 01:00 | 1:00 | 11.7954 | 60
2022-02-25 01:30 | 1:30 | 11.4888 | 60
2022-02-25 02:00 | 2:00 | 11.4048 | 60
2022-02-25 02:30 | 2:30 | 11.3814 | 60
2022-02-25 03:00 | 3:00 | 11.1837 | 60
2022-02-25 03:30 | 3:30 | 11.1588 | 60
2022-02-25 04:00 | 4:00 | 11.2995 | 60
2022-02-25 04:30 | 4:30 | 11.5613 | 60
2022-02-25 05:00 | 5:00 | 12.2367 | 60
2022-02-25 05:30 | 5:30 | 12.7166 | 60
2022-02-25 06:00 | 6:00 | 13.5679 | 60
2022-02-25 06:30 | 6:30 | 14.4741 | 60
2022-02-25 07:00 | 7:00 | 14.7901 | 60
2022-02-25 07:30 | 7:30 | 15.1583 | 60
2022-02-25 08:00 | 8:00 | 15.3189 | 60
2022-02-25 08:30 | 8:30 | 15.67 | 60
2022-02-25 09:00 | 9:00 | 15.3864 | 60
2022-02-25 09:30 | 9:30 | 14.8092 | 60
2022-02-25 10:00 | 10:00 | 14.3227 | 60
2022-02-25 10:30 | 10:30 | 13.1897 | 60
2022-02-25 11:00 | 11:00 | 13.2803 | 60
2022-02-25 11:30 | 11:30 | 12.6944 | 60
2022-02-25 12:00 | 12:00 | 13.883 | 60
2022-02-25 12:30 | 12:30 | 13.3706 | 60
2022-02-25 13:00 | 13:00 | 14.3687 | 60
2022-02-25 13:30 | 13:30 | 15.0645 | 60
2022-02-25 14:00 | 14:00 | 15.8721 | 60
2022-02-25 14:30 | 14:30 | 16.3229 | 60
2022-02-25 15:00 | 15:00 | 16.4683 | 60
2022-02-25 15:30 | 15:30 | 17.0576 | 60
2022-02-25 16:00 | 16:00 | 17.5599 | 60
2022-02-25 16:30 | 16:30 | 18.6915 | 60
2022-02-25 17:00 | 17:00 | 19.5768 | 60
2022-02-25 17:30 | 17:30 | 20.3681 | 60
2022-02-25 18:00 | 18:00 | 20.6139 | 60
2022-02-25 18:30 | 18:30 | 20.7606 | 60
2022-02-25 19:00 | 19:00 | 20.5641 | 60
2022-02-25 19:30 | 19:30 | 20.0451 | 60
2022-02-25 20:00 | 20:00 | 19.2581 | 60
2022-02-25 20:30 | 20:30 | 18.3842 | 60
2022-02-25 21:00 | 21:00 | 17.5316 | 60
2022-02-25 21:30 | 21:30 | 16.6244 | 60
2022-02-25 22:00 | 22:00 | 15.7542 | 60
2022-02-25 22:30 | 22:30 | 15.1898 | 60
2022-02-25 23:00 | 23:00 | 14.0726 | 60
2022-02-25 23:30 | 23:30 | 13.2285 | 60
2022-02-26 | 0:00 | 12.5877 | 60
2022-02-26 00:30 | 0:30 | 11.7209 | 60
2022-02-26 01:00 | 1:00 | 11.3479 | 60
2022-02-26 01:30 | 1:30 | 11.1035 | 60
2022-02-26 02:00 | 2:00 | 11.0361 | 60
2022-02-26 02:30 | 2:30 | 10.9785 | 60
2022-02-26 03:00 | 3:00 | 10.8317 | 60
2022-02-26 03:30 | 3:30 | 10.732 | 60
2022-02-26 04:00 | 4:00 | 10.6268 | 60
2022-02-26 04:30 | 4:30 | 10.7618 | 60
2022-02-26 05:00 | 5:00 | 10.9765 | 60
2022-02-26 05:30 | 5:30 | 11.0464 | 60
2022-02-26 06:00 | 6:00 | 11.6397 | 60
2022-02-26 06:30 | 6:30 | 12.5979 | 60
2022-02-26 07:00 | 7:00 | 13.3711 | 60
2022-02-26 07:30 | 7:30 | 13.6367 | 60
2022-02-26 08:00 | 8:00 | 14.8756 | 60
2022-02-26 08:30 | 8:30 | 15.49 | 60
2022-02-26 09:00 | 9:00 | 15.9403 | 60
2022-02-26 09:30 | 9:30 | 14.9946 | 60
2022-02-26 10:00 | 10:00 | 14.2422 | 60
2022-02-26 10:30 | 10:30 | 14.0705 | 60
2022-02-26 11:00 | 11:00 | 13.3863 | 60
2022-02-26 11:30 | 11:30 | 13.3771 | 60
2022-02-26 12:00 | 12:00 | 16.1581 | 60
2022-02-26 12:30 | 12:30 | 15.5438 | 60
2022-02-26 13:00 | 13:00 | 16.0721 | 60
2022-02-26 13:30 | 13:30 | 16.6219 | 60
2022-02-26 14:00 | 14:00 | 16.8498 | 60
2022-02-26 14:30 | 14:30 | 16.9969 | 60
2022-02-26 15:00 | 15:00 | 16.952 | 60
2022-02-26 15:30 | 15:30 | 16.7031 | 60
2022-02-26 16:00 | 16:00 | 16.9376 | 60
2022-02-26 16:30 | 16:30 | 17.721 | 60
2022-02-26 17:00 | 17:00 | 18.9136 | 60
2022-02-26 17:30 | 17:30 | 19.7383 | 60
2022-02-26 18:00 | 18:00 | 20.3286 | 60
2022-02-26 18:30 | 18:30 | 20.2833 | 60
2022-02-26 19:00 | 19:00 | 19.5439 | 60
2022-02-26 19:30 | 19:30 | 19.0325 | 60
2022-02-26 20:00 | 20:00 | 18.3695 | 60
2022-02-26 20:30 | 20:30 | 17.4279 | 60
2022-02-26 21:00 | 21:00 | 16.6655 | 60
2022-02-26 21:30 | 21:30 | 16.0502 | 60
2022-02-26 22:00 | 22:00 | 15.1055 | 60
2022-02-26 22:30 | 22:30 | 14.56 | 60
2022-02-26 23:00 | 23:00 | 13.7822 | 60
2022-02-26 23:30 | 23:30 | 12.8779 | 60
2022-02-27 | 0:00 | 12.1241 | 60
2022-02-27 00:30 | 0:30 | 11.4221 | 60
2022-02-27 01:00 | 1:00 | 11.2546 | 60
2022-02-27 01:30 | 1:30 | 11.0436 | 60
2022-02-27 02:00 | 2:00 | 10.7735 | 60
2022-02-27 02:30 | 2:30 | 10.59 | 60
2022-02-27 03:00 | 3:00 | 10.2914 | 60
2022-02-27 03:30 | 3:30 | 10.233 | 60
2022-02-27 04:00 | 4:00 | 10.2623 | 60
2022-02-27 04:30 | 4:30 | 10.3768 | 60
2022-02-27 05:00 | 5:00 | 10.4105 | 60
2022-02-27 05:30 | 5:30 | 10.5093 | 60
2022-02-27 06:00 | 6:00 | 10.8624 | 60
2022-02-27 06:30 | 6:30 | 11.4941 | 60
2022-02-27 07:00 | 7:00 | 12.1989 | 60
2022-02-27 07:30 | 7:30 | 12.9979 | 60
2022-02-27 08:00 | 8:00 | 14.8632 | 60
2022-02-27 08:30 | 8:30 | 15.3578 | 60
2022-02-27 09:00 | 9:00 | 16.0035 | 60
2022-02-27 09:30 | 9:30 | 16.3555 | 60
2022-02-27 10:00 | 10:00 | 16.8125 | 60
2022-02-27 10:30 | 10:30 | 16.308 | 60
2022-02-27 11:00 | 11:00 | 15.2432 | 60
2022-02-27 11:30 | 11:30 | 16.141 | 60
2022-02-27 12:00 | 12:00 | 16.3528 | 60
2022-02-27 12:30 | 12:30 | 14.0986 | 60
2022-02-27 13:00 | 13:00 | 15.9832 | 60
2022-02-27 13:30 | 13:30 | 16.6102 | 60
2022-02-27 14:00 | 14:00 | 16.9371 | 60
2022-02-27 14:30 | 14:30 | 16.6059 | 60
2022-02-27 15:00 | 15:00 | 17.2295 | 60
2022-02-27 15:30 | 15:30 | 17.8263 | 60
2022-02-27 16:00 | 16:00 | 18.3046 | 60
2022-02-27 16:30 | 16:30 | 19.4072 | 60
2022-02-27 17:00 | 17:00 | 20.1185 | 60
2022-02-27 17:30 | 17:30 | 21.072 | 60
2022-02-27 18:00 | 18:00 | 21.2581 | 60
2022-02-27 18:30 | 18:30 | 21.4298 | 60
2022-02-27 19:00 | 19:00 | 20.7622 | 60
2022-02-27 19:30 | 19:30 | 19.8695 | 60
2022-02-27 20:00 | 20:00 | 19.0118 | 60
2022-02-27 20:30 | 20:30 | 17.7298 | 60
2022-02-27 21:00 | 21:00 | 16.8794 | 60
2022-02-27 21:30 | 21:30 | 15.7922 | 60
2022-02-27 22:00 | 22:00 | 14.8728 | 60
2022-02-27 22:30 | 22:30 | 14.1133 | 60
2022-02-27 23:00 | 23:00 | 13.1448 | 60
2022-02-27 23:30 | 23:30 | 12.1966 | 60
2022-02-28 | 0:00 | 11.7346 | 60
2022-02-28 00:30 | 0:30 | 11.2988 | 60
2022-02-28 01:00 | 1:00 | 10.9352 | 60
2022-02-28 01:30 | 1:30 | 10.5494 | 60
2022-02-28 02:00 | 2:00 | 10.4154 | 60
2022-02-28 02:30 | 2:30 | 10.2575 | 60
2022-02-28 03:00 | 3:00 | 10.1026 | 60
2022-02-28 03:30 | 3:30 | 10.0825 | 60
2022-02-28 04:00 | 4:00 | 10.1969 | 60
2022-02-28 04:30 | 4:30 | 10.3892 | 60
2022-02-28 05:00 | 5:00 | 10.7619 | 60
2022-02-28 05:30 | 5:30 | 11.2084 | 60
2022-02-28 06:00 | 6:00 | 11.5791 | 60
2022-02-28 06:30 | 6:30 | 11.6476 | 60
2022-02-28 07:00 | 7:00 | 10.73 | 60
2022-02-28 07:30 | 7:30 | 7.4846 | 60
2022-02-28 08:00 | 8:00 | 6.6167 | 60
2022-02-28 08:30 | 8:30 | 9.5203 | 60
2022-02-28 09:00 | 9:00 | 8.509 | 60
2022-02-28 09:30 | 9:30 | 5.1803 | 60
2022-02-28 10:00 | 10:00 | 5.5778 | 60
2022-02-28 10:30 | 10:30 | 6.3691 | 60
2022-02-28 11:00 | 11:00 | 3.5293 | 60
2022-02-28 11:30 | 11:30 | 5.2041 | 60
2022-02-28 12:00 | 12:00 | 8.2528 | 60
2022-02-28 12:30 | 12:30 | 8.1073 | 60
2022-02-28 13:00 | 13:00 | 8.0877 | 60
2022-02-28 13:30 | 13:30 | 9.6865 | 60
2022-02-28 14:00 | 14:00 | 13.3479 | 60
2022-02-28 14:30 | 14:30 | 13.6247 | 60
2022-02-28 15:00 | 15:00 | 17.5377 | 60
2022-02-28 15:30 | 15:30 | 20.5214 | 60
2022-02-28 16:00 | 16:00 | 20.7021 | 60
2022-02-28 16:30 | 16:30 | 19.2989 | 60
2022-02-28 17:00 | 17:00 | 21.0864 | 60
2022-02-28 17:30 | 17:30 | 23.1037 | 60
2022-02-28 18:00 | 18:00 | 23.7496 | 60
2022-02-28 18:30 | 18:30 | 23.6649 | 60
2022-02-28 19:00 | 19:00 | 22.4189 | 60
2022-02-28 19:30 | 19:30 | 21.4112 | 60
2022-02-28 20:00 | 20:00 | 20.3246 | 60
2022-02-28 20:30 | 20:30 | 18.9499 | 60
2022-02-28 21:00 | 21:00 | 17.7831 | 60
2022-02-28 21:30 | 21:30 | 16.5804 | 60
2022-02-28 22:00 | 22:00 | 15.4658 | 60
2022-02-28 22:30 | 22:30 | 14.6866 | 60
2022-02-28 23:00 | 23:00 | 13.6236 | 60
2022-02-28 23:30 | 23:30 | 12.7171 | 60
2022-03-01 | 0:00 | 11.9791 | 60
2022-03-01 00:30 | 0:30 | 11.389 | 60
2022-03-01 01:00 | 1:00 | 11.1135 | 60
2022-03-01 01:30 | 1:30 | 10.9248 | 60
2022-03-01 02:00 | 2:00 | 10.6099 | 60
2022-03-01 02:30 | 2:30 | 10.4775 | 60
2022-03-01 03:00 | 3:00 | 10.2447 | 60
2022-03-01 03:30 | 3:30 | 10.2014 | 60
2022-03-01 04:00 | 4:00 | 10.2571 | 60
2022-03-01 04:30 | 4:30 | 10.5207 | 60
2022-03-01 05:00 | 5:00 | 11.0028 | 60
2022-03-01 05:30 | 5:30 | 11.2695 | 60
2022-03-01 06:00 | 6:00 | 11.2374 | 60
2022-03-01 06:30 | 6:30 | 9.8436 | 60
2022-03-01 07:00 | 7:00 | 8.6718 | 60
2022-03-01 07:30 | 7:30 | 7.1283 | 60
2022-03-01 08:00 | 8:00 | 5.7694 | 60
2022-03-01 08:30 | 8:30 | 4.6115 | 60
2022-03-01 09:00 | 9:00 | 3.7192 | 60
2022-03-01 09:30 | 9:30 | 4.0551 | 60
2022-03-01 10:00 | 10:00 | 5.7078 | 60
2022-03-01 10:30 | 10:30 | 9.1031 | 60
2022-03-01 11:00 | 11:00 | 6.6883 | 60
2022-03-01 11:30 | 11:30 | 6.5234 | 60
2022-03-01 12:00 | 12:00 | 6.0189 | 60
2022-03-01 12:30 | 12:30 | 5.2295 | 60
2022-03-01 13:00 | 13:00 | 6.615 | 60
2022-03-01 13:30 | 13:30 | 11.5623 | 60
2022-03-01 14:00 | 14:00 | 11.163 | 60
2022-03-01 14:30 | 14:30 | 9.6633 | 60
2022-03-01 15:00 | 15:00 | 13.1576 | 60
2022-03-01 15:30 | 15:30 | 13.0488 | 60
2022-03-01 16:00 | 16:00 | 14.9892 | 60
2022-03-01 16:30 | 16:30 | 18.6126 | 60
2022-03-01 17:00 | 17:00 | 21.8222 | 60
2022-03-01 17:30 | 17:30 | 23.8991 | 60
2022-03-01 18:00 | 18:00 | 24.3297 | 60
2022-03-01 18:30 | 18:30 | 24.9093 | 60
2022-03-01 19:00 | 19:00 | 24.2477 | 60
2022-03-01 19:30 | 19:30 | 23.0975 | 60
2022-03-01 20:00 | 20:00 | 21.7093 | 60
2022-03-01 20:30 | 20:30 | 20.3326 | 60
2022-03-01 21:00 | 21:00 | 19.0587 | 60
2022-03-01 21:30 | 21:30 | 17.6808 | 60
2022-03-01 22:00 | 22:00 | 16.3951 | 60
2022-03-01 22:30 | 22:30 | 15.6844 | 60
2022-03-01 23:00 | 23:00 | 14.4548 | 60
2022-03-01 23:30 | 23:30 | 13.2081 | 60
2022-03-02 | 0:00 | 12.3553 | 60
2022-03-02 00:30 | 0:30 | 11.6679 | 60
2022-03-02 01:00 | 1:00 | 11.3484 | 60
2022-03-02 01:30 | 1:30 | 11.0745 | 60
2022-03-02 02:00 | 2:00 | 10.8528 | 60
2022-03-02 02:30 | 2:30 | 10.631 | 60
2022-03-02 03:00 | 3:00 | 10.5322 | 60
2022-03-02 03:30 | 3:30 | 10.5267 | 60
2022-03-02 04:00 | 4:00 | 10.6964 | 60
2022-03-02 04:30 | 4:30 | 10.8755 | 60
2022-03-02 05:00 | 5:00 | 11.2338 | 60
2022-03-02 05:30 | 5:30 | 11.5251 | 60
2022-03-02 06:00 | 6:00 | 11.1777 | 60
2022-03-02 06:30 | 6:30 | 10.2614 | 60
2022-03-02 07:00 | 7:00 | 9.2959 | 60
2022-03-02 07:30 | 7:30 | 8.0292 | 60
2022-03-02 08:00 | 8:00 | 6.6241 | 60
2022-03-02 08:30 | 8:30 | 5.5145 | 60
2022-03-02 09:00 | 9:00 | 4.9442 | 60
2022-03-02 09:30 | 9:30 | 4.5531 | 60
2022-03-02 10:00 | 10:00 | 6.0475 | 60
2022-03-02 10:30 | 10:30 | 9.8282 | 60
2022-03-02 11:00 | 11:00 | 12.4636 | 60
2022-03-02 11:30 | 11:30 | 8.4285 | 60
2022-03-02 12:00 | 12:00 | 8.6903 | 60
2022-03-02 12:30 | 12:30 | 7.6565 | 60
2022-03-02 13:00 | 13:00 | 9.0221 | 60
2022-03-02 13:30 | 13:30 | 8.789 | 60
2022-03-02 14:00 | 14:00 | 8.4017 | 60
2022-03-02 14:30 | 14:30 | 12.4498 | 60
2022-03-02 15:00 | 15:00 | 14.5439 | 60
2022-03-02 15:30 | 15:30 | 17.6356 | 60
2022-03-02 16:00 | 16:00 | 18.8538 | 60
2022-03-02 16:30 | 16:30 | 22.2239 | 60
2022-03-02 17:00 | 17:00 | 24.0824 | 60
2022-03-02 17:30 | 17:30 | 25.5114 | 60
2022-03-02 18:00 | 18:00 | 26.0626 | 60
2022-03-02 18:30 | 18:30 | 26.3767 | 60
2022-03-02 19:00 | 19:00 | 25.3818 | 60
2022-03-02 19:30 | 19:30 | 24.2269 | 60
2022-03-02 20:00 | 20:00 | 23.1935 | 60
2022-03-02 20:30 | 20:30 | 21.5609 | 60
2022-03-02 21:00 | 21:00 | 20.05 | 60
2022-03-02 21:30 | 21:30 | 18.5552 | 60
2022-03-02 22:00 | 22:00 | 17.0572 | 60
2022-03-02 22:30 | 22:30 | 15.9372 | 60
2022-03-02 23:00 | 23:00 | 14.619 | 60
2022-03-02 23:30 | 23:30 | 13.5358 | 60
2022-03-03 | 0:00 | 12.7169 | 60
2022-03-03 00:30 | 0:30 | 12.1851 | 60
2022-03-03 01:00 | 1:00 | 11.9552 | 60
2022-03-03 01:30 | 1:30 | 11.6127 | 60
2022-03-03 02:00 | 2:00 | 11.3706 | 60
2022-03-03 02:30 | 2:30 | 11.3377 | 60
2022-03-03 03:00 | 3:00 | 11.0463 | 60
2022-03-03 03:30 | 3:30 | 11.087 | 60
2022-03-03 04:00 | 4:00 | 11.395 | 60
2022-03-03 04:30 | 4:30 | 11.658 | 60
2022-03-03 05:00 | 5:00 | 12.1505 | 60
2022-03-03 05:30 | 5:30 | 12.4037 | 60
2022-03-03 06:00 | 6:00 | 13.4565 | 60
2022-03-03 06:30 | 6:30 | 14.2981 | 60
2022-03-03 07:00 | 7:00 | 15.3336 | 60
2022-03-03 07:30 | 7:30 | 15.6188 | 60
2022-03-03 08:00 | 8:00 | 15.7473 | 60
2022-03-03 08:30 | 8:30 | 15.4924 | 60
2022-03-03 09:00 | 9:00 | 14.8898 | 60
2022-03-03 09:30 | 9:30 | 14.3219 | 60
2022-03-03 10:00 | 10:00 | 11.6174 | 60
2022-03-03 10:30 | 10:30 | 8.3814 | 60
2022-03-03 11:00 | 11:00 | 14.0491 | 60
2022-03-03 11:30 | 11:30 | 16.0998 | 60
2022-03-03 12:00 | 12:00 | 14.5242 | 60
2022-03-03 12:30 | 12:30 | 4.758 | 60
2022-03-03 13:00 | 13:00 | 2.3688 | 60
2022-03-03 13:30 | 13:30 | 2.8734 | 60
2022-03-03 14:00 | 14:00 | 4.4832 | 60
2022-03-03 14:30 | 14:30 | 5.6477 | 60
2022-03-03 15:00 | 15:00 | 6.9077 | 60
2022-03-03 15:30 | 15:30 | 10.1899 | 60
2022-03-03 16:00 | 16:00 | 13.4964 | 60
2022-03-03 16:30 | 16:30 | 18.1528 | 60
2022-03-03 17:00 | 17:00 | 20.6509 | 60
2022-03-03 17:30 | 17:30 | 21.9709 | 60
2022-03-03 18:00 | 18:00 | 22.2182 | 60
2022-03-03 18:30 | 18:30 | 23.0088 | 60
2022-03-03 19:00 | 19:00 | 22.3378 | 60
2022-03-03 19:30 | 19:30 | 21.4072 | 60
2022-03-03 20:00 | 20:00 | 20.5933 | 60
2022-03-03 20:30 | 20:30 | 19.3819 | 60
2022-03-03 21:00 | 21:00 | 18.3003 | 60
2022-03-03 21:30 | 21:30 | 17.1879 | 60
2022-03-03 22:00 | 22:00 | 15.9842 | 60
2022-03-03 22:30 | 22:30 | 15.0078 | 60
2022-03-03 23:00 | 23:00 | 13.9453 | 60
2022-03-03 23:30 | 23:30 | 13.1222 | 60
2022-03-04 | 0:00 | 12.2052 | 60
2022-03-04 00:30 | 0:30 | 11.6574 | 60
2022-03-04 01:00 | 1:00 | 11.2387 | 60
2022-03-04 01:30 | 1:30 | 10.9289 | 60
2022-03-04 02:00 | 2:00 | 10.7658 | 60
2022-03-04 02:30 | 2:30 | 10.6635 | 60
2022-03-04 03:00 | 3:00 | 10.6271 | 60
2022-03-04 03:30 | 3:30 | 10.5107 | 60
2022-03-04 04:00 | 4:00 | 10.5895 | 60
2022-03-04 04:30 | 4:30 | 10.8133 | 60
2022-03-04 05:00 | 5:00 | 11.4051 | 60
2022-03-04 05:30 | 5:30 | 11.5169 | 60
2022-03-04 06:00 | 6:00 | 11.786 | 60
2022-03-04 06:30 | 6:30 | 10.9606 | 60
2022-03-04 07:00 | 7:00 | 7.5922 | 60
2022-03-04 07:30 | 7:30 | 10.8616 | 60
2022-03-04 08:00 | 8:00 | 10.5008 | 60
2022-03-04 08:30 | 8:30 | 11.313 | 60
2022-03-04 09:00 | 9:00 | 11.1093 | 60
2022-03-04 09:30 | 9:30 | 11.3198 | 60
2022-03-04 10:00 | 10:00 | 10.5475 | 60
2022-03-04 10:30 | 10:30 | 10.6251 | 60
2022-03-04 11:00 | 11:00 | 9.8826 | 60
2022-03-04 11:30 | 11:30 | 5.4033 | 60
2022-03-04 12:00 | 12:00 | 4.1333 | 60
2022-03-04 12:30 | 12:30 | 3.3675 | 60
2022-03-04 13:00 | 13:00 | 4.7869 | 60
2022-03-04 13:30 | 13:30 | 10.3763 | 60
2022-03-04 14:00 | 14:00 | 9.555 | 60
2022-03-04 14:30 | 14:30 | 12.9223 | 60
2022-03-04 15:00 | 15:00 | 12.97 | 60
2022-03-04 15:30 | 15:30 | 15.491 | 60
2022-03-04 16:00 | 16:00 | 16.1486 | 60
2022-03-04 16:30 | 16:30 | 17.2823 | 60
2022-03-04 17:00 | 17:00 | 18.4367 | 60
2022-03-04 17:30 | 17:30 | 20.7394 | 60
2022-03-04 18:00 | 18:00 | 21.2256 | 60
2022-03-04 18:30 | 18:30 | 22.0229 | 60
2022-03-04 19:00 | 19:00 | 21.3519 | 60
2022-03-04 19:30 | 19:30 | 20.7013 | 60
2022-03-04 20:00 | 20:00 | 19.8924 | 60
2022-03-04 20:30 | 20:30 | 18.8198 | 60
2022-03-04 21:00 | 21:00 | 17.8473 | 60
2022-03-04 21:30 | 21:30 | 16.9175 | 60
2022-03-04 22:00 | 22:00 | 16.0008 | 60
2022-03-04 22:30 | 22:30 | 15.2718 | 60
2022-03-04 23:00 | 23:00 | 14.0575 | 60
2022-03-04 23:30 | 23:30 | 13.1603 | 60
2022-03-05 | 0:00 | 12.3439 | 60
2022-03-05 00:30 | 0:30 | 11.7937 | 60
2022-03-05 01:00 | 1:00 | 11.2325 | 60
2022-03-05 01:30 | 1:30 | 10.834 | 60
2022-03-05 02:00 | 2:00 | 10.6302 | 60
2022-03-05 02:30 | 2:30 | 10.4546 | 60
2022-03-05 03:00 | 3:00 | 10.2729 | 60
2022-03-05 03:30 | 3:30 | 10.0726 | 60
2022-03-05 04:00 | 4:00 | 10.1198 | 60
2022-03-05 04:30 | 4:30 | 10.1172 | 60
2022-03-05 05:00 | 5:00 | 10.254 | 60
2022-03-05 05:30 | 5:30 | 10.3079 | 60
2022-03-05 06:00 | 6:00 | 10.0508 | 60
2022-03-05 06:30 | 6:30 | 8.7343 | 60
2022-03-05 07:00 | 7:00 | 7.8051 | 60
2022-03-05 07:30 | 7:30 | 6.7678 | 60
2022-03-05 08:00 | 8:00 | 5.6606 | 60
2022-03-05 08:30 | 8:30 | 5.0491 | 60
2022-03-05 09:00 | 9:00 | 4.2947 | 60
2022-03-05 09:30 | 9:30 | 3.7121 | 60
2022-03-05 10:00 | 10:00 | 4.0918 | 60
2022-03-05 10:30 | 10:30 | 4.3105 | 60
2022-03-05 11:00 | 11:00 | 5.4404 | 60
2022-03-05 11:30 | 11:30 | 6.9974 | 60
2022-03-05 12:00 | 12:00 | 8.6011 | 60
2022-03-05 12:30 | 12:30 | 10.6072 | 60
2022-03-05 13:00 | 13:00 | 11.3889 | 60
2022-03-05 13:30 | 13:30 | 13.3436 | 60
2022-03-05 14:00 | 14:00 | 12.5045 | 60
2022-03-05 14:30 | 14:30 | 12.7251 | 60
2022-03-05 15:00 | 15:00 | 17.544 | 60
2022-03-05 15:30 | 15:30 | 17.5139 | 60
2022-03-05 16:00 | 16:00 | 20.4802 | 60
2022-03-05 16:30 | 16:30 | 22.5532 | 60
2022-03-05 17:00 | 17:00 | 24.9867 | 60
2022-03-05 17:30 | 17:30 | 25.2501 | 60
2022-03-05 18:00 | 18:00 | 24.9274 | 60
2022-03-05 18:30 | 18:30 | 25.267 | 60
2022-03-05 19:00 | 19:00 | 24.3563 | 60
2022-03-05 19:30 | 19:30 | 23.2146 | 60
2022-03-05 20:00 | 20:00 | 22.2566 | 60
2022-03-05 20:30 | 20:30 | 20.8715 | 60
2022-03-05 21:00 | 21:00 | 19.9112 | 60
2022-03-05 21:30 | 21:30 | 18.8161 | 60
2022-03-05 22:00 | 22:00 | 17.694 | 60
2022-03-05 22:30 | 22:30 | 16.6385 | 60
2022-03-05 23:00 | 23:00 | 15.4344 | 60
2022-03-05 23:30 | 23:30 | 14.2476 | 60
2022-03-06 | 0:00 | 13.3922 | 60
2022-03-06 00:30 | 0:30 | 12.6657 | 60
2022-03-06 01:00 | 1:00 | 12.2328 | 60
2022-03-06 01:30 | 1:30 | 11.9301 | 60
2022-03-06 02:00 | 2:00 | 11.6439 | 60
2022-03-06 02:30 | 2:30 | 11.4618 | 60
2022-03-06 03:00 | 3:00 | 11.3149 | 60
2022-03-06 03:30 | 3:30 | 11.154 | 60
2022-03-06 04:00 | 4:00 | 11.2884 | 60
2022-03-06 04:30 | 4:30 | 11.19 | 60
2022-03-06 05:00 | 5:00 | 11.3489 | 60
2022-03-06 05:30 | 5:30 | 11.2735 | 60
2022-03-06 06:00 | 6:00 | 10.7769 | 60
2022-03-06 06:30 | 6:30 | 9.8657 | 60
2022-03-06 07:00 | 7:00 | 8.7506 | 60
2022-03-06 07:30 | 7:30 | 7.7968 | 60
2022-03-06 08:00 | 8:00 | 7.5487 | 60
2022-03-06 08:30 | 8:30 | 7.4542 | 60
2022-03-06 09:00 | 9:00 | 7.3056 | 60
2022-03-06 09:30 | 9:30 | 10.1862 | 60
2022-03-06 10:00 | 10:00 | 10.9498 | 60
2022-03-06 10:30 | 10:30 | 11.6786 | 60
2022-03-06 11:00 | 11:00 | 14.2256 | 60
2022-03-06 11:30 | 11:30 | 15.3911 | 60
2022-03-06 12:00 | 12:00 | 18.1007 | 60
2022-03-06 12:30 | 12:30 | 24.3137 | 60
2022-03-06 13:00 | 13:00 | 16.4212 | 60
2022-03-06 13:30 | 13:30 | 19.4854 | 60
2022-03-06 14:00 | 14:00 | 23.8377 | 60
2022-03-06 14:30 | 14:30 | 26.8304 | 60
2022-03-06 15:00 | 15:00 | 28.1581 | 60
2022-03-06 15:30 | 15:30 | 29.2927 | 60
2022-03-06 16:00 | 16:00 | 30.3666 | 60
2022-03-06 16:30 | 16:30 | 31.4322 | 60
2022-03-06 17:00 | 17:00 | 30.9955 | 60
2022-03-06 17:30 | 17:30 | 27.3469 | 60
2022-03-06 18:00 | 18:00 | 25.8452 | 60
2022-03-06 18:30 | 18:30 | 25.2534 | 60
2022-03-06 19:00 | 19:00 | 24.1169 | 60
2022-03-06 19:30 | 19:30 | 22.6836 | 60
2022-03-06 20:00 | 20:00 | 21.479 | 60
2022-03-06 20:30 | 20:30 | 20.0338 | 60
2022-03-06 21:00 | 21:00 | 18.7419 | 60
2022-03-06 21:30 | 21:30 | 17.3726 | 60
2022-03-06 22:00 | 22:00 | 16.0183 | 60
2022-03-06 22:30 | 22:30 | 15.0187 | 60
2022-03-06 23:00 | 23:00 | 13.9119 | 60
2022-03-06 23:30 | 23:30 | 12.9096 | 60
2022-03-07 | 0:00 | 12.2356 | 60
2022-03-07 00:30 | 0:30 | 11.7733 | 60
2022-03-07 01:00 | 1:00 | 11.4317 | 60
2022-03-07 01:30 | 1:30 | 11.1441 | 60
2022-03-07 02:00 | 2:00 | 11.0126 | 60
2022-03-07 02:30 | 2:30 | 10.7387 | 60
2022-03-07 03:00 | 3:00 | 10.6397 | 60
2022-03-07 03:30 | 3:30 | 10.4995 | 60
2022-03-07 04:00 | 4:00 | 10.6868 | 60
2022-03-07 04:30 | 4:30 | 10.9391 | 60
2022-03-07 05:00 | 5:00 | 11.5152 | 60
2022-03-07 05:30 | 5:30 | 11.8664 | 60
2022-03-07 06:00 | 6:00 | 12.5051 | 60
2022-03-07 06:30 | 6:30 | 11.8701 | 60
2022-03-07 07:00 | 7:00 | 9.2905 | 60
2022-03-07 07:30 | 7:30 | 7.9873 | 60
2022-03-07 08:00 | 8:00 | 6.1736 | 60
2022-03-07 08:30 | 8:30 | 9.2383 | 60
2022-03-07 09:00 | 9:00 | 5.9258 | 60
2022-03-07 09:30 | 9:30 | 5.0394 | 60
2022-03-07 10:00 | 10:00 | 3.4057 | 60
2022-03-07 10:30 | 10:30 | 2.3279 | 60
2022-03-07 11:00 | 11:00 | 2.5671 | 60
2022-03-07 11:30 | 11:30 | 5.2349 | 60
2022-03-07 12:00 | 12:00 | 5.0317 | 60
2022-03-07 12:30 | 12:30 | 7.0404 | 60
2022-03-07 13:00 | 13:00 | 8.0813 | 60
2022-03-07 13:30 | 13:30 | 7.3897 | 60
2022-03-07 14:00 | 14:00 | 8.7115 | 60
2022-03-07 14:30 | 14:30 | 12.1457 | 60
2022-03-07 15:00 | 15:00 | 17.7914 | 60
2022-03-07 15:30 | 15:30 | 17.6141 | 60
2022-03-07 16:00 | 16:00 | 17.9253 | 60
2022-03-07 16:30 | 16:30 | 23.2937 | 60
2022-03-07 17:00 | 17:00 | 24.2386 | 60
2022-03-07 17:30 | 17:30 | 25.7188 | 60
2022-03-07 18:00 | 18:00 | 26.1124 | 60
2022-03-07 18:30 | 18:30 | 26.7632 | 60
2022-03-07 19:00 | 19:00 | 25.908 | 60
2022-03-07 19:30 | 19:30 | 24.6176 | 60
2022-03-07 20:00 | 20:00 | 23.4076 | 60
2022-03-07 20:30 | 20:30 | 21.8836 | 60
2022-03-07 21:00 | 21:00 | 20.2571 | 60
2022-03-07 21:30 | 21:30 | 18.6406 | 60
2022-03-07 22:00 | 22:00 | 17.2822 | 60
2022-03-07 22:30 | 22:30 | 16.0878 | 60
2022-03-07 23:00 | 23:00 | 14.6813 | 60
2022-03-07 23:30 | 23:30 | 13.5368 | 60
2022-03-08 | 0:00 | 12.7757 | 60
2022-03-08 00:30 | 0:30 | 12.2307 | 60
2022-03-08 01:00 | 1:00 | 11.8715 | 60
2022-03-08 01:30 | 1:30 | 11.6562 | 60
2022-03-08 02:00 | 2:00 | 11.4719 | 60
2022-03-08 02:30 | 2:30 | 11.3128 | 60
2022-03-08 03:00 | 3:00 | 11.21 | 60
2022-03-08 03:30 | 3:30 | 11.0972 | 60
2022-03-08 04:00 | 4:00 | 11.3247 | 60
2022-03-08 04:30 | 4:30 | 11.5019 | 60
2022-03-08 05:00 | 5:00 | 12.0035 | 60
2022-03-08 05:30 | 5:30 | 12.4656 | 60
2022-03-08 06:00 | 6:00 | 12.9445 | 60
2022-03-08 06:30 | 6:30 | 12.3985 | 60
2022-03-08 07:00 | 7:00 | 13.0766 | 60
2022-03-08 07:30 | 7:30 | 11.7733 | 60
2022-03-08 08:00 | 8:00 | 7.7548 | 60
2022-03-08 08:30 | 8:30 | 6.2809 | 60
2022-03-08 09:00 | 9:00 | 5.8954 | 60
2022-03-08 09:30 | 9:30 | 5.3388 | 60
2022-03-08 10:00 | 10:00 | 4.9805 | 60
2022-03-08 10:30 | 10:30 | 5.3983 | 60
2022-03-08 11:00 | 11:00 | 7.7585 | 60
2022-03-08 11:30 | 11:30 | 7.9885 | 60
2022-03-08 12:00 | 12:00 | 7.634 | 60
2022-03-08 12:30 | 12:30 | 8.5728 | 60
2022-03-08 13:00 | 13:00 | 10.3239 | 60
2022-03-08 13:30 | 13:30 | 12.3046 | 60
2022-03-08 14:00 | 14:00 | 14.6034 | 60
2022-03-08 14:30 | 14:30 | 17.327 | 60
2022-03-08 15:00 | 15:00 | 20.0647 | 60
2022-03-08 15:30 | 15:30 | 23.204 | 60
2022-03-08 16:00 | 16:00 | 27.2266 | 60
2022-03-08 16:30 | 16:30 | 30.75 | 60
2022-03-08 17:00 | 17:00 | 33.8785 | 60
2022-03-08 17:30 | 17:30 | 35.9878 | 60
2022-03-08 18:00 | 18:00 | 36.5465 | 60
2022-03-08 18:30 | 18:30 | 36.8189 | 60
2022-03-08 19:00 | 19:00 | 35.6055 | 60
2022-03-08 19:30 | 19:30 | 33.4734 | 60
2022-03-08 20:00 | 20:00 | 31.4568 | 60
2022-03-08 20:30 | 20:30 | 28.8808 | 60
2022-03-08 21:00 | 21:00 | 26.0331 | 60
2022-03-08 21:30 | 21:30 | 23.5824 | 60
2022-03-08 22:00 | 22:00 | 21.2546 | 60
2022-03-08 22:30 | 22:30 | 19.3661 | 60
2022-03-08 23:00 | 23:00 | 17.5292 | 60
2022-03-08 23:30 | 23:30 | 16.1174 | 60
2022-03-09 | 0:00 | 15.3205 | 60
2022-03-09 00:30 | 0:30 | 14.7776 | 60
2022-03-09 01:00 | 1:00 | 14.5442 | 60
2022-03-09 01:30 | 1:30 | 14.2647 | 60
2022-03-09 02:00 | 2:00 | 14.0252 | 60
2022-03-09 02:30 | 2:30 | 13.8219 | 60
2022-03-09 03:00 | 3:00 | 13.4758 | 60
2022-03-09 03:30 | 3:30 | 13.4309 | 60
2022-03-09 04:00 | 4:00 | 13.5815 | 60
2022-03-09 04:30 | 4:30 | 13.9666 | 60
2022-03-09 05:00 | 5:00 | 14.548 | 60
2022-03-09 05:30 | 5:30 | 14.6773 | 60
2022-03-09 06:00 | 6:00 | 14.8689 | 60
2022-03-09 06:30 | 6:30 | 14.5432 | 60
2022-03-09 07:00 | 7:00 | 16.2758 | 60
2022-03-09 07:30 | 7:30 | 15.3129 | 60
2022-03-09 08:00 | 8:00 | 13.3046 | 60
2022-03-09 08:30 | 8:30 | 11.8374 | 60
2022-03-09 09:00 | 9:00 | 10.1994 | 60
2022-03-09 09:30 | 9:30 | 11.3096 | 60
2022-03-09 10:00 | 10:00 | 9.4496 | 60
2022-03-09 10:30 | 10:30 | 5.9046 | 60
2022-03-09 11:00 | 11:00 | 11.6149 | 60
2022-03-09 11:30 | 11:30 | 10.7742 | 60
2022-03-09 12:00 | 12:00 | 8.1677 | 60
2022-03-09 12:30 | 12:30 | 9.8109 | 60
2022-03-09 13:00 | 13:00 | 11.6382 | 60
2022-03-09 13:30 | 13:30 | 13.6459 | 60
2022-03-09 14:00 | 14:00 | 20.674 | 60
2022-03-09 14:30 | 14:30 | 24.7784 | 60
2022-03-09 15:00 | 15:00 | 22.5932 | 60
2022-03-09 15:30 | 15:30 | 27.8865 | 60
2022-03-09 16:00 | 16:00 | 28.6571 | 60
2022-03-09 16:30 | 16:30 | 31.6111 | 60
2022-03-09 17:00 | 17:00 | 34.9246 | 60
2022-03-09 17:30 | 17:30 | 36.6494 | 60
2022-03-09 18:00 | 18:00 | 35.9429 | 60
2022-03-09 18:30 | 18:30 | 35.9483 | 60
2022-03-09 19:00 | 19:00 | 34.1877 | 60
2022-03-09 19:30 | 19:30 | 32.0051 | 60
2022-03-09 20:00 | 20:00 | 29.0668 | 60
2022-03-09 20:30 | 20:30 | 25.9666 | 60
2022-03-09 21:00 | 21:00 | 23.4579 | 60
2022-03-09 21:30 | 21:30 | 21.2858 | 60
2022-03-09 22:00 | 22:00 | 19.3431 | 60
2022-03-09 22:30 | 22:30 | 18.0115 | 60
2022-03-09 23:00 | 23:00 | 16.4278 | 60
2022-03-09 23:30 | 23:30 | 15.117 | 60
2022-03-10 | 0:00 | 14.209 | 60
2022-03-10 00:30 | 0:30 | 13.5519 | 60
2022-03-10 01:00 | 1:00 | 13.0821 | 60
2022-03-10 01:30 | 1:30 | 12.7669 | 60
2022-03-10 02:00 | 2:00 | 12.456 | 60
2022-03-10 02:30 | 2:30 | 12.188 | 60
2022-03-10 03:00 | 3:00 | 12.0491 | 60
2022-03-10 03:30 | 3:30 | 11.8286 | 60
2022-03-10 04:00 | 4:00 | 11.9697 | 60
2022-03-10 04:30 | 4:30 | 12.0925 | 60
2022-03-10 05:00 | 5:00 | 12.5164 | 60
2022-03-10 05:30 | 5:30 | 12.8179 | 60
2022-03-10 06:00 | 6:00 | 13.4668 | 60
2022-03-10 06:30 | 6:30 | 13.576 | 60
2022-03-10 07:00 | 7:00 | 13.5366 | 60
2022-03-10 07:30 | 7:30 | 13.2869 | 60
2022-03-10 08:00 | 8:00 | 11.5831 | 60
2022-03-10 08:30 | 8:30 | 7.5456 | 60
2022-03-10 09:00 | 9:00 | 7.3088 | 60
2022-03-10 09:30 | 9:30 | 6.1286 | 60
2022-03-10 10:00 | 10:00 | 5.1766 | 60
2022-03-10 10:30 | 10:30 | 5.1862 | 60
2022-03-10 11:00 | 11:00 | 7.347 | 60
2022-03-10 11:30 | 11:30 | 9.3953 | 60
2022-03-10 12:00 | 12:00 | 12.9679 | 60
2022-03-10 12:30 | 12:30 | 11.7957 | 60
2022-03-10 13:00 | 13:00 | 4.7532 | 60
2022-03-10 13:30 | 13:30 | 7.5552 | 60
2022-03-10 14:00 | 14:00 | 11.5399 | 60
2022-03-10 14:30 | 14:30 | 10.9488 | 60
2022-03-10 15:00 | 15:00 | 13.1851 | 60
2022-03-10 15:30 | 15:30 | 16.3517 | 60
2022-03-10 16:00 | 16:00 | 15.2139 | 60
2022-03-10 16:30 | 16:30 | 17.3012 | 60
2022-03-10 17:00 | 17:00 | 18.2761 | 60
2022-03-10 17:30 | 17:30 | 20.6876 | 60
2022-03-10 18:00 | 18:00 | 21.5004 | 60
2022-03-10 18:30 | 18:30 | 22.0758 | 60
2022-03-10 19:00 | 19:00 | 21.7765 | 60
2022-03-10 19:30 | 19:30 | 20.7966 | 60
2022-03-10 20:00 | 20:00 | 20.0053 | 60
2022-03-10 20:30 | 20:30 | 18.9318 | 60
2022-03-10 21:00 | 21:00 | 18.0085 | 60
2022-03-10 21:30 | 21:30 | 16.8223 | 60
2022-03-10 22:00 | 22:00 | 15.7486 | 60
2022-03-10 22:30 | 22:30 | 14.6957 | 60
2022-03-10 23:00 | 23:00 | 13.784 | 60
2022-03-10 23:30 | 23:30 | 12.7783 | 60
2022-03-11 | 0:00 | 12.0302 | 60
2022-03-11 00:30 | 0:30 | 11.5474 | 60
2022-03-11 01:00 | 1:00 | 11.2411 | 60
2022-03-11 01:30 | 1:30 | 10.9306 | 60
2022-03-11 02:00 | 2:00 | 10.8278 | 60
2022-03-11 02:30 | 2:30 | 10.6734 | 60
2022-03-11 03:00 | 3:00 | 10.6132 | 60
2022-03-11 03:30 | 3:30 | 10.5979 | 60
2022-03-11 04:00 | 4:00 | 10.7484 | 60
2022-03-11 04:30 | 4:30 | 10.9962 | 60
2022-03-11 05:00 | 5:00 | 11.6255 | 60
2022-03-11 05:30 | 5:30 | 11.8517 | 60
2022-03-11 06:00 | 6:00 | 12.5459 | 60
2022-03-11 06:30 | 6:30 | 12.3481 | 60
2022-03-11 07:00 | 7:00 | 12.7282 | 60
2022-03-11 07:30 | 7:30 | 10.3128 | 60
2022-03-11 08:00 | 8:00 | 10.2076 | 60
2022-03-11 08:30 | 8:30 | 10.0107 | 60
2022-03-11 09:00 | 9:00 | 9.9389 | 60
2022-03-11 09:30 | 9:30 | 9.5115 | 60
2022-03-11 10:00 | 10:00 | 7.0134 | 60
2022-03-11 10:30 | 10:30 | 6.3998 | 60
2022-03-11 11:00 | 11:00 | 7.0979 | 60
2022-03-11 11:30 | 11:30 | 4.8 | 60
2022-03-11 12:00 | 12:00 | 3.0926 | 60
2022-03-11 12:30 | 12:30 | 5.6575 | 60
2022-03-11 13:00 | 13:00 | 7.6236 | 60
2022-03-11 13:30 | 13:30 | 5.9019 | 60
2022-03-11 14:00 | 14:00 | 10.5269 | 60
2022-03-11 14:30 | 14:30 | 10.1434 | 60
2022-03-11 15:00 | 15:00 | 8.3339 | 60
2022-03-11 15:30 | 15:30 | 12.0328 | 60
2022-03-11 16:00 | 16:00 | 14.717 | 60
2022-03-11 16:30 | 16:30 | 15.6941 | 60
2022-03-11 17:00 | 17:00 | 16.4549 | 60
2022-03-11 17:30 | 17:30 | 17.8926 | 60
2022-03-11 18:00 | 18:00 | 18.6957 | 60
2022-03-11 18:30 | 18:30 | 19.2545 | 60
2022-03-11 19:00 | 19:00 | 18.8653 | 60
2022-03-11 19:30 | 19:30 | 18.1965 | 60
2022-03-11 20:00 | 20:00 | 17.687 | 60
2022-03-11 20:30 | 20:30 | 16.8038 | 60
2022-03-11 21:00 | 21:00 | 16.2666 | 60
2022-03-11 21:30 | 21:30 | 15.5235 | 60
2022-03-11 22:00 | 22:00 | 14.6759 | 60
2022-03-11 22:30 | 22:30 | 13.9792 | 60
2022-03-11 23:00 | 23:00 | 13.1085 | 60
2022-03-11 23:30 | 23:30 | 12.2817 | 60
2022-03-12 | 0:00 | 11.5359 | 60
2022-03-12 00:30 | 0:30 | 11.0974 | 60
2022-03-12 01:00 | 1:00 | 10.8972 | 60
2022-03-12 01:30 | 1:30 | 10.6402 | 60
2022-03-12 02:00 | 2:00 | 10.424 | 60
2022-03-12 02:30 | 2:30 | 10.3627 | 60
2022-03-12 03:00 | 3:00 | 10.1942 | 60
2022-03-12 03:30 | 3:30 | 9.9951 | 60
2022-03-12 04:00 | 4:00 | 10.0855 | 60
2022-03-12 04:30 | 4:30 | 10.078 | 60
2022-03-12 05:00 | 5:00 | 10.2619 | 60
2022-03-12 05:30 | 5:30 | 10.305 | 60
2022-03-12 06:00 | 6:00 | 10.0706 | 60
2022-03-12 06:30 | 6:30 | 8.5926 | 60
2022-03-12 07:00 | 7:00 | 7.7686 | 60
2022-03-12 07:30 | 7:30 | 6.3204 | 60
2022-03-12 08:00 | 8:00 | 5.5018 | 60
2022-03-12 08:30 | 8:30 | 3.8037 | 60
2022-03-12 09:00 | 9:00 | 3.1187 | 60
2022-03-12 09:30 | 9:30 | 2.7855 | 60
2022-03-12 10:00 | 10:00 | 2.9332 | 60
2022-03-12 10:30 | 10:30 | 1.9956 | 60
2022-03-12 11:00 | 11:00 | 5.2497 | 60
2022-03-12 11:30 | 11:30 | 7.0733 | 60
2022-03-12 12:00 | 12:00 | 8.3052 | 60
2022-03-12 12:30 | 12:30 | 8.5462 | 60
2022-03-12 13:00 | 13:00 | 5.835 | 60
2022-03-12 13:30 | 13:30 | 4.8261 | 60
2022-03-12 14:00 | 14:00 | 8.9249 | 60
2022-03-12 14:30 | 14:30 | 6.8077 | 60
2022-03-12 15:00 | 15:00 | 12.2021 | 60
2022-03-12 15:30 | 15:30 | 10.2307 | 60
2022-03-12 16:00 | 16:00 | 11.4949 | 60
2022-03-12 16:30 | 16:30 | 14.2334 | 60
2022-03-12 17:00 | 17:00 | 16.046 | 60
2022-03-12 17:30 | 17:30 | 17.8754 | 60
2022-03-12 18:00 | 18:00 | 18.9657 | 60
2022-03-12 18:30 | 18:30 | 19.3258 | 60
2022-03-12 19:00 | 19:00 | 18.698 | 60
2022-03-12 19:30 | 19:30 | 18.0233 | 60
2022-03-12 20:00 | 20:00 | 17.3028 | 60
2022-03-12 20:30 | 20:30 | 16.5687 | 60
2022-03-12 21:00 | 21:00 | 15.8139 | 60
2022-03-12 21:30 | 21:30 | 14.9765 | 60
2022-03-12 22:00 | 22:00 | 14.1277 | 60
2022-03-12 22:30 | 22:30 | 13.622 | 60
2022-03-12 23:00 | 23:00 | 12.8727 | 60
2022-03-12 23:30 | 23:30 | 11.9222 | 60
2022-03-13 | 0:00 | 11.2929 | 60
2022-03-13 00:30 | 0:30 | 10.9763 | 60
2022-03-13 01:00 | 1:00 | 10.5786 | 60
2022-03-13 01:30 | 1:30 | 10.3801 | 60
2022-03-13 02:00 | 2:00 | 10.2191 | 60
2022-03-13 02:30 | 2:30 | 10.0368 | 60
2022-03-13 03:00 | 3:00 | 9.8955 | 60
2022-03-13 03:30 | 3:30 | 9.7694 | 60
2022-03-13 04:00 | 4:00 | 9.7349 | 60
2022-03-13 04:30 | 4:30 | 9.7973 | 60
2022-03-13 05:00 | 5:00 | 9.9466 | 60
2022-03-13 05:30 | 5:30 | 9.8763 | 60
2022-03-13 06:00 | 6:00 | 9.9162 | 60
2022-03-13 06:30 | 6:30 | 8.0813 | 60
2022-03-13 07:00 | 7:00 | 7.0779 | 60
2022-03-13 07:30 | 7:30 | 5.841 | 60
2022-03-13 08:00 | 8:00 | 6.591 | 60
2022-03-13 08:30 | 8:30 | 3.9053 | 60
2022-03-13 09:00 | 9:00 | 2.7647 | 60
2022-03-13 09:30 | 9:30 | 2.175 | 60
2022-03-13 10:00 | 10:00 | 2.3747 | 60
2022-03-13 10:30 | 10:30 | 3.2207 | 60
2022-03-13 11:00 | 11:00 | 3.2135 | 60
2022-03-13 11:30 | 11:30 | 3.1753 | 60
2022-03-13 12:00 | 12:00 | 3.3578 | 60
2022-03-13 12:30 | 12:30 | 5.9755 | 60
2022-03-13 13:00 | 13:00 | 6.4092 | 60
2022-03-13 13:30 | 13:30 | 5.0809 | 60
2022-03-13 14:00 | 14:00 | 9.0112 | 60
2022-03-13 14:30 | 14:30 | 11.6751 | 60
2022-03-13 15:00 | 15:00 | 13.6363 | 60
2022-03-13 15:30 | 15:30 | 14.5444 | 60
2022-03-13 16:00 | 16:00 | 15.4535 | 60
2022-03-13 16:30 | 16:30 | 17.6753 | 60
2022-03-13 17:00 | 17:00 | 18.8497 | 60
2022-03-13 17:30 | 17:30 | 20.1151 | 60
2022-03-13 18:00 | 18:00 | 20.6307 | 60
2022-03-13 18:30 | 18:30 | 21.0057 | 60
2022-03-13 19:00 | 19:00 | 20.0899 | 60
2022-03-13 19:30 | 19:30 | 19.015 | 60
2022-03-13 20:00 | 20:00 | 18.3586 | 60
2022-03-13 20:30 | 20:30 | 16.9578 | 60
2022-03-13 21:00 | 21:00 | 16.108 | 60
2022-03-13 21:30 | 21:30 | 15.0215 | 60
2022-03-13 22:00 | 22:00 | 13.9442 | 60
2022-03-13 22:30 | 22:30 | 13.3495 | 60
2022-03-13 23:00 | 23:00 | 12.3702 | 60
2022-03-13 23:30 | 23:30 | 11.4915 | 60
2022-03-14 | 0:00 | 10.9344 | 60
2022-03-14 00:30 | 0:30 | 10.4665 | 60
2022-03-14 01:00 | 1:00 | 10.2163 | 60
2022-03-14 01:30 | 1:30 | 9.9833 | 60
2022-03-14 02:00 | 2:00 | 9.8411 | 60
2022-03-14 02:30 | 2:30 | 9.7341 | 60
2022-03-14 03:00 | 3:00 | 9.7181 | 60
2022-03-14 03:30 | 3:30 | 9.6519 | 60
2022-03-14 04:00 | 4:00 | 9.9245 | 60
2022-03-14 04:30 | 4:30 | 10.2204 | 60
2022-03-14 05:00 | 5:00 | 10.847 | 60
2022-03-14 05:30 | 5:30 | 11.0544 | 60
2022-03-14 06:00 | 6:00 | 11.3133 | 60
2022-03-14 06:30 | 6:30 | 10.2505 | 60
2022-03-14 07:00 | 7:00 | 9.3475 | 60
2022-03-14 07:30 | 7:30 | 7.9232 | 60
2022-03-14 08:00 | 8:00 | 6.2076 | 60
2022-03-14 08:30 | 8:30 | 3.3626 | 60
2022-03-14 09:00 | 9:00 | 3.5488 | 60
2022-03-14 09:30 | 9:30 | 2.1807 | 60
2022-03-14 10:00 | 10:00 | 1.994 | 60
2022-03-14 10:30 | 10:30 | 2.1006 | 60
2022-03-14 11:00 | 11:00 | 2.3221 | 60
2022-03-14 11:30 | 11:30 | 2.5382 | 60
2022-03-14 12:00 | 12:00 | 1.8465 | 60
2022-03-14 12:30 | 12:30 | 3.3439 | 60
2022-03-14 13:00 | 13:00 | 3.2106 | 60
2022-03-14 13:30 | 13:30 | 4.4268 | 60
2022-03-14 14:00 | 14:00 | 5.3036 | 60
2022-03-14 14:30 | 14:30 | 9.2842 | 60
2022-03-14 15:00 | 15:00 | 8.777 | 60
2022-03-14 15:30 | 15:30 | 12.9337 | 60
2022-03-14 16:00 | 16:00 | 14.7904 | 60
2022-03-14 16:30 | 16:30 | 15.6974 | 60
2022-03-14 17:00 | 17:00 | 18.1618 | 60
2022-03-14 17:30 | 17:30 | 20.7555 | 60
2022-03-14 18:00 | 18:00 | 21.582 | 60
2022-03-14 18:30 | 18:30 | 22.3905 | 60
2022-03-14 19:00 | 19:00 | 21.4096 | 60
2022-03-14 19:30 | 19:30 | 20.3502 | 60
2022-03-14 20:00 | 20:00 | 19.2409 | 60
2022-03-14 20:30 | 20:30 | 17.9572 | 60
2022-03-14 21:00 | 21:00 | 16.9982 | 60
2022-03-14 21:30 | 21:30 | 15.6105 | 60
2022-03-14 22:00 | 22:00 | 14.4263 | 60
2022-03-14 22:30 | 22:30 | 13.4224 | 60
2022-03-14 23:00 | 23:00 | 12.4043 | 60
2022-03-14 23:30 | 23:30 | 11.6037 | 60
2022-03-15 | 0:00 | 10.9811 | 60
2022-03-15 00:30 | 0:30 | 10.6009 | 60
2022-03-15 01:00 | 1:00 | 10.295 | 60
2022-03-15 01:30 | 1:30 | 10.0715 | 60
2022-03-15 02:00 | 2:00 | 9.9599 | 60
2022-03-15 02:30 | 2:30 | 9.8431 | 60
2022-03-15 03:00 | 3:00 | 9.7535 | 60
2022-03-15 03:30 | 3:30 | 9.7967 | 60
2022-03-15 04:00 | 4:00 | 10.0408 | 60
2022-03-15 04:30 | 4:30 | 10.3658 | 60
2022-03-15 05:00 | 5:00 | 10.8831 | 60
2022-03-15 05:30 | 5:30 | 11.2332 | 60
2022-03-15 06:00 | 6:00 | 11.8458 | 60
2022-03-15 06:30 | 6:30 | 11.2576 | 60
2022-03-15 07:00 | 7:00 | 9.8077 | 60
2022-03-15 07:30 | 7:30 | 10.6479 | 60
2022-03-15 08:00 | 8:00 | 7.2893 | 60
2022-03-15 08:30 | 8:30 | 3.7842 | 60
2022-03-15 09:00 | 9:00 | 2.9721 | 60
2022-03-15 09:30 | 9:30 | 4.0941 | 60
2022-03-15 10:00 | 10:00 | 5.3747 | 60
2022-03-15 10:30 | 10:30 | 4.31 | 60
2022-03-15 11:00 | 11:00 | 5.6114 | 60
2022-03-15 11:30 | 11:30 | 4.5317 | 60
2022-03-15 12:00 | 12:00 | 7.3945 | 60
2022-03-15 12:30 | 12:30 | 3.7475 | 60
2022-03-15 13:00 | 13:00 | 3.4472 | 60
2022-03-15 13:30 | 13:30 | 4.5787 | 60
2022-03-15 14:00 | 14:00 | 7.8142 | 60
2022-03-15 14:30 | 14:30 | 10.8275 | 60
2022-03-15 15:00 | 15:00 | 7.9361 | 60
2022-03-15 15:30 | 15:30 | 9.1792 | 60
2022-03-15 16:00 | 16:00 | 12.5848 | 60
2022-03-15 16:30 | 16:30 | 15.8951 | 60
2022-03-15 17:00 | 17:00 | 17.1776 | 60
2022-03-15 17:30 | 17:30 | 19.6848 | 60
2022-03-15 18:00 | 18:00 | 20.8515 | 60
2022-03-15 18:30 | 18:30 | 21.9273 | 60
2022-03-15 19:00 | 19:00 | 21.2388 | 60
2022-03-15 19:30 | 19:30 | 20.3841 | 60
2022-03-15 20:00 | 20:00 | 19.1679 | 60
2022-03-15 20:30 | 20:30 | 17.9706 | 60
2022-03-15 21:00 | 21:00 | 17.0274 | 60
2022-03-15 21:30 | 21:30 | 15.8189 | 60
2022-03-15 22:00 | 22:00 | 14.5744 | 60
2022-03-15 22:30 | 22:30 | 13.6059 | 60
2022-03-15 23:00 | 23:00 | 12.5977 | 60
2022-03-15 23:30 | 23:30 | 11.6094 | 60
2022-03-16 | 0:00 | 11.0092 | 60
2022-03-16 00:30 | 0:30 | 10.5769 | 60
2022-03-16 01:00 | 1:00 | 10.3368 | 60
2022-03-16 01:30 | 1:30 | 10.0971 | 60
2022-03-16 02:00 | 2:00 | 9.9391 | 60
2022-03-16 02:30 | 2:30 | 9.8112 | 60
2022-03-16 03:00 | 3:00 | 9.7543 | 60
2022-03-16 03:30 | 3:30 | 9.8102 | 60
2022-03-16 04:00 | 4:00 | 9.9702 | 60
2022-03-16 04:30 | 4:30 | 10.2778 | 60
2022-03-16 05:00 | 5:00 | 10.9713 | 60
2022-03-16 05:30 | 5:30 | 11.2418 | 60
2022-03-16 06:00 | 6:00 | 11.6631 | 60
2022-03-16 06:30 | 6:30 | 10.8933 | 60
2022-03-16 07:00 | 7:00 | 10.9124 | 60
2022-03-16 07:30 | 7:30 | 9.0376 | 60
2022-03-16 08:00 | 8:00 | 6.7984 | 60
2022-03-16 08:30 | 8:30 | 5.8903 | 60
2022-03-16 09:00 | 9:00 | 4.0457 | 60
2022-03-16 09:30 | 9:30 | 3.3028 | 60
2022-03-16 10:00 | 10:00 | 2.7087 | 60
2022-03-16 10:30 | 10:30 | 2.7087 | 60
2022-03-16 11:00 | 11:00 | 2.7087 | 60
2022-03-16 11:30 | 11:30 | 2.7087 | 60
2022-03-16 12:00 | 12:00 | 2.7087 | 60
2022-03-16 12:30 | 12:30 | 4.0982 | 60
2022-03-16 13:00 | 13:00 | 3.6032 | 60
2022-03-16 13:30 | 13:30 | 3.0189 | 60
2022-03-16 14:00 | 14:00 | 4.9929 | 60
2022-03-16 14:30 | 14:30 | 6.2339 | 60
2022-03-16 15:00 | 15:00 | 8.5157 | 60
2022-03-16 15:30 | 15:30 | 11.3712 | 60
2022-03-16 16:00 | 16:00 | 14.0866 | 60
2022-03-16 16:30 | 16:30 | 17.1946 | 60
2022-03-16 17:00 | 17:00 | 19.7656 | 60
2022-03-16 17:30 | 17:30 | 21.5081 | 60
2022-03-16 18:00 | 18:00 | 22.3106 | 60
2022-03-16 18:30 | 18:30 | 22.9608 | 60
2022-03-16 19:00 | 19:00 | 22.3956 | 60
2022-03-16 19:30 | 19:30 | 21.3633 | 60
2022-03-16 20:00 | 20:00 | 20.3754 | 60
2022-03-16 20:30 | 20:30 | 18.9915 | 60
2022-03-16 21:00 | 21:00 | 17.8593 | 60
2022-03-16 21:30 | 21:30 | 16.6756 | 60
2022-03-16 22:00 | 22:00 | 15.4572 | 60
2022-03-16 22:30 | 22:30 | 14.4169 | 60
2022-03-16 23:00 | 23:00 | 13.1864 | 60
2022-03-16 23:30 | 23:30 | 12.2013 | 60
2022-03-17 | 0:00 | 11.517 | 60
2022-03-17 00:30 | 0:30 | 11.0462 | 60
2022-03-17 01:00 | 1:00 | 10.7127 | 60
2022-03-17 01:30 | 1:30 | 10.4458 | 60
2022-03-17 02:00 | 2:00 | 10.2323 | 60
2022-03-17 02:30 | 2:30 | 10.1162 | 60
2022-03-17 03:00 | 3:00 | 10.0198 | 60
2022-03-17 03:30 | 3:30 | 10.0901 | 60
2022-03-17 04:00 | 4:00 | 10.26 | 60
2022-03-17 04:30 | 4:30 | 10.7002 | 60
2022-03-17 05:00 | 5:00 | 11.1342 | 60
2022-03-17 05:30 | 5:30 | 11.3202 | 60
2022-03-17 06:00 | 6:00 | 11.7457 | 60
2022-03-17 06:30 | 6:30 | 10.8304 | 60
2022-03-17 07:00 | 7:00 | 9.4326 | 60
2022-03-17 07:30 | 7:30 | 7.6571 | 60
2022-03-17 08:00 | 8:00 | 5.9105 | 60
2022-03-17 08:30 | 8:30 | 4.2024 | 60
2022-03-17 09:00 | 9:00 | 3.4611 | 60
2022-03-17 09:30 | 9:30 | 2.8466 | 60
2022-03-17 10:00 | 10:00 | 2.8444 | 60
2022-03-17 10:30 | 10:30 | 3.9041 | 60
2022-03-17 11:00 | 11:00 | 4.3201 | 60
2022-03-17 11:30 | 11:30 | 2.3117 | 60
2022-03-17 12:00 | 12:00 | 2.7843 | 60
2022-03-17 12:30 | 12:30 | 3.086 | 60
2022-03-17 13:00 | 13:00 | 3.5646 | 60
2022-03-17 13:30 | 13:30 | 4.3771 | 60
2022-03-17 14:00 | 14:00 | 7.7598 | 60
2022-03-17 14:30 | 14:30 | 10.998 | 60
2022-03-17 15:00 | 15:00 | 12.8201 | 60
2022-03-17 15:30 | 15:30 | 13.2293 | 60
2022-03-17 16:00 | 16:00 | 17.2515 | 60
2022-03-17 16:30 | 16:30 | 19.019 | 60
2022-03-17 17:00 | 17:00 | 19.9928 | 60
2022-03-17 17:30 | 17:30 | 21.5679 | 60
2022-03-17 18:00 | 18:00 | 22.3665 | 60
2022-03-17 18:30 | 18:30 | 22.8902 | 60
2022-03-17 19:00 | 19:00 | 22.214 | 60
2022-03-17 19:30 | 19:30 | 21.2644 | 60
2022-03-17 20:00 | 20:00 | 20.5364 | 60
2022-03-17 20:30 | 20:30 | 19.2432 | 60
2022-03-17 21:00 | 21:00 | 17.8739 | 60
2022-03-17 21:30 | 21:30 | 16.7435 | 60
2022-03-17 22:00 | 22:00 | 15.5375 | 60
2022-03-17 22:30 | 22:30 | 14.6639 | 60
2022-03-17 23:00 | 23:00 | 13.6521 | 60
2022-03-17 23:30 | 23:30 | 12.5912 | 60
2022-03-18 | 0:00 | 11.8136 | 60
2022-03-18 00:30 | 0:30 | 11.3365 | 60
2022-03-18 01:00 | 1:00 | 10.9893 | 60
2022-03-18 01:30 | 1:30 | 10.7435 | 60
2022-03-18 02:00 | 2:00 | 10.5463 | 60
2022-03-18 02:30 | 2:30 | 10.4129 | 60
2022-03-18 03:00 | 3:00 | 10.3427 | 60
2022-03-18 03:30 | 3:30 | 10.3007 | 60
2022-03-18 04:00 | 4:00 | 10.5582 | 60
2022-03-18 04:30 | 4:30 | 10.7849 | 60
2022-03-18 05:00 | 5:00 | 11.4577 | 60
2022-03-18 05:30 | 5:30 | 11.5016 | 60
2022-03-18 06:00 | 6:00 | 12.2236 | 60
2022-03-18 06:30 | 6:30 | 11.3126 | 60
2022-03-18 07:00 | 7:00 | 9.4525 | 60
2022-03-18 07:30 | 7:30 | 7.8334 | 60
2022-03-18 08:00 | 8:00 | 5.9806 | 60
2022-03-18 08:30 | 8:30 | 5.3013 | 60
2022-03-18 09:00 | 9:00 | 4.5694 | 60
2022-03-18 09:30 | 9:30 | 3.6752 | 60
2022-03-18 10:00 | 10:00 | 4.2213 | 60
2022-03-18 10:30 | 10:30 | 5.9364 | 60
2022-03-18 11:00 | 11:00 | 3.7681 | 60
2022-03-18 11:30 | 11:30 | 1.8024 | 60
2022-03-18 12:00 | 12:00 | 1.8246 | 60
2022-03-18 12:30 | 12:30 | 2.2486 | 60
2022-03-18 13:00 | 13:00 | 2.9442 | 60
2022-03-18 13:30 | 13:30 | 3.5826 | 60
2022-03-18 14:00 | 14:00 | 5.2126 | 60
2022-03-18 14:30 | 14:30 | 6.9399 | 60
2022-03-18 15:00 | 15:00 | 9.9295 | 60
2022-03-18 15:30 | 15:30 | 11.925 | 60
2022-03-18 16:00 | 16:00 | 15.5719 | 60
2022-03-18 16:30 | 16:30 | 18.3799 | 60
2022-03-18 17:00 | 17:00 | 19.5167 | 60
2022-03-18 17:30 | 17:30 | 19.9791 | 60
2022-03-18 18:00 | 18:00 | 20.6464 | 60
2022-03-18 18:30 | 18:30 | 21.1504 | 60
2022-03-18 19:00 | 19:00 | 20.4727 | 60
2022-03-18 19:30 | 19:30 | 19.832 | 60
2022-03-18 20:00 | 20:00 | 19.1677 | 60
2022-03-18 20:30 | 20:30 | 18.2266 | 60
2022-03-18 21:00 | 21:00 | 17.4047 | 60
2022-03-18 21:30 | 21:30 | 16.347 | 60
2022-03-18 22:00 | 22:00 | 15.4212 | 60
2022-03-18 22:30 | 22:30 | 14.8091 | 60
2022-03-18 23:00 | 23:00 | 13.7411 | 60
2022-03-18 23:30 | 23:30 | 12.7872 | 60
2022-03-19 | 0:00 | 11.8943 | 60
2022-03-19 00:30 | 0:30 | 11.4153 | 60
2022-03-19 01:00 | 1:00 | 11.1493 | 60
2022-03-19 01:30 | 1:30 | 10.7821 | 60
2022-03-19 02:00 | 2:00 | 10.5854 | 60
2022-03-19 02:30 | 2:30 | 10.3681 | 60
2022-03-19 03:00 | 3:00 | 10.2447 | 60
2022-03-19 03:30 | 3:30 | 10.1171 | 60
2022-03-19 04:00 | 4:00 | 10.2193 | 60
2022-03-19 04:30 | 4:30 | 10.192 | 60
2022-03-19 05:00 | 5:00 | 10.3239 | 60
2022-03-19 05:30 | 5:30 | 10.3983 | 60
2022-03-19 06:00 | 6:00 | 10.6204 | 60
2022-03-19 06:30 | 6:30 | 9.7631 | 60
2022-03-19 07:00 | 7:00 | 8.2828 | 60
2022-03-19 07:30 | 7:30 | 6.6701 | 60
2022-03-19 08:00 | 8:00 | 5.7651 | 60
2022-03-19 08:30 | 8:30 | 3.866 | 60
2022-03-19 09:00 | 9:00 | 2.8969 | 60
2022-03-19 09:30 | 9:30 | 2.1853 | 60
2022-03-19 10:00 | 10:00 | 2.3163 | 60
2022-03-19 10:30 | 10:30 | 2.4047 | 60
2022-03-19 11:00 | 11:00 | 2.3027 | 60
2022-03-19 11:30 | 11:30 | 2.3745 | 60
2022-03-19 12:00 | 12:00 | 1.4568 | 60
2022-03-19 12:30 | 12:30 | 1.5897 | 60
2022-03-19 13:00 | 13:00 | 2.0013 | 60
2022-03-19 13:30 | 13:30 | 3.0514 | 60
2022-03-19 14:00 | 14:00 | 4.6613 | 60
2022-03-19 14:30 | 14:30 | 6.579 | 60
2022-03-19 15:00 | 15:00 | 9.0533 | 60
2022-03-19 15:30 | 15:30 | 11.8005 | 60
2022-03-19 16:00 | 16:00 | 14.3834 | 60
2022-03-19 16:30 | 16:30 | 17.016 | 60
2022-03-19 17:00 | 17:00 | 18.9394 | 60
2022-03-19 17:30 | 17:30 | 20.2172 | 60
2022-03-19 18:00 | 18:00 | 20.6105 | 60
2022-03-19 18:30 | 18:30 | 20.9119 | 60
2022-03-19 19:00 | 19:00 | 20.3591 | 60
2022-03-19 19:30 | 19:30 | 19.5069 | 60
2022-03-19 20:00 | 20:00 | 18.7084 | 60
2022-03-19 20:30 | 20:30 | 17.6269 | 60
2022-03-19 21:00 | 21:00 | 16.9111 | 60
2022-03-19 21:30 | 21:30 | 15.9554 | 60
2022-03-19 22:00 | 22:00 | 15.1748 | 60
2022-03-19 22:30 | 22:30 | 14.7786 | 60
2022-03-19 23:00 | 23:00 | 13.8739 | 60
2022-03-19 23:30 | 23:30 | 12.8746 | 60
2022-03-20 | 0:00 | 12.2093 | 60
2022-03-20 00:30 | 0:30 | 11.7788 | 60
2022-03-20 01:00 | 1:00 | 11.3257 | 60
2022-03-20 01:30 | 1:30 | 10.9986 | 60
2022-03-20 02:00 | 2:00 | 10.8067 | 60
2022-03-20 02:30 | 2:30 | 10.6742 | 60
2022-03-20 03:00 | 3:00 | 10.4542 | 60
2022-03-20 03:30 | 3:30 | 10.4056 | 60
2022-03-20 04:00 | 4:00 | 10.3145 | 60
2022-03-20 04:30 | 4:30 | 10.2666 | 60
2022-03-20 05:00 | 5:00 | 10.3139 | 60
2022-03-20 05:30 | 5:30 | 10.383 | 60
2022-03-20 06:00 | 6:00 | 10.0756 | 60
2022-03-20 06:30 | 6:30 | 8.7823 | 60
2022-03-20 07:00 | 7:00 | 7.7008 | 60
2022-03-20 07:30 | 7:30 | 6.3631 | 60
2022-03-20 08:00 | 8:00 | 5.4275 | 60
2022-03-20 08:30 | 8:30 | 4.0512 | 60
2022-03-20 09:00 | 9:00 | 3.4113 | 60
2022-03-20 09:30 | 9:30 | 3.2468 | 60
2022-03-20 10:00 | 10:00 | 3.4434 | 60
2022-03-20 10:30 | 10:30 | 3.7157 | 60
2022-03-20 11:00 | 11:00 | 3.9542 | 60
2022-03-20 11:30 | 11:30 | 4.2917 | 60
2022-03-20 12:00 | 12:00 | 3.8855 | 60
2022-03-20 12:30 | 12:30 | 3.7487 | 60
2022-03-20 13:00 | 13:00 | 4.5528 | 60
2022-03-20 13:30 | 13:30 | 6.2524 | 60
2022-03-20 14:00 | 14:00 | 7.9949 | 60
2022-03-20 14:30 | 14:30 | 9.085 | 60
2022-03-20 15:00 | 15:00 | 11.4521 | 60
2022-03-20 15:30 | 15:30 | 13.5909 | 60
2022-03-20 16:00 | 16:00 | 15.5473 | 60
2022-03-20 16:30 | 16:30 | 18.4315 | 60
2022-03-20 17:00 | 17:00 | 20.8228 | 60
2022-03-20 17:30 | 17:30 | 22.2399 | 60
2022-03-20 18:00 | 18:00 | 22.7319 | 60
2022-03-20 18:30 | 18:30 | 22.7836 | 60
2022-03-20 19:00 | 19:00 | 21.6306 | 60
2022-03-20 19:30 | 19:30 | 20.2045 | 60
2022-03-20 20:00 | 20:00 | 19.2812 | 60
2022-03-20 20:30 | 20:30 | 18.0679 | 60
2022-03-20 21:00 | 21:00 | 16.9765 | 60
2022-03-20 21:30 | 21:30 | 15.6682 | 60
2022-03-20 22:00 | 22:00 | 14.6594 | 60
2022-03-20 22:30 | 22:30 | 13.6098 | 60
2022-03-20 23:00 | 23:00 | 12.6631 | 60
2022-03-20 23:30 | 23:30 | 11.8348 | 60
2022-03-21 | 0:00 | 11.1816 | 60
2022-03-21 00:30 | 0:30 | 10.6462 | 60
2022-03-21 01:00 | 1:00 | 10.4509 | 60
2022-03-21 01:30 | 1:30 | 10.2042 | 60
2022-03-21 02:00 | 2:00 | 10.0877 | 60
2022-03-21 02:30 | 2:30 | 10.0487 | 60
2022-03-21 03:00 | 3:00 | 9.9989 | 60
2022-03-21 03:30 | 3:30 | 9.8829 | 60
2022-03-21 04:00 | 4:00 | 10.157 | 60
2022-03-21 04:30 | 4:30 | 10.296 | 60
2022-03-21 05:00 | 5:00 | 10.6469 | 60
2022-03-21 05:30 | 5:30 | 11.1218 | 60
2022-03-21 06:00 | 6:00 | 11.3498 | 60
2022-03-21 06:30 | 6:30 | 10.291 | 60
2022-03-21 07:00 | 7:00 | 8.7402 | 60
2022-03-21 07:30 | 7:30 | 6.933 | 60
2022-03-21 08:00 | 8:00 | 5.0117 | 60
2022-03-21 08:30 | 8:30 | 3.434 | 60
2022-03-21 09:00 | 9:00 | 2.4562 | 60
2022-03-21 09:30 | 9:30 | 1.9359 | 60
2022-03-21 10:00 | 10:00 | 1.7823 | 60
2022-03-21 10:30 | 10:30 | 1.8149 | 60
2022-03-21 11:00 | 11:00 | 1.7553 | 60
2022-03-21 11:30 | 11:30 | 1.4278 | 60
2022-03-21 12:00 | 12:00 | 2.4719 | 60
2022-03-21 12:30 | 12:30 | 2.6658 | 60
2022-03-21 13:00 | 13:00 | 3.1423 | 60
2022-03-21 13:30 | 13:30 | 3.7633 | 60
2022-03-21 14:00 | 14:00 | 6.2705 | 60
2022-03-21 14:30 | 14:30 | 7.9446 | 60
2022-03-21 15:00 | 15:00 | 9.0461 | 60
2022-03-21 15:30 | 15:30 | 12.1285 | 60
2022-03-21 16:00 | 16:00 | 14.5522 | 60
2022-03-21 16:30 | 16:30 | 17.5758 | 60
2022-03-21 17:00 | 17:00 | 20.0559 | 60
2022-03-21 17:30 | 17:30 | 22.0086 | 60
2022-03-21 18:00 | 18:00 | 22.6487 | 60
2022-03-21 18:30 | 18:30 | 23.0993 | 60
2022-03-21 19:00 | 19:00 | 21.9225 | 60
2022-03-21 19:30 | 19:30 | 20.8053 | 60
2022-03-21 20:00 | 20:00 | 19.5131 | 60
2022-03-21 20:30 | 20:30 | 18.1591 | 60
2022-03-21 21:00 | 21:00 | 16.9743 | 60
2022-03-21 21:30 | 21:30 | 15.6297 | 60
2022-03-21 22:00 | 22:00 | 14.4437 | 60
2022-03-21 22:30 | 22:30 | 13.7463 | 60
2022-03-21 23:00 | 23:00 | 12.7776 | 60
2022-03-21 23:30 | 23:30 | 11.8556 | 60
2022-03-22 | 0:00 | 11.2274 | 60
2022-03-22 00:30 | 0:30 | 10.7481 | 60
2022-03-22 01:00 | 1:00 | 10.535 | 60
2022-03-22 01:30 | 1:30 | 10.1796 | 60
2022-03-22 02:00 | 2:00 | 10.043 | 60
2022-03-22 02:30 | 2:30 | 9.9757 | 60
2022-03-22 03:00 | 3:00 | 9.9014 | 60
2022-03-22 03:30 | 3:30 | 9.8596 | 60
2022-03-22 04:00 | 4:00 | 10.1952 | 60
2022-03-22 04:30 | 4:30 | 10.3359 | 60
2022-03-22 05:00 | 5:00 | 10.9506 | 60
2022-03-22 05:30 | 5:30 | 11.1692 | 60
2022-03-22 06:00 | 6:00 | 11.4223 | 60
2022-03-22 06:30 | 6:30 | 10.3543 | 60
2022-03-22 07:00 | 7:00 | 8.9176 | 60
2022-03-22 07:30 | 7:30 | 7.187 | 60
2022-03-22 08:00 | 8:00 | 5.2224 | 60
2022-03-22 08:30 | 8:30 | 3.7611 | 60
2022-03-22 09:00 | 9:00 | 2.6459 | 60
2022-03-22 09:30 | 9:30 | 2.1296 | 60
2022-03-22 10:00 | 10:00 | 1.7877 | 60
2022-03-22 10:30 | 10:30 | 2.7094 | 60
2022-03-22 11:00 | 11:00 | 3.4074 | 60
2022-03-22 11:30 | 11:30 | 4.6265 | 60
2022-03-22 12:00 | 12:00 | 3.1314 | 60
2022-03-22 12:30 | 12:30 | 4.0572 | 60
2022-03-22 13:00 | 13:00 | 5.4272 | 60
2022-03-22 13:30 | 13:30 | 4.2846 | 60
2022-03-22 14:00 | 14:00 | 4.7598 | 60
2022-03-22 14:30 | 14:30 | 6.525 | 60
2022-03-22 15:00 | 15:00 | 8.8649 | 60
2022-03-22 15:30 | 15:30 | 12.0844 | 60
2022-03-22 16:00 | 16:00 | 15.077 | 60
2022-03-22 16:30 | 16:30 | 17.8798 | 60
2022-03-22 17:00 | 17:00 | 20.3295 | 60
2022-03-22 17:30 | 17:30 | 21.8606 | 60
2022-03-22 18:00 | 18:00 | 22.6738 | 60
2022-03-22 18:30 | 18:30 | 23.1763 | 60
2022-03-22 19:00 | 19:00 | 21.9812 | 60
2022-03-22 19:30 | 19:30 | 20.9878 | 60
2022-03-22 20:00 | 20:00 | 20.0003 | 60
2022-03-22 20:30 | 20:30 | 18.5827 | 60
2022-03-22 21:00 | 21:00 | 17.3774 | 60
2022-03-22 21:30 | 21:30 | 16.0751 | 60
2022-03-22 22:00 | 22:00 | 14.7618 | 60
2022-03-22 22:30 | 22:30 | 13.8667 | 60
2022-03-22 23:00 | 23:00 | 12.6495 | 60
2022-03-22 23:30 | 23:30 | 11.8893 | 60
2022-03-23 | 0:00 | 11.2856 | 60
2022-03-23 00:30 | 0:30 | 10.7927 | 60
2022-03-23 01:00 | 1:00 | 10.5336 | 60
2022-03-23 01:30 | 1:30 | 10.272 | 60
2022-03-23 02:00 | 2:00 | 10.0767 | 60
2022-03-23 02:30 | 2:30 | 9.9211 | 60
2022-03-23 03:00 | 3:00 | 9.9364 | 60
2022-03-23 03:30 | 3:30 | 9.8731 | 60
2022-03-23 04:00 | 4:00 | 10.0721 | 60
2022-03-23 04:30 | 4:30 | 10.3546 | 60
2022-03-23 05:00 | 5:00 | 10.8541 | 60
2022-03-23 05:30 | 5:30 | 11.2565 | 60
2022-03-23 06:00 | 6:00 | 12.1169 | 60
2022-03-23 06:30 | 6:30 | 11.0169 | 60
2022-03-23 07:00 | 7:00 | 9.2767 | 60
2022-03-23 07:30 | 7:30 | 7.1381 | 60
2022-03-23 08:00 | 8:00 | 4.9865 | 60
2022-03-23 08:30 | 8:30 | 3.2336 | 60
2022-03-23 09:00 | 9:00 | 2.4559 | 60
2022-03-23 09:30 | 9:30 | 2.29 | 60
2022-03-23 10:00 | 10:00 | 1.8923 | 60
2022-03-23 10:30 | 10:30 | 2.1813 | 60
2022-03-23 11:00 | 11:00 | 2.1333 | 60
2022-03-23 11:30 | 11:30 | 1.6862 | 60
2022-03-23 12:00 | 12:00 | 1.4004 | 60
2022-03-23 12:30 | 12:30 | 1.9637 | 60
2022-03-23 13:00 | 13:00 | 3.3745 | 60
2022-03-23 13:30 | 13:30 | 5.415 | 60
2022-03-23 14:00 | 14:00 | 7.7376 | 60
2022-03-23 14:30 | 14:30 | 10.5477 | 60
2022-03-23 15:00 | 15:00 | 13.7473 | 60
2022-03-23 15:30 | 15:30 | 17.3239 | 60
2022-03-23 16:00 | 16:00 | 20.8408 | 60
2022-03-23 16:30 | 16:30 | 23.8939 | 60
2022-03-23 17:00 | 17:00 | 25.8378 | 60
2022-03-23 17:30 | 17:30 | 27.1505 | 60
2022-03-23 18:00 | 18:00 | 27.7681 | 60
2022-03-23 18:30 | 18:30 | 28.1549 | 60
2022-03-23 19:00 | 19:00 | 26.9335 | 60
2022-03-23 19:30 | 19:30 | 25.1466 | 60
2022-03-23 20:00 | 20:00 | 23.8507 | 60
2022-03-23 20:30 | 20:30 | 20.8713 | 60
2022-03-23 21:00 | 21:00 | 19.0165 | 60
2022-03-23 21:30 | 21:30 | 17.7562 | 60
2022-03-23 22:00 | 22:00 | 16.073 | 60
2022-03-23 22:30 | 22:30 | 15.1179 | 60
2022-03-23 23:00 | 23:00 | 14.0067 | 60
2022-03-23 23:30 | 23:30 | 12.8306 | 60
2022-03-24 | 0:00 | 12.1068 | 60
2022-03-24 00:30 | 0:30 | 11.6981 | 60
2022-03-24 01:00 | 1:00 | 11.3126 | 60
2022-03-24 01:30 | 1:30 | 11.0847 | 60
2022-03-24 02:00 | 2:00 | 10.8978 | 60
2022-03-24 02:30 | 2:30 | 10.7865 | 60
2022-03-24 03:00 | 3:00 | 10.7425 | 60
2022-03-24 03:30 | 3:30 | 10.6937 | 60
2022-03-24 04:00 | 4:00 | 10.9207 | 60
2022-03-24 04:30 | 4:30 | 11.2912 | 60
2022-03-24 05:00 | 5:00 | 11.6871 | 60
2022-03-24 05:30 | 5:30 | 12.0284 | 60
2022-03-24 06:00 | 6:00 | 12.69 | 60
2022-03-24 06:30 | 6:30 | 11.7467 | 60
2022-03-24 07:00 | 7:00 | 11.2733 | 60
2022-03-24 07:30 | 7:30 | 9.4032 | 60
2022-03-24 08:00 | 8:00 | 7.2736 | 60
2022-03-24 08:30 | 8:30 | 8.2621 | 60
2022-03-24 09:00 | 9:00 | 7.9323 | 60
2022-03-24 09:30 | 9:30 | 8.4453 | 60
2022-03-24 10:00 | 10:00 | 7.135 | 60
2022-03-24 10:30 | 10:30 | 5.9027 | 60
2022-03-24 11:00 | 11:00 | 5.0686 | 60
2022-03-24 11:30 | 11:30 | 7.8773 | 60
2022-03-24 12:00 | 12:00 | 7.304 | 60
2022-03-24 12:30 | 12:30 | 7.4755 | 60
2022-03-24 13:00 | 13:00 | 8.4571 | 60
2022-03-24 13:30 | 13:30 | 9.612 | 60
2022-03-24 14:00 | 14:00 | 10.4963 | 60
2022-03-24 14:30 | 14:30 | 12.6938 | 60
2022-03-24 15:00 | 15:00 | 15.6738 | 60
2022-03-24 15:30 | 15:30 | 20.8594 | 60
2022-03-24 16:00 | 16:00 | 23.7501 | 60
2022-03-24 16:30 | 16:30 | 24.052 | 60
2022-03-24 17:00 | 17:00 | 24.3781 | 60
2022-03-24 17:30 | 17:30 | 24.5255 | 60
2022-03-24 18:00 | 18:00 | 24.451 | 60
2022-03-24 18:30 | 18:30 | 24.6181 | 60
2022-03-24 19:00 | 19:00 | 23.5345 | 60
2022-03-24 19:30 | 19:30 | 22.6032 | 60
2022-03-24 20:00 | 20:00 | 21.6193 | 60
2022-03-24 20:30 | 20:30 | 20.1106 | 60
2022-03-24 21:00 | 21:00 | 18.8685 | 60
2022-03-24 21:30 | 21:30 | 17.4576 | 60
2022-03-24 22:00 | 22:00 | 16.2285 | 60
2022-03-24 22:30 | 22:30 | 15.1301 | 60
2022-03-24 23:00 | 23:00 | 13.9367 | 60
2022-03-24 23:30 | 23:30 | 12.9333 | 60
2022-03-25 | 0:00 | 12.267 | 60
2022-03-25 00:30 | 0:30 | 11.8635 | 60
2022-03-25 01:00 | 1:00 | 11.2949 | 60
2022-03-25 01:30 | 1:30 | 11.0691 | 60
2022-03-25 02:00 | 2:00 | 10.7666 | 60
2022-03-25 02:30 | 2:30 | 10.6502 | 60
2022-03-25 03:00 | 3:00 | 10.5399 | 60
2022-03-25 03:30 | 3:30 | 10.4043 | 60
2022-03-25 04:00 | 4:00 | 10.6451 | 60
2022-03-25 04:30 | 4:30 | 10.8952 | 60
2022-03-25 05:00 | 5:00 | 11.3499 | 60
2022-03-25 05:30 | 5:30 | 11.6971 | 60
2022-03-25 06:00 | 6:00 | 12.3776 | 60
2022-03-25 06:30 | 6:30 | 12.0517 | 60
2022-03-25 07:00 | 7:00 | 12.2263 | 60
2022-03-25 07:30 | 7:30 | 11.5842 | 60
2022-03-25 08:00 | 8:00 | 7.0021 | 60
2022-03-25 08:30 | 8:30 | 5.5745 | 60
2022-03-25 09:00 | 9:00 | 5.0544 | 60
2022-03-25 09:30 | 9:30 | 7.1096 | 60
2022-03-25 10:00 | 10:00 | 6.1916 | 60
2022-03-25 10:30 | 10:30 | 4.0429 | 60
2022-03-25 11:00 | 11:00 | 7.3431 | 60
2022-03-25 11:30 | 11:30 | 10.295 | 60
2022-03-25 12:00 | 12:00 | 13.3153 | 60
2022-03-25 12:30 | 12:30 | 6.2065 | 60
2022-03-25 13:00 | 13:00 | 6.7968 | 60
2022-03-25 13:30 | 13:30 | 8.7821 | 60
2022-03-25 14:00 | 14:00 | 13.2688 | 60
2022-03-25 14:30 | 14:30 | 16.3602 | 60
2022-03-25 15:00 | 15:00 | 16.3974 | 60
2022-03-25 15:30 | 15:30 | 16.3414 | 60
2022-03-25 16:00 | 16:00 | 17.8278 | 60
2022-03-25 16:30 | 16:30 | 19.0477 | 60
2022-03-25 17:00 | 17:00 | 19.6205 | 60
2022-03-25 17:30 | 17:30 | 19.978 | 60
2022-03-25 18:00 | 18:00 | 19.9295 | 60
2022-03-25 18:30 | 18:30 | 19.746 | 60
2022-03-25 19:00 | 19:00 | 18.969 | 60
2022-03-25 19:30 | 19:30 | 18.5491 | 60
2022-03-25 20:00 | 20:00 | 18.0513 | 60
2022-03-25 20:30 | 20:30 | 17.3581 | 60
2022-03-25 21:00 | 21:00 | 16.6266 | 60
2022-03-25 21:30 | 21:30 | 15.749 | 60
2022-03-25 22:00 | 22:00 | 14.8125 | 60
2022-03-25 22:30 | 22:30 | 14.0616 | 60
2022-03-25 23:00 | 23:00 | 13.127 | 60
2022-03-25 23:30 | 23:30 | 12.2007 | 60
2022-03-26 | 0:00 | 11.4634 | 60
2022-03-26 00:30 | 0:30 | 11.0134 | 60
2022-03-26 01:00 | 1:00 | 10.8321 | 60
2022-03-26 01:30 | 1:30 | 10.6299 | 60
2022-03-26 02:00 | 2:00 | 10.4742 | 60
2022-03-26 02:30 | 2:30 | 10.2123 | 60
2022-03-26 03:00 | 3:00 | 10.2896 | 60
2022-03-26 03:30 | 3:30 | 10.1198 | 60
2022-03-26 04:00 | 4:00 | 10.2013 | 60
2022-03-26 04:30 | 4:30 | 10.2274 | 60
2022-03-26 05:00 | 5:00 | 10.4647 | 60
2022-03-26 05:30 | 5:30 | 10.5957 | 60
2022-03-26 06:00 | 6:00 | 10.5697 | 60
2022-03-26 06:30 | 6:30 | 9.719 | 60
2022-03-26 07:00 | 7:00 | 8.2566 | 60
2022-03-26 07:30 | 7:30 | 5.9005 | 60
2022-03-26 08:00 | 8:00 | 6.3732 | 60
2022-03-26 08:30 | 8:30 | 6.293 | 60
2022-03-26 09:00 | 9:00 | 6.271 | 60
2022-03-26 09:30 | 9:30 | 4.0231 | 60
2022-03-26 10:00 | 10:00 | 2.3236 | 60
2022-03-26 10:30 | 10:30 | 8.6146 | 60
2022-03-26 11:00 | 11:00 | 9.7877 | 60
2022-03-26 11:30 | 11:30 | 10.0382 | 60
2022-03-26 12:00 | 12:00 | 12.2086 | 60
2022-03-26 12:30 | 12:30 | 13.3816 | 60
2022-03-26 13:00 | 13:00 | 7.6357 | 60
2022-03-26 13:30 | 13:30 | 6.3945 | 60
2022-03-26 14:00 | 14:00 | 11.6592 | 60
2022-03-26 14:30 | 14:30 | 17.4962 | 60
2022-03-26 15:00 | 15:00 | 16.6878 | 60
2022-03-26 15:30 | 15:30 | 15.6314 | 60
2022-03-26 16:00 | 16:00 | 14.623 | 60
2022-03-26 16:30 | 16:30 | 17.9732 | 60
2022-03-26 17:00 | 17:00 | 19.568 | 60
2022-03-26 17:30 | 17:30 | 20.4669 | 60
2022-03-26 18:00 | 18:00 | 20.7179 | 60
2022-03-26 18:30 | 18:30 | 20.5043 | 60
2022-03-26 19:00 | 19:00 | 19.6156 | 60
2022-03-26 19:30 | 19:30 | 18.7898 | 60
2022-03-26 20:00 | 20:00 | 18.2727 | 60
2022-03-26 20:30 | 20:30 | 17.3149 | 60
2022-03-26 21:00 | 21:00 | 16.4753 | 60
2022-03-26 21:30 | 21:30 | 15.6314 | 60
2022-03-26 22:00 | 22:00 | 14.7556 | 60
2022-03-26 22:30 | 22:30 | 14.2981 | 60
2022-03-26 23:00 | 23:00 | 13.3719 | 60
2022-03-26 23:30 | 23:30 | 12.5425 | 60
2022-03-27 | 0:00 | 11.739 | 60
2022-03-27 00:30 | 0:30 | 11.4445 | 60
2022-03-27 01:00 | 1:00 | 10.9961 | 60
2022-03-27 01:30 | 1:30 | 10.7517 | 60
2022-03-27 02:00 | 2:00 | 10.5983 | 60
2022-03-27 02:30 | 2:30 | 10.3983 | 60
2022-03-27 03:00 | 3:00 | 10.3272 | 60
2022-03-27 03:30 | 3:30 | 10.1874 | 60
2022-03-27 04:00 | 4:00 | 10.1187 | 60
2022-03-27 04:30 | 4:30 | 10.1062 | 60
2022-03-27 05:00 | 5:00 | 10.2928 | 60
2022-03-27 05:30 | 5:30 | 10.3003 | 60
2022-03-27 06:00 | 6:00 | 9.9176 | 60
2022-03-27 06:30 | 6:30 | 8.9708 | 60
2022-03-27 07:00 | 7:00 | 9.1104 | 60
2022-03-27 07:30 | 7:30 | 8.1811 | 60
2022-03-27 08:00 | 8:00 | 5.167 | 60
2022-03-27 08:30 | 8:30 | 6.368 | 60
2022-03-27 09:00 | 9:00 | 12.5257 | 60
2022-03-27 09:30 | 9:30 | 14.292 | 60
2022-03-27 10:00 | 10:00 | 12.1554 | 60
2022-03-27 10:30 | 10:30 | 5.953 | 60
2022-03-27 11:00 | 11:00 | 6.4741 | 60
2022-03-27 11:30 | 11:30 | 6.2701 | 60
2022-03-27 12:00 | 12:00 | 5.9689 | 60
2022-03-27 12:30 | 12:30 | 8.0203 | 60
2022-03-27 13:00 | 13:00 | 5.6199 | 60
2022-03-27 13:30 | 13:30 | 7.6427 | 60
2022-03-27 14:00 | 14:00 | 8.2588 | 60
2022-03-27 14:30 | 14:30 | 12.0001 | 60
2022-03-27 15:00 | 15:00 | 16.3813 | 60
2022-03-27 15:30 | 15:30 | 18.9828 | 60
2022-03-27 16:00 | 16:00 | 20.0198 | 60
2022-03-27 16:30 | 16:30 | 20.9002 | 60
2022-03-27 17:00 | 17:00 | 21.9281 | 60
2022-03-27 17:30 | 17:30 | 23.0646 | 60
2022-03-27 18:00 | 18:00 | 23.4067 | 60
2022-03-27 18:30 | 18:30 | 22.8048 | 60
2022-03-27 19:00 | 19:00 | 21.8246 | 60
2022-03-27 19:30 | 19:30 | 20.7912 | 60
2022-03-27 20:00 | 20:00 | 19.8021 | 60
2022-03-27 20:30 | 20:30 | 18.6143 | 60
2022-03-27 21:00 | 21:00 | 17.7342 | 60
2022-03-27 21:30 | 21:30 | 16.6143 | 60
2022-03-27 22:00 | 22:00 | 15.3634 | 60
2022-03-27 22:30 | 22:30 | 14.5561 | 60
2022-03-27 23:00 | 23:00 | 13.582 | 60
2022-03-27 23:30 | 23:30 | 12.6389 | 60
2022-03-28 | 0:00 | 11.7973 | 60
2022-03-28 00:30 | 0:30 | 11.3813 | 60
2022-03-28 01:00 | 1:00 | 11.0998 | 60
2022-03-28 01:30 | 1:30 | 10.8786 | 60
2022-03-28 02:00 | 2:00 | 10.5838 | 60
2022-03-28 02:30 | 2:30 | 10.6416 | 60
2022-03-28 03:00 | 3:00 | 10.5605 | 60
2022-03-28 03:30 | 3:30 | 10.5632 | 60
2022-03-28 04:00 | 4:00 | 10.6964 | 60
2022-03-28 04:30 | 4:30 | 10.8104 | 60
2022-03-28 05:00 | 5:00 | 11.4099 | 60
2022-03-28 05:30 | 5:30 | 11.7891 | 60
2022-03-28 06:00 | 6:00 | 12.7606 | 60
2022-03-28 06:30 | 6:30 | 13.6192 | 60
2022-03-28 07:00 | 7:00 | 14.5327 | 60
2022-03-28 07:30 | 7:30 | 14.9372 | 60
2022-03-28 08:00 | 8:00 | 14.3838 | 60
2022-03-28 08:30 | 8:30 | 14.9519 | 60
2022-03-28 09:00 | 9:00 | 15.35 | 60
2022-03-28 09:30 | 9:30 | 15.6408 | 60
2022-03-28 10:00 | 10:00 | 14.683 | 60
2022-03-28 10:30 | 10:30 | 14.1689 | 60
2022-03-28 11:00 | 11:00 | 14.5314 | 60
2022-03-28 11:30 | 11:30 | 13.0094 | 60
2022-03-28 12:00 | 12:00 | 9.6209 | 60
2022-03-28 12:30 | 12:30 | 12.38 | 60
2022-03-28 13:00 | 13:00 | 15.0431 | 60
2022-03-28 13:30 | 13:30 | 15.0087 | 60
2022-03-28 14:00 | 14:00 | 14.2634 | 60
2022-03-28 14:30 | 14:30 | 13.9063 | 60
2022-03-28 15:00 | 15:00 | 14.6358 | 60
2022-03-28 15:30 | 15:30 | 15.9888 | 60
2022-03-28 16:00 | 16:00 | 17.2374 | 60
2022-03-28 16:30 | 16:30 | 18.4104 | 60
2022-03-28 17:00 | 17:00 | 19.8248 | 60
2022-03-28 17:30 | 17:30 | 20.7894 | 60
2022-03-28 18:00 | 18:00 | 20.8595 | 60
2022-03-28 18:30 | 18:30 | 20.8773 | 60
2022-03-28 19:00 | 19:00 | 20.3776 | 60
2022-03-28 19:30 | 19:30 | 19.3898 | 60
2022-03-28 20:00 | 20:00 | 18.4241 | 60
2022-03-28 20:30 | 20:30 | 17.4345 | 60
2022-03-28 21:00 | 21:00 | 16.6473 | 60
2022-03-28 21:30 | 21:30 | 15.7343 | 60
2022-03-28 22:00 | 22:00 | 14.6494 | 60
2022-03-28 22:30 | 22:30 | 13.9679 | 60
2022-03-28 23:00 | 23:00 | 13.1613 | 60
2022-03-28 23:30 | 23:30 | 12.1798 | 60
2022-03-29 | 0:00 | 11.3441 | 60
2022-03-29 00:30 | 0:30 | 10.9565 | 60
2022-03-29 01:00 | 1:00 | 10.8271 | 60
2022-03-29 01:30 | 1:30 | 10.3464 | 60
2022-03-29 02:00 | 2:00 | 10.2987 | 60
2022-03-29 02:30 | 2:30 | 10.3316 | 60
2022-03-29 03:00 | 3:00 | 10.186 | 60
2022-03-29 03:30 | 3:30 | 10.1452 | 60
2022-03-29 04:00 | 4:00 | 10.4116 | 60
2022-03-29 04:30 | 4:30 | 10.6662 | 60
2022-03-29 05:00 | 5:00 | 11.1686 | 60
2022-03-29 05:30 | 5:30 | 11.7187 | 60
2022-03-29 06:00 | 6:00 | 12.8068 | 60
2022-03-29 06:30 | 6:30 | 13.617 | 60
2022-03-29 07:00 | 7:00 | 13.9029 | 60
2022-03-29 07:30 | 7:30 | 13.2229 | 60
2022-03-29 08:00 | 8:00 | 12.3875 | 60
2022-03-29 08:30 | 8:30 | 11.9487 | 60
2022-03-29 09:00 | 9:00 | 11.0918 | 60
2022-03-29 09:30 | 9:30 | 11.763 | 60
2022-03-29 10:00 | 10:00 | 11.8816 | 60
2022-03-29 10:30 | 10:30 | 9.795 | 60
2022-03-29 11:00 | 11:00 | 12.0144 | 60
2022-03-29 11:30 | 11:30 | 10.293 | 60
2022-03-29 12:00 | 12:00 | 10.9688 | 60
2022-03-29 12:30 | 12:30 | 12.1513 | 60
2022-03-29 13:00 | 13:00 | 12.616 | 60
2022-03-29 13:30 | 13:30 | 10.5833 | 60
2022-03-29 14:00 | 14:00 | 9.7394 | 60
2022-03-29 14:30 | 14:30 | 9.4042 | 60
2022-03-29 15:00 | 15:00 | 11.5315 | 60
2022-03-29 15:30 | 15:30 | 13.2218 | 60
2022-03-29 16:00 | 16:00 | 14.47 | 60
2022-03-29 16:30 | 16:30 | 16.3361 | 60
2022-03-29 17:00 | 17:00 | 18.3618 | 60
2022-03-29 17:30 | 17:30 | 20.3916 | 60
2022-03-29 18:00 | 18:00 | 21.177 | 60
2022-03-29 18:30 | 18:30 | 21.3603 | 60
2022-03-29 19:00 | 19:00 | 20.355 | 60
2022-03-29 19:30 | 19:30 | 19.5515 | 60
2022-03-29 20:00 | 20:00 | 18.5334 | 60
2022-03-29 20:30 | 20:30 | 17.4651 | 60
2022-03-29 21:00 | 21:00 | 16.6409 | 60
2022-03-29 21:30 | 21:30 | 15.6833 | 60
2022-03-29 22:00 | 22:00 | 14.4634 | 60
2022-03-29 22:30 | 22:30 | 13.5377 | 60
2022-03-29 23:00 | 23:00 | 12.5758 | 60
2022-03-29 23:30 | 23:30 | 11.6745 | 60
2022-03-30 | 0:00 | 11.1021 | 60
2022-03-30 00:30 | 0:30 | 10.6972 | 60
2022-03-30 01:00 | 1:00 | 10.3852 | 60
2022-03-30 01:30 | 1:30 | 10.045 | 60
2022-03-30 02:00 | 2:00 | 9.861 | 60
2022-03-30 02:30 | 2:30 | 9.7288 | 60
2022-03-30 03:00 | 3:00 | 9.7468 | 60
2022-03-30 03:30 | 3:30 | 9.8115 | 60
2022-03-30 04:00 | 4:00 | 10.0542 | 60
2022-03-30 04:30 | 4:30 | 10.2583 | 60
2022-03-30 05:00 | 5:00 | 10.9058 | 60
2022-03-30 05:30 | 5:30 | 11.5347 | 60
2022-03-30 06:00 | 6:00 | 12.4209 | 60
2022-03-30 06:30 | 6:30 | 13.6753 | 60
2022-03-30 07:00 | 7:00 | 14.6791 | 60
2022-03-30 07:30 | 7:30 | 14.4589 | 60
2022-03-30 08:00 | 8:00 | 13.1698 | 60
2022-03-30 08:30 | 8:30 | 14.0234 | 60
2022-03-30 09:00 | 9:00 | 15.0123 | 60
2022-03-30 09:30 | 9:30 | 14.5349 | 60
2022-03-30 10:00 | 10:00 | 10.5275 | 60
2022-03-30 10:30 | 10:30 | 8.4072 | 60
2022-03-30 11:00 | 11:00 | 4.5502 | 60
2022-03-30 11:30 | 11:30 | 3.9707 | 60
2022-03-30 12:00 | 12:00 | 4.2691 | 60
2022-03-30 12:30 | 12:30 | 3.9047 | 60
2022-03-30 13:00 | 13:00 | 3.319 | 60
2022-03-30 13:30 | 13:30 | 5.2676 | 60
2022-03-30 14:00 | 14:00 | 8.4831 | 60
2022-03-30 14:30 | 14:30 | 9.0993 | 60
2022-03-30 15:00 | 15:00 | 11.9844 | 60
2022-03-30 15:30 | 15:30 | 13.0587 | 60
2022-03-30 16:00 | 16:00 | 13.7202 | 60
2022-03-30 16:30 | 16:30 | 15.4044 | 60
2022-03-30 17:00 | 17:00 | 18.7729 | 60
2022-03-30 17:30 | 17:30 | 20.4298 | 60
2022-03-30 18:00 | 18:00 | 21.585 | 60
2022-03-30 18:30 | 18:30 | 21.7661 | 60
2022-03-30 19:00 | 19:00 | 20.8175 | 60
2022-03-30 19:30 | 19:30 | 19.6928 | 60
2022-03-30 20:00 | 20:00 | 18.9118 | 60
2022-03-30 20:30 | 20:30 | 18.1162 | 60
2022-03-30 21:00 | 21:00 | 17.3656 | 60
2022-03-30 21:30 | 21:30 | 16.0449 | 60
2022-03-30 22:00 | 22:00 | 14.9417 | 60
2022-03-30 22:30 | 22:30 | 14.039 | 60
2022-03-30 23:00 | 23:00 | 12.9834 | 60
2022-03-30 23:30 | 23:30 | 12.0538 | 60
2022-03-31 | 0:00 | 11.3117 | 60
2022-03-31 00:30 | 0:30 | 10.6861 | 60
2022-03-31 01:00 | 1:00 | 10.4513 | 60
2022-03-31 01:30 | 1:30 | 10.2276 | 60
2022-03-31 02:00 | 2:00 | 9.9408 | 60
2022-03-31 02:30 | 2:30 | 9.8037 | 60
2022-03-31 03:00 | 3:00 | 9.8696 | 60
2022-03-31 03:30 | 3:30 | 9.9557 | 60
2022-03-31 04:00 | 4:00 | 10.0215 | 60
2022-03-31 04:30 | 4:30 | 10.2903 | 60
2022-03-31 05:00 | 5:00 | 10.9425 | 60
2022-03-31 05:30 | 5:30 | 11.3694 | 60
2022-03-31 06:00 | 6:00 | 11.7842 | 60
2022-03-31 06:30 | 6:30 | 11.2409 | 60
2022-03-31 07:00 | 7:00 | 9.919 | 60
2022-03-31 07:30 | 7:30 | 8.2354 | 60
2022-03-31 08:00 | 8:00 | 6.2091 | 60
2022-03-31 08:30 | 8:30 | 4.6429 | 60
2022-03-31 09:00 | 9:00 | 7.8467 | 60
2022-03-31 09:30 | 9:30 | 9.2424 | 60
2022-03-31 10:00 | 10:00 | 8.1542 | 60
2022-03-31 10:30 | 10:30 | 8.7709 | 60
2022-03-31 11:00 | 11:00 | 4.52 | 60
2022-03-31 11:30 | 11:30 | 7.4203 | 60
2022-03-31 12:00 | 12:00 | 4.2884 | 60
2022-03-31 12:30 | 12:30 | 8.7518 | 60
2022-03-31 13:00 | 13:00 | 10.5815 | 60
2022-03-31 13:30 | 13:30 | 5.8254 | 60
2022-03-31 14:00 | 14:00 | 7.4155 | 60
2022-03-31 14:30 | 14:30 | 9.7486 | 60
2022-03-31 15:00 | 15:00 | 11.5307 | 60
2022-03-31 15:30 | 15:30 | 13.8143 | 60
2022-03-31 16:00 | 16:00 | 15.5491 | 60
2022-03-31 16:30 | 16:30 | 15.7526 | 60
2022-03-31 17:00 | 17:00 | 18.4069 | 60
2022-03-31 17:30 | 17:30 | 20.535 | 60
2022-03-31 18:00 | 18:00 | 21.6095 | 60
2022-03-31 18:30 | 18:30 | 21.7157 | 60
2022-03-31 19:00 | 19:00 | 20.7163 | 60
2022-03-31 19:30 | 19:30 | 19.7717 | 60
2022-03-31 20:00 | 20:00 | 19.0712 | 60
2022-03-31 20:30 | 20:30 | 18.0688 | 60
2022-03-31 21:00 | 21:00 | 17.203 | 60
2022-03-31 21:30 | 21:30 | 16.3461 | 60
2022-03-31 22:00 | 22:00 | 15.1239 | 60
2022-03-31 22:30 | 22:30 | 14.3081 | 60
2022-03-31 23:00 | 23:00 | 13.2174 | 60
2022-03-31 23:30 | 23:30 | 12.315 | 60
2022-04-01 | 0:00 | 11.5812 | 60
2022-04-01 00:30 | 0:30 | 11.0159 | 60
2022-04-01 01:00 | 1:00 | 10.6963 | 60
2022-04-01 01:30 | 1:30 | 10.3773 | 60
2022-04-01 02:00 | 2:00 | 10.1627 | 60
2022-04-01 02:30 | 2:30 | 9.9638 | 60
2022-04-01 03:00 | 3:00 | 9.8837 | 60
2022-04-01 03:30 | 3:30 | 9.9527 | 60
2022-04-01 04:00 | 4:00 | 10.0937 | 60
2022-04-01 04:30 | 4:30 | 10.3302 | 60
2022-04-01 05:00 | 5:00 | 10.9412 | 60
2022-04-01 05:30 | 5:30 | 11.3138 | 60
2022-04-01 06:00 | 6:00 | 11.5413 | 60
2022-04-01 06:30 | 6:30 | 10.8186 | 60
2022-04-01 07:00 | 7:00 | 9.2991 | 60
2022-04-01 07:30 | 7:30 | 7.7917 | 60
2022-04-01 08:00 | 8:00 | 5.5171 | 60
2022-04-01 08:30 | 8:30 | 3.6348 | 60
2022-04-01 09:00 | 9:00 | 2.6322 | 60
2022-04-01 09:30 | 9:30 | 2.2341 | 60
2022-04-01 10:00 | 10:00 | 2.2509 | 60
2022-04-01 10:30 | 10:30 | 2.5547 | 60
2022-04-01 11:00 | 11:00 | 2.5298 | 60
2022-04-01 11:30 | 11:30 | 2.4567 | 60
2022-04-01 12:00 | 12:00 | 2.2215 | 60
2022-04-01 12:30 | 12:30 | 2.0508 | 60
2022-04-01 13:00 | 13:00 | 2.705 | 60
2022-04-01 13:30 | 13:30 | 3.047 | 60
2022-04-01 14:00 | 14:00 | 5.0273 | 60
2022-04-01 14:30 | 14:30 | 7.0395 | 60
2022-04-01 15:00 | 15:00 | 7.6149 | 60
2022-04-01 15:30 | 15:30 | 10.0746 | 60
2022-04-01 16:00 | 16:00 | 12.847 | 60
2022-04-01 16:30 | 16:30 | 15.6803 | 60
2022-04-01 17:00 | 17:00 | 18.0413 | 60
2022-04-01 17:30 | 17:30 | 19.0924 | 60
2022-04-01 18:00 | 18:00 | 19.9641 | 60
2022-04-01 18:30 | 18:30 | 20.2636 | 60
2022-04-01 19:00 | 19:00 | 19.2835 | 60
2022-04-01 19:30 | 19:30 | 18.6467 | 60
2022-04-01 20:00 | 20:00 | 17.9353 | 60
2022-04-01 20:30 | 20:30 | 17.1841 | 60
2022-04-01 21:00 | 21:00 | 16.6519 | 60
2022-04-01 21:30 | 21:30 | 15.727 | 60
2022-04-01 22:00 | 22:00 | 14.9066 | 60
2022-04-01 22:30 | 22:30 | 14.2654 | 60
2022-04-01 23:00 | 23:00 | 13.3401 | 60
2022-04-01 23:30 | 23:30 | 12.3473 | 60
2022-04-02 | 0:00 | 11.6113 | 60
2022-04-02 00:30 | 0:30 | 11.1996 | 60
2022-04-02 01:00 | 1:00 | 10.7971 | 60
2022-04-02 01:30 | 1:30 | 10.5074 | 60
2022-04-02 02:00 | 2:00 | 10.2212 | 60
2022-04-02 02:30 | 2:30 | 10.1272 | 60
2022-04-02 03:00 | 3:00 | 10.037 | 60
2022-04-02 03:30 | 3:30 | 10.0284 | 60
2022-04-02 04:00 | 4:00 | 10.0336 | 60
2022-04-02 04:30 | 4:30 | 10.076 | 60
2022-04-02 05:00 | 5:00 | 10.3587 | 60
2022-04-02 05:30 | 5:30 | 10.4978 | 60
2022-04-02 06:00 | 6:00 | 10.7998 | 60
2022-04-02 06:30 | 6:30 | 9.2906 | 60
2022-04-02 07:00 | 7:00 | 7.849 | 60
2022-04-02 07:30 | 7:30 | 7.5541 | 60
2022-04-02 08:00 | 8:00 | 4.8954 | 60
2022-04-02 08:30 | 8:30 | 4.1732 | 60
2022-04-02 09:00 | 9:00 | 3.1704 | 60
2022-04-02 09:30 | 9:30 | 2.6812 | 60
2022-04-02 10:00 | 10:00 | 3.1547 | 60
2022-04-02 10:30 | 10:30 | 3.4382 | 60
2022-04-02 11:00 | 11:00 | 4.2492 | 60
2022-04-02 11:30 | 11:30 | 3.3132 | 60
2022-04-02 12:00 | 12:00 | 5.8221 | 60
2022-04-02 12:30 | 12:30 | 7.0745 | 60
2022-04-02 13:00 | 13:00 | 8.5857 | 60
2022-04-02 13:30 | 13:30 | 9.7514 | 60
2022-04-02 14:00 | 14:00 | 10.199 | 60
2022-04-02 14:30 | 14:30 | 10.324 | 60
2022-04-02 15:00 | 15:00 | 10.1306 | 60
2022-04-02 15:30 | 15:30 | 11.63 | 60
2022-04-02 16:00 | 16:00 | 14.1296 | 60
2022-04-02 16:30 | 16:30 | 16.5549 | 60
2022-04-02 17:00 | 17:00 | 18.6534 | 60
2022-04-02 17:30 | 17:30 | 20.0679 | 60
2022-04-02 18:00 | 18:00 | 20.9312 | 60
2022-04-02 18:30 | 18:30 | 20.6779 | 60
2022-04-02 19:00 | 19:00 | 19.6506 | 60
2022-04-02 19:30 | 19:30 | 18.8994 | 60
2022-04-02 20:00 | 20:00 | 18.0905 | 60
2022-04-02 20:30 | 20:30 | 17.2489 | 60
2022-04-02 21:00 | 21:00 | 16.5822 | 60
2022-04-02 21:30 | 21:30 | 15.7497 | 60
2022-04-02 22:00 | 22:00 | 15.0179 | 60
2022-04-02 22:30 | 22:30 | 14.4062 | 60
2022-04-02 23:00 | 23:00 | 13.4436 | 60
2022-04-02 23:30 | 23:30 | 12.5257 | 60
2022-04-03 | 0:00 | 11.7721 | 60
2022-04-03 00:30 | 0:30 | 11.3093 | 60
2022-04-03 01:00 | 1:00 | 10.8925 | 60
2022-04-03 01:30 | 1:30 | 10.5547 | 60
2022-04-03 02:00 | 2:00 | 10.3913 | 60
2022-04-03 02:30 | 2:30 | 10.2141 | 60
2022-04-03 03:00 | 3:00 | 10.1729 | 60
2022-04-03 03:30 | 3:30 | 10.0672 | 60
2022-04-03 04:00 | 4:00 | 10.0233 | 60
2022-04-03 04:30 | 4:30 | 10.0513 | 60
2022-04-03 05:00 | 5:00 | 10.2989 | 60
2022-04-03 05:30 | 5:30 | 10.2642 | 60
2022-04-03 06:00 | 6:00 | 10.2957 | 60
2022-04-03 06:30 | 6:30 | 8.8767 | 60
2022-04-03 07:00 | 7:00 | 7.1866 | 60
2022-04-03 07:30 | 7:30 | 6.0155 | 60
2022-04-03 08:00 | 8:00 | 5.2221 | 60
2022-04-03 08:30 | 8:30 | 4.7446 | 60
2022-04-03 09:00 | 9:00 | 4.1479 | 60
2022-04-03 09:30 | 9:30 | 3.8071 | 60
2022-04-03 10:00 | 10:00 | 4.1392 | 60
2022-04-03 10:30 | 10:30 | 4.7945 | 60
2022-04-03 11:00 | 11:00 | 6.2859 | 60
2022-04-03 11:30 | 11:30 | 4.2026 | 60
2022-04-03 12:00 | 12:00 | 3.6094 | 60
2022-04-03 12:30 | 12:30 | 4.0476 | 60
2022-04-03 13:00 | 13:00 | 5.2656 | 60
2022-04-03 13:30 | 13:30 | 6.5084 | 60
2022-04-03 14:00 | 14:00 | 8.3594 | 60
2022-04-03 14:30 | 14:30 | 10.6867 | 60
2022-04-03 15:00 | 15:00 | 13.5009 | 60
2022-04-03 15:30 | 15:30 | 16.8088 | 60
2022-04-03 16:00 | 16:00 | 19.7984 | 60
2022-04-03 16:30 | 16:30 | 21.8157 | 60
2022-04-03 17:00 | 17:00 | 23.2692 | 60
2022-04-03 17:30 | 17:30 | 23.7952 | 60
2022-04-03 18:00 | 18:00 | 24.5475 | 60
2022-04-03 18:30 | 18:30 | 23.7771 | 60
2022-04-03 19:00 | 19:00 | 22.5393 | 60
2022-04-03 19:30 | 19:30 | 21.0413 | 60
2022-04-03 20:00 | 20:00 | 19.8189 | 60
2022-04-03 20:30 | 20:30 | 18.6474 | 60
2022-04-03 21:00 | 21:00 | 17.7012 | 60
2022-04-03 21:30 | 21:30 | 16.3626 | 60
2022-04-03 22:00 | 22:00 | 15.4725 | 60
2022-04-03 22:30 | 22:30 | 14.7073 | 60
2022-04-03 23:00 | 23:00 | 13.7219 | 60
2022-04-03 23:30 | 23:30 | 12.6155 | 60
2022-04-04 | 0:00 | 11.9318 | 60
2022-04-04 00:30 | 0:30 | 11.2626 | 60
2022-04-04 01:00 | 1:00 | 10.8545 | 60
2022-04-04 01:30 | 1:30 | 10.613 | 60
2022-04-04 02:00 | 2:00 | 10.4246 | 60
2022-04-04 02:30 | 2:30 | 10.3688 | 60
2022-04-04 03:00 | 3:00 | 10.2881 | 60
2022-04-04 03:30 | 3:30 | 10.3202 | 60
2022-04-04 04:00 | 4:00 | 10.6664 | 60
2022-04-04 04:30 | 4:30 | 10.7336 | 60
2022-04-04 05:00 | 5:00 | 11.0755 | 60
2022-04-04 05:30 | 5:30 | 11.4085 | 60
2022-04-04 06:00 | 6:00 | 11.7065 | 60
2022-04-04 06:30 | 6:30 | 11.6587 | 60
2022-04-04 07:00 | 7:00 | 11.954 | 60
2022-04-04 07:30 | 7:30 | 12.096 | 60
2022-04-04 08:00 | 8:00 | 13.947 | 60
2022-04-04 08:30 | 8:30 | 14.0723 | 60
2022-04-04 09:00 | 9:00 | 12.0358 | 60
2022-04-04 09:30 | 9:30 | 8.9701 | 60
2022-04-04 10:00 | 10:00 | 4.1591 | 60
2022-04-04 10:30 | 10:30 | 2.7783 | 60
2022-04-04 11:00 | 11:00 | 5.5688 | 60
2022-04-04 11:30 | 11:30 | 3.9969 | 60
2022-04-04 12:00 | 12:00 | 3.6587 | 60
2022-04-04 12:30 | 12:30 | 8.2544 | 60
2022-04-04 13:00 | 13:00 | 5.7188 | 60
2022-04-04 13:30 | 13:30 | 5.7567 | 60
2022-04-04 14:00 | 14:00 | 8.7876 | 60
2022-04-04 14:30 | 14:30 | 10.337 | 60
2022-04-04 15:00 | 15:00 | 12.6393 | 60
2022-04-04 15:30 | 15:30 | 14.5295 | 60
2022-04-04 16:00 | 16:00 | 17.0988 | 60
2022-04-04 16:30 | 16:30 | 20.1646 | 60
2022-04-04 17:00 | 17:00 | 22.7592 | 60
2022-04-04 17:30 | 17:30 | 23.7839 | 60
2022-04-04 18:00 | 18:00 | 24.5637 | 60
2022-04-04 18:30 | 18:30 | 24.4114 | 60
2022-04-04 19:00 | 19:00 | 23.1472 | 60
2022-04-04 19:30 | 19:30 | 21.797 | 60
2022-04-04 20:00 | 20:00 | 20.6737 | 60
2022-04-04 20:30 | 20:30 | 19.285 | 60
2022-04-04 21:00 | 21:00 | 18.4625 | 60
2022-04-04 21:30 | 21:30 | 17.2001 | 60
2022-04-04 22:00 | 22:00 | 16.0789 | 60
2022-04-04 22:30 | 22:30 | 15.1781 | 60
2022-04-04 23:00 | 23:00 | 13.8684 | 60
2022-04-04 23:30 | 23:30 | 12.943 | 60
2022-04-05 | 0:00 | 12.179 | 60
2022-04-05 00:30 | 0:30 | 11.6132 | 60
2022-04-05 01:00 | 1:00 | 11.196 | 60
2022-04-05 01:30 | 1:30 | 10.9927 | 60
2022-04-05 02:00 | 2:00 | 10.7417 | 60
2022-04-05 02:30 | 2:30 | 10.7536 | 60
2022-04-05 03:00 | 3:00 | 10.6218 | 60
2022-04-05 03:30 | 3:30 | 10.6549 | 60
2022-04-05 04:00 | 4:00 | 10.7565 | 60
2022-04-05 04:30 | 4:30 | 11.0467 | 60
2022-04-05 05:00 | 5:00 | 11.3492 | 60
2022-04-05 05:30 | 5:30 | 11.924 | 60
2022-04-05 06:00 | 6:00 | 12.1062 | 60
2022-04-05 06:30 | 6:30 | 10.9402 | 60
2022-04-05 07:00 | 7:00 | 9.3068 | 60
2022-04-05 07:30 | 7:30 | 7.4828 | 60
2022-04-05 08:00 | 8:00 | 5.9942 | 60
2022-04-05 08:30 | 8:30 | 4.6677 | 60
2022-04-05 09:00 | 9:00 | 3.4502 | 60
2022-04-05 09:30 | 9:30 | 2.6067 | 60
2022-04-05 10:00 | 10:00 | 2.0823 | 60
2022-04-05 10:30 | 10:30 | 1.6042 | 60
2022-04-05 11:00 | 11:00 | 1.677 | 60
2022-04-05 11:30 | 11:30 | 1.9213 | 60
2022-04-05 12:00 | 12:00 | 2.3927 | 60
2022-04-05 12:30 | 12:30 | 3.0146 | 60
2022-04-05 13:00 | 13:00 | 4.0025 | 60
2022-04-05 13:30 | 13:30 | 5.2403 | 60
2022-04-05 14:00 | 14:00 | 7.2413 | 60
2022-04-05 14:30 | 14:30 | 9.5231 | 60
2022-04-05 15:00 | 15:00 | 12.073 | 60
2022-04-05 15:30 | 15:30 | 14.8216 | 60
2022-04-05 16:00 | 16:00 | 19.116 | 60
2022-04-05 16:30 | 16:30 | 21.4218 | 60
2022-04-05 17:00 | 17:00 | 22.3586 | 60
2022-04-05 17:30 | 17:30 | 23.2661 | 60
2022-04-05 18:00 | 18:00 | 23.9477 | 60
2022-04-05 18:30 | 18:30 | 23.7042 | 60
2022-04-05 19:00 | 19:00 | 22.5833 | 60
2022-04-05 19:30 | 19:30 | 21.4752 | 60
2022-04-05 20:00 | 20:00 | 20.5159 | 60
2022-04-05 20:30 | 20:30 | 19.3838 | 60
2022-04-05 21:00 | 21:00 | 18.4953 | 60
2022-04-05 21:30 | 21:30 | 17.1756 | 60
2022-04-05 22:00 | 22:00 | 15.9686 | 60
2022-04-05 22:30 | 22:30 | 15.0106 | 60
2022-04-05 23:00 | 23:00 | 13.917 | 60
2022-04-05 23:30 | 23:30 | 12.9202 | 60
2022-04-06 | 0:00 | 12.2782 | 60
2022-04-06 00:30 | 0:30 | 11.6697 | 60
2022-04-06 01:00 | 1:00 | 11.2841 | 60
2022-04-06 01:30 | 1:30 | 10.9785 | 60
2022-04-06 02:00 | 2:00 | 10.8735 | 60
2022-04-06 02:30 | 2:30 | 10.7425 | 60
2022-04-06 03:00 | 3:00 | 10.7703 | 60
2022-04-06 03:30 | 3:30 | 10.6634 | 60
2022-04-06 04:00 | 4:00 | 11.0516 | 60
2022-04-06 04:30 | 4:30 | 11.2446 | 60
2022-04-06 05:00 | 5:00 | 11.7851 | 60
2022-04-06 05:30 | 5:30 | 12.1715 | 60
2022-04-06 06:00 | 6:00 | 12.6885 | 60
2022-04-06 06:30 | 6:30 | 11.9613 | 60
2022-04-06 07:00 | 7:00 | 10.3982 | 60
2022-04-06 07:30 | 7:30 | 8.636 | 60
2022-04-06 08:00 | 8:00 | 7.5181 | 60
2022-04-06 08:30 | 8:30 | 7.5238 | 60
2022-04-06 09:00 | 9:00 | 5.579 | 60
2022-04-06 09:30 | 9:30 | 9.2206 | 60
2022-04-06 10:00 | 10:00 | 6.213 | 60
2022-04-06 10:30 | 10:30 | 7.061 | 60
2022-04-06 11:00 | 11:00 | 5.4113 | 60
2022-04-06 11:30 | 11:30 | 3.9557 | 60
2022-04-06 12:00 | 12:00 | 4.3261 | 60
2022-04-06 12:30 | 12:30 | 3.7909 | 60
2022-04-06 13:00 | 13:00 | 3.5697 | 60
2022-04-06 13:30 | 13:30 | 5.1649 | 60
2022-04-06 14:00 | 14:00 | 7.1189 | 60
2022-04-06 14:30 | 14:30 | 9.45 | 60
2022-04-06 15:00 | 15:00 | 11.7736 | 60
2022-04-06 15:30 | 15:30 | 13.8425 | 60
2022-04-06 16:00 | 16:00 | 15.9666 | 60
2022-04-06 16:30 | 16:30 | 18.41 | 60
2022-04-06 17:00 | 17:00 | 20.0883 | 60
2022-04-06 17:30 | 17:30 | 21.7632 | 60
2022-04-06 18:00 | 18:00 | 22.6659 | 60
2022-04-06 18:30 | 18:30 | 22.7545 | 60
2022-04-06 19:00 | 19:00 | 21.6615 | 60
2022-04-06 19:30 | 19:30 | 20.8027 | 60
2022-04-06 20:00 | 20:00 | 19.9388 | 60
2022-04-06 20:30 | 20:30 | 18.9031 | 60
2022-04-06 21:00 | 21:00 | 18.0479 | 60
2022-04-06 21:30 | 21:30 | 16.7983 | 60
2022-04-06 22:00 | 22:00 | 15.6737 | 60
2022-04-06 22:30 | 22:30 | 14.7621 | 60
2022-04-06 23:00 | 23:00 | 13.5764 | 60
2022-04-06 23:30 | 23:30 | 12.7505 | 60
2022-04-07 | 0:00 | 12.0799 | 60
2022-04-07 00:30 | 0:30 | 11.4738 | 60
2022-04-07 01:00 | 1:00 | 11.1937 | 60
2022-04-07 01:30 | 1:30 | 10.8453 | 60
2022-04-07 02:00 | 2:00 | 10.7231 | 60
2022-04-07 02:30 | 2:30 | 10.6359 | 60
2022-04-07 03:00 | 3:00 | 10.6221 | 60
2022-04-07 03:30 | 3:30 | 10.6396 | 60
2022-04-07 04:00 | 4:00 | 10.7857 | 60
2022-04-07 04:30 | 4:30 | 11.1972 | 60
2022-04-07 05:00 | 5:00 | 11.7745 | 60
2022-04-07 05:30 | 5:30 | 12.1637 | 60
2022-04-07 06:00 | 6:00 | 12.7776 | 60
2022-04-07 06:30 | 6:30 | 12.8565 | 60
2022-04-07 07:00 | 7:00 | 10.886 | 60
2022-04-07 07:30 | 7:30 | 7.9123 | 60
2022-04-07 08:00 | 8:00 | 6.1234 | 60
2022-04-07 08:30 | 8:30 | 4.4377 | 60
2022-04-07 09:00 | 9:00 | 2.9076 | 60
2022-04-07 09:30 | 9:30 | 2.648 | 60
2022-04-07 10:00 | 10:00 | 3.2074 | 60
2022-04-07 10:30 | 10:30 | 5.36 | 60
2022-04-07 11:00 | 11:00 | 1.5773 | 60
2022-04-07 11:30 | 11:30 | 4.9706 | 60
2022-04-07 12:00 | 12:00 | 2.1688 | 60
2022-04-07 12:30 | 12:30 | 3.7078 | 60
2022-04-07 13:00 | 13:00 | 3.6833 | 60
2022-04-07 13:30 | 13:30 | 3.8479 | 60
2022-04-07 14:00 | 14:00 | 7.4843 | 60
2022-04-07 14:30 | 14:30 | 8.6106 | 60
2022-04-07 15:00 | 15:00 | 10.9453 | 60
2022-04-07 15:30 | 15:30 | 14.2414 | 60
2022-04-07 16:00 | 16:00 | 16.0354 | 60
2022-04-07 16:30 | 16:30 | 17.3979 | 60
2022-04-07 17:00 | 17:00 | 19.7747 | 60
2022-04-07 17:30 | 17:30 | 20.985 | 60
2022-04-07 18:00 | 18:00 | 21.9179 | 60
2022-04-07 18:30 | 18:30 | 22.0866 | 60
2022-04-07 19:00 | 19:00 | 21.0118 | 60
2022-04-07 19:30 | 19:30 | 20.3419 | 60
2022-04-07 20:00 | 20:00 | 19.6691 | 60
2022-04-07 20:30 | 20:30 | 18.8695 | 60
2022-04-07 21:00 | 21:00 | 18.0605 | 60
2022-04-07 21:30 | 21:30 | 16.898 | 60
2022-04-07 22:00 | 22:00 | 15.8569 | 60
2022-04-07 22:30 | 22:30 | 14.9202 | 60
2022-04-07 23:00 | 23:00 | 13.927 | 60
2022-04-07 23:30 | 23:30 | 12.9898 | 60
2022-04-08 | 0:00 | 12.2387 | 60
2022-04-08 00:30 | 0:30 | 11.7333 | 60
2022-04-08 01:00 | 1:00 | 11.3677 | 60
2022-04-08 01:30 | 1:30 | 11.1858 | 60
2022-04-08 02:00 | 2:00 | 10.9562 | 60
2022-04-08 02:30 | 2:30 | 10.9716 | 60
2022-04-08 03:00 | 3:00 | 10.956 | 60
2022-04-08 03:30 | 3:30 | 11.0645 | 60
2022-04-08 04:00 | 4:00 | 11.3483 | 60
2022-04-08 04:30 | 4:30 | 11.5034 | 60
2022-04-08 05:00 | 5:00 | 11.9554 | 60
2022-04-08 05:30 | 5:30 | 12.2116 | 60
2022-04-08 06:00 | 6:00 | 12.3848 | 60
2022-04-08 06:30 | 6:30 | 11.9853 | 60
2022-04-08 07:00 | 7:00 | 10.6054 | 60
2022-04-08 07:30 | 7:30 | 8.718 | 60
2022-04-08 08:00 | 8:00 | 6.4602 | 60
2022-04-08 08:30 | 8:30 | 7.5727 | 60
2022-04-08 09:00 | 9:00 | 4.1916 | 60
2022-04-08 09:30 | 9:30 | 3.9405 | 60
2022-04-08 10:00 | 10:00 | 2.9982 | 60
2022-04-08 10:30 | 10:30 | 3.2326 | 60
2022-04-08 11:00 | 11:00 | 2.7816 | 60
2022-04-08 11:30 | 11:30 | 1.5184 | 60
2022-04-08 12:00 | 12:00 | 1.9142 | 60
2022-04-08 12:30 | 12:30 | 3.2872 | 60
2022-04-08 13:00 | 13:00 | 4.2636 | 60
2022-04-08 13:30 | 13:30 | 4.4258 | 60
2022-04-08 14:00 | 14:00 | 7.1252 | 60
2022-04-08 14:30 | 14:30 | 7.1648 | 60
2022-04-08 15:00 | 15:00 | 8.6129 | 60
2022-04-08 15:30 | 15:30 | 11.2566 | 60
2022-04-08 16:00 | 16:00 | 13.899 | 60
2022-04-08 16:30 | 16:30 | 16.9999 | 60
2022-04-08 17:00 | 17:00 | 19.2415 | 60
2022-04-08 17:30 | 17:30 | 20.3701 | 60
2022-04-08 18:00 | 18:00 | 21.1581 | 60
2022-04-08 18:30 | 18:30 | 21.0576 | 60
2022-04-08 19:00 | 19:00 | 20.0314 | 60
2022-04-08 19:30 | 19:30 | 19.3097 | 60
2022-04-08 20:00 | 20:00 | 18.9123 | 60
2022-04-08 20:30 | 20:30 | 18.1896 | 60
2022-04-08 21:00 | 21:00 | 17.5233 | 60
2022-04-08 21:30 | 21:30 | 16.6039 | 60
2022-04-08 22:00 | 22:00 | 15.8626 | 60
2022-04-08 22:30 | 22:30 | 15.1109 | 60
2022-04-08 23:00 | 23:00 | 14.1173 | 60
2022-04-08 23:30 | 23:30 | 13.2437 | 60
2022-04-09 | 0:00 | 12.5023 | 60
2022-04-09 00:30 | 0:30 | 11.924 | 60
2022-04-09 01:00 | 1:00 | 11.6044 | 60
2022-04-09 01:30 | 1:30 | 11.2384 | 60
2022-04-09 02:00 | 2:00 | 10.9782 | 60
2022-04-09 02:30 | 2:30 | 10.9743 | 60
2022-04-09 03:00 | 3:00 | 10.8705 | 60
2022-04-09 03:30 | 3:30 | 10.7362 | 60
2022-04-09 04:00 | 4:00 | 10.7552 | 60
2022-04-09 04:30 | 4:30 | 10.861 | 60
2022-04-09 05:00 | 5:00 | 11.1502 | 60
2022-04-09 05:30 | 5:30 | 11.2669 | 60
2022-04-09 06:00 | 6:00 | 11.668 | 60
2022-04-09 06:30 | 6:30 | 11.8508 | 60
2022-04-09 07:00 | 7:00 | 10.6607 | 60
2022-04-09 07:30 | 7:30 | 11.7154 | 60
2022-04-09 08:00 | 8:00 | 9.2551 | 60
2022-04-09 08:30 | 8:30 | 9.8802 | 60
2022-04-09 09:00 | 9:00 | 7.6196 | 60
2022-04-09 09:30 | 9:30 | 10.2385 | 60
2022-04-09 10:00 | 10:00 | 9.1024 | 60
2022-04-09 10:30 | 10:30 | 11.5381 | 60
2022-04-09 11:00 | 11:00 | 11.9933 | 60
2022-04-09 11:30 | 11:30 | 9.678 | 60
2022-04-09 12:00 | 12:00 | 10.3382 | 60
2022-04-09 12:30 | 12:30 | 8.0804 | 60
2022-04-09 13:00 | 13:00 | 5.4976 | 60
2022-04-09 13:30 | 13:30 | 13.3565 | 60
2022-04-09 14:00 | 14:00 | 9.6131 | 60
2022-04-09 14:30 | 14:30 | 9.4302 | 60
2022-04-09 15:00 | 15:00 | 13.44 | 60
2022-04-09 15:30 | 15:30 | 14.8866 | 60
2022-04-09 16:00 | 16:00 | 16 | 60
2022-04-09 16:30 | 16:30 | 17.0812 | 60
2022-04-09 17:00 | 17:00 | 17.9132 | 60
2022-04-09 17:30 | 17:30 | 18.7831 | 60
2022-04-09 18:00 | 18:00 | 19.328 | 60
2022-04-09 18:30 | 18:30 | 18.9097 | 60
2022-04-09 19:00 | 19:00 | 18.1026 | 60
2022-04-09 19:30 | 19:30 | 17.3053 | 60
2022-04-09 20:00 | 20:00 | 16.9156 | 60
2022-04-09 20:30 | 20:30 | 16.1421 | 60
2022-04-09 21:00 | 21:00 | 15.5486 | 60
2022-04-09 21:30 | 21:30 | 14.7187 | 60
2022-04-09 22:00 | 22:00 | 14.1458 | 60
2022-04-09 22:30 | 22:30 | 13.7148 | 60
2022-04-09 23:00 | 23:00 | 12.8415 | 60
2022-04-09 23:30 | 23:30 | 12.1583 | 60
2022-04-10 | 0:00 | 11.3827 | 60
2022-04-10 00:30 | 0:30 | 10.8882 | 60
2022-04-10 01:00 | 1:00 | 10.5339 | 60
2022-04-10 01:30 | 1:30 | 10.2784 | 60
2022-04-10 02:00 | 2:00 | 10.0228 | 60
2022-04-10 02:30 | 2:30 | 9.9193 | 60
2022-04-10 03:00 | 3:00 | 9.7733 | 60
2022-04-10 03:30 | 3:30 | 9.6545 | 60
2022-04-10 04:00 | 4:00 | 9.6231 | 60
2022-04-10 04:30 | 4:30 | 9.6298 | 60
2022-04-10 05:00 | 5:00 | 9.7484 | 60
2022-04-10 05:30 | 5:30 | 9.9889 | 60
2022-04-10 06:00 | 6:00 | 10.1974 | 60
2022-04-10 06:30 | 6:30 | 9.0031 | 60
2022-04-10 07:00 | 7:00 | 7.7695 | 60
2022-04-10 07:30 | 7:30 | 6.4099 | 60
2022-04-10 08:00 | 8:00 | 5.4698 | 60
2022-04-10 08:30 | 8:30 | 4.4521 | 60
2022-04-10 09:00 | 9:00 | 3.763 | 60
2022-04-10 09:30 | 9:30 | 4.1063 | 60
2022-04-10 10:00 | 10:00 | 3.5989 | 60
2022-04-10 10:30 | 10:30 | 2.6577 | 60
2022-04-10 11:00 | 11:00 | 3.4203 | 60
2022-04-10 11:30 | 11:30 | 3.163 | 60
2022-04-10 12:00 | 12:00 | 4.7671 | 60
2022-04-10 12:30 | 12:30 | 4.073 | 60
2022-04-10 13:00 | 13:00 | 4.806 | 60
2022-04-10 13:30 | 13:30 | 7.1868 | 60
2022-04-10 14:00 | 14:00 | 7.6807 | 60
2022-04-10 14:30 | 14:30 | 9.1774 | 60
2022-04-10 15:00 | 15:00 | 10.1031 | 60
2022-04-10 15:30 | 15:30 | 12.2194 | 60
2022-04-10 16:00 | 16:00 | 15.2513 | 60
2022-04-10 16:30 | 16:30 | 18.2152 | 60
2022-04-10 17:00 | 17:00 | 20.0163 | 60
2022-04-10 17:30 | 17:30 | 21.3029 | 60
2022-04-10 18:00 | 18:00 | 21.9102 | 60
2022-04-10 18:30 | 18:30 | 21.4595 | 60
2022-04-10 19:00 | 19:00 | 20.3798 | 60
2022-04-10 19:30 | 19:30 | 19.4846 | 60
2022-04-10 20:00 | 20:00 | 18.6989 | 60
2022-04-10 20:30 | 20:30 | 17.5948 | 60
2022-04-10 21:00 | 21:00 | 16.7486 | 60
2022-04-10 21:30 | 21:30 | 15.5767 | 60
2022-04-10 22:00 | 22:00 | 14.658 | 60
2022-04-10 22:30 | 22:30 | 14.0389 | 60
2022-04-10 23:00 | 23:00 | 12.9519 | 60
2022-04-10 23:30 | 23:30 | 11.998 | 60
2022-04-11 | 0:00 | 11.4066 | 60
2022-04-11 00:30 | 0:30 | 10.8554 | 60
2022-04-11 01:00 | 1:00 | 10.576 | 60
2022-04-11 01:30 | 1:30 | 10.3275 | 60
2022-04-11 02:00 | 2:00 | 10.1901 | 60
2022-04-11 02:30 | 2:30 | 9.9802 | 60
2022-04-11 03:00 | 3:00 | 9.9725 | 60
2022-04-11 03:30 | 3:30 | 9.8314 | 60
2022-04-11 04:00 | 4:00 | 10.0645 | 60
2022-04-11 04:30 | 4:30 | 10.2433 | 60
2022-04-11 05:00 | 5:00 | 10.7907 | 60
2022-04-11 05:30 | 5:30 | 11.277 | 60
2022-04-11 06:00 | 6:00 | 11.6068 | 60
2022-04-11 06:30 | 6:30 | 10.5245 | 60
2022-04-11 07:00 | 7:00 | 8.6272 | 60
2022-04-11 07:30 | 7:30 | 6.8405 | 60
2022-04-11 08:00 | 8:00 | 5.3332 | 60
2022-04-11 08:30 | 8:30 | 4.0949 | 60
2022-04-11 09:00 | 9:00 | 2.9116 | 60
2022-04-11 09:30 | 9:30 | 2.2732 | 60
2022-04-11 10:00 | 10:00 | 1.9443 | 60
2022-04-11 10:30 | 10:30 | 1.8958 | 60
2022-04-11 11:00 | 11:00 | 1.8427 | 60
2022-04-11 11:30 | 11:30 | 2.0917 | 60
2022-04-11 12:00 | 12:00 | 2.3993 | 60
2022-04-11 12:30 | 12:30 | 2.4848 | 60
2022-04-11 13:00 | 13:00 | 3.0762 | 60
2022-04-11 13:30 | 13:30 | 4.8381 | 60
2022-04-11 14:00 | 14:00 | 6.1535 | 60
2022-04-11 14:30 | 14:30 | 8.3085 | 60
2022-04-11 15:00 | 15:00 | 10.9215 | 60
2022-04-11 15:30 | 15:30 | 13.3668 | 60
2022-04-11 16:00 | 16:00 | 15.957 | 60
2022-04-11 16:30 | 16:30 | 18.8861 | 60
2022-04-11 17:00 | 17:00 | 21.0769 | 60
2022-04-11 17:30 | 17:30 | 22.5279 | 60
2022-04-11 18:00 | 18:00 | 23.3737 | 60
2022-04-11 18:30 | 18:30 | 23.0293 | 60
2022-04-11 19:00 | 19:00 | 21.9473 | 60
2022-04-11 19:30 | 19:30 | 20.6649 | 60
2022-04-11 20:00 | 20:00 | 19.7959 | 60
2022-04-11 20:30 | 20:30 | 18.4549 | 60
2022-04-11 21:00 | 21:00 | 17.579 | 60
2022-04-11 21:30 | 21:30 | 16.4023 | 60
2022-04-11 22:00 | 22:00 | 15.2753 | 60
2022-04-11 22:30 | 22:30 | 14.3991 | 60
2022-04-11 23:00 | 23:00 | 13.519 | 60
2022-04-11 23:30 | 23:30 | 12.5211 | 60
2022-04-12 | 0:00 | 11.8708 | 60
2022-04-12 00:30 | 0:30 | 11.37 | 60
2022-04-12 01:00 | 1:00 | 10.9868 | 60
2022-04-12 01:30 | 1:30 | 10.7127 | 60
2022-04-12 02:00 | 2:00 | 10.4859 | 60
2022-04-12 02:30 | 2:30 | 10.4165 | 60
2022-04-12 03:00 | 3:00 | 10.2266 | 60
2022-04-12 03:30 | 3:30 | 10.3388 | 60
2022-04-12 04:00 | 4:00 | 10.4689 | 60
2022-04-12 04:30 | 4:30 | 10.5664 | 60
2022-04-12 05:00 | 5:00 | 11.0071 | 60
2022-04-12 05:30 | 5:30 | 11.299 | 60
2022-04-12 06:00 | 6:00 | 11.7348 | 60
2022-04-12 06:30 | 6:30 | 10.7772 | 60
2022-04-12 07:00 | 7:00 | 9.3308 | 60
2022-04-12 07:30 | 7:30 | 7.118 | 60
2022-04-12 08:00 | 8:00 | 5.9548 | 60
2022-04-12 08:30 | 8:30 | 4.8251 | 60
2022-04-12 09:00 | 9:00 | 3.5785 | 60
2022-04-12 09:30 | 9:30 | 2.6906 | 60
2022-04-12 10:00 | 10:00 | 2.6642 | 60
2022-04-12 10:30 | 10:30 | 4.2067 | 60
2022-04-12 11:00 | 11:00 | 4.4289 | 60
2022-04-12 11:30 | 11:30 | 3.8541 | 60
2022-04-12 12:00 | 12:00 | 4.1311 | 60
2022-04-12 12:30 | 12:30 | 10.1976 | 60
2022-04-12 13:00 | 13:00 | 12.143 | 60
2022-04-12 13:30 | 13:30 | 9.3169 | 60
2022-04-12 14:00 | 14:00 | 5.9415 | 60
2022-04-12 14:30 | 14:30 | 7.9487 | 60
2022-04-12 15:00 | 15:00 | 11.5474 | 60
2022-04-12 15:30 | 15:30 | 13.0775 | 60
2022-04-12 16:00 | 16:00 | 15.9461 | 60
2022-04-12 16:30 | 16:30 | 18.8033 | 60
2022-04-12 17:00 | 17:00 | 20.0082 | 60
2022-04-12 17:30 | 17:30 | 21.2892 | 60
2022-04-12 18:00 | 18:00 | 22.2277 | 60
2022-04-12 18:30 | 18:30 | 21.8594 | 60
2022-04-12 19:00 | 19:00 | 20.7637 | 60
2022-04-12 19:30 | 19:30 | 19.8724 | 60
2022-04-12 20:00 | 20:00 | 19.0905 | 60
2022-04-12 20:30 | 20:30 | 18.062 | 60
2022-04-12 21:00 | 21:00 | 17.2002 | 60
2022-04-12 21:30 | 21:30 | 15.933 | 60
2022-04-12 22:00 | 22:00 | 14.9647 | 60
2022-04-12 22:30 | 22:30 | 14.0178 | 60
2022-04-12 23:00 | 23:00 | 13.1759 | 60
2022-04-12 23:30 | 23:30 | 12.2919 | 60
2022-04-13 | 0:00 | 11.5942 | 60
2022-04-13 00:30 | 0:30 | 10.9961 | 60
2022-04-13 01:00 | 1:00 | 10.6971 | 60
2022-04-13 01:30 | 1:30 | 10.3588 | 60
2022-04-13 02:00 | 2:00 | 10.3096 | 60
2022-04-13 02:30 | 2:30 | 10.1461 | 60
2022-04-13 03:00 | 3:00 | 10.1314 | 60
2022-04-13 03:30 | 3:30 | 10.1496 | 60
2022-04-13 04:00 | 4:00 | 10.455 | 60
2022-04-13 04:30 | 4:30 | 10.6079 | 60
2022-04-13 05:00 | 5:00 | 10.9784 | 60
2022-04-13 05:30 | 5:30 | 11.1212 | 60
2022-04-13 06:00 | 6:00 | 11.5612 | 60
2022-04-13 06:30 | 6:30 | 11.5844 | 60
2022-04-13 07:00 | 7:00 | 9.7042 | 60
2022-04-13 07:30 | 7:30 | 7.2891 | 60
2022-04-13 08:00 | 8:00 | 5.6909 | 60
2022-04-13 08:30 | 8:30 | 4.6166 | 60
2022-04-13 09:00 | 9:00 | 7.3454 | 60
2022-04-13 09:30 | 9:30 | 6.513 | 60
2022-04-13 10:00 | 10:00 | 4.5738 | 60
2022-04-13 10:30 | 10:30 | 2.945 | 60
2022-04-13 11:00 | 11:00 | 4.8001 | 60
2022-04-13 11:30 | 11:30 | 6.1189 | 60
2022-04-13 12:00 | 12:00 | 2.897 | 60
2022-04-13 12:30 | 12:30 | 3.3335 | 60
2022-04-13 13:00 | 13:00 | 5.4079 | 60
2022-04-13 13:30 | 13:30 | 13.9814 | 60
2022-04-13 14:00 | 14:00 | 13.7205 | 60
2022-04-13 14:30 | 14:30 | 13.6151 | 60
2022-04-13 15:00 | 15:00 | 12.5772 | 60
2022-04-13 15:30 | 15:30 | 14.0358 | 60
2022-04-13 16:00 | 16:00 | 13.9951 | 60
2022-04-13 16:30 | 16:30 | 15.7067 | 60
2022-04-13 17:00 | 17:00 | 17.8432 | 60
2022-04-13 17:30 | 17:30 | 19.5847 | 60
2022-04-13 18:00 | 18:00 | 19.8879 | 60
2022-04-13 18:30 | 18:30 | 19.666 | 60
2022-04-13 19:00 | 19:00 | 18.9593 | 60
2022-04-13 19:30 | 19:30 | 18.3593 | 60
2022-04-13 20:00 | 20:00 | 17.655 | 60
2022-04-13 20:30 | 20:30 | 16.7759 | 60
2022-04-13 21:00 | 21:00 | 16.2213 | 60
2022-04-13 21:30 | 21:30 | 15.2735 | 60
2022-04-13 22:00 | 22:00 | 13.9577 | 60
2022-04-13 22:30 | 22:30 | 13.5199 | 60
2022-04-13 23:00 | 23:00 | 12.6643 | 60
2022-04-13 23:30 | 23:30 | 11.6609 | 60
2022-04-14 | 0:00 | 11.055 | 60
2022-04-14 00:30 | 0:30 | 10.6892 | 60
2022-04-14 01:00 | 1:00 | 10.4459 | 60
2022-04-14 01:30 | 1:30 | 10.1356 | 60
2022-04-14 02:00 | 2:00 | 9.9158 | 60
2022-04-14 02:30 | 2:30 | 9.7001 | 60
2022-04-14 03:00 | 3:00 | 9.8143 | 60
2022-04-14 03:30 | 3:30 | 9.7838 | 60
2022-04-14 04:00 | 4:00 | 9.9552 | 60
2022-04-14 04:30 | 4:30 | 10.1745 | 60
2022-04-14 05:00 | 5:00 | 10.5789 | 60
2022-04-14 05:30 | 5:30 | 11.0413 | 60
2022-04-14 06:00 | 6:00 | 11.4598 | 60
2022-04-14 06:30 | 6:30 | 11.7189 | 60
2022-04-14 07:00 | 7:00 | 9.3563 | 60
2022-04-14 07:30 | 7:30 | 6.781 | 60
2022-04-14 08:00 | 8:00 | 5.0205 | 60
2022-04-14 08:30 | 8:30 | 3.6665 | 60
2022-04-14 09:00 | 9:00 | 2.8315 | 60
2022-04-14 09:30 | 9:30 | 2.8636 | 60
2022-04-14 10:00 | 10:00 | 3.2393 | 60
2022-04-14 10:30 | 10:30 | 2.8287 | 60
2022-04-14 11:00 | 11:00 | 3.693 | 60
2022-04-14 11:30 | 11:30 | 4.6703 | 60
2022-04-14 12:00 | 12:00 | 3.1572 | 60
2022-04-14 12:30 | 12:30 | 2.7584 | 60
2022-04-14 13:00 | 13:00 | 3.4117 | 60
2022-04-14 13:30 | 13:30 | 3.2122 | 60
2022-04-14 14:00 | 14:00 | 4.3281 | 60
2022-04-14 14:30 | 14:30 | 3.8664 | 60
2022-04-14 15:00 | 15:00 | 5.9819 | 60
2022-04-14 15:30 | 15:30 | 8.38 | 60
2022-04-14 16:00 | 16:00 | 11.0113 | 60
2022-04-14 16:30 | 16:30 | 13.3493 | 60
2022-04-14 17:00 | 17:00 | 16.5843 | 60
2022-04-14 17:30 | 17:30 | 17.8397 | 60
2022-04-14 18:00 | 18:00 | 18.8442 | 60
2022-04-14 18:30 | 18:30 | 18.6511 | 60
2022-04-14 19:00 | 19:00 | 17.9182 | 60
2022-04-14 19:30 | 19:30 | 17.567 | 60
2022-04-14 20:00 | 20:00 | 17.018 | 60
2022-04-14 20:30 | 20:30 | 16.2046 | 60
2022-04-14 21:00 | 21:00 | 15.7772 | 60
2022-04-14 21:30 | 21:30 | 14.8934 | 60
2022-04-14 22:00 | 22:00 | 14.0462 | 60
2022-04-14 22:30 | 22:30 | 13.6965 | 60
2022-04-14 23:00 | 23:00 | 12.7571 | 60
2022-04-14 23:30 | 23:30 | 11.811 | 60
2022-04-15 | 0:00 | 11.2038 | 60
2022-04-15 00:30 | 0:30 | 10.6498 | 60
2022-04-15 01:00 | 1:00 | 10.3293 | 60
2022-04-15 01:30 | 1:30 | 10.0045 | 60
2022-04-15 02:00 | 2:00 | 9.7873 | 60
2022-04-15 02:30 | 2:30 | 9.6908 | 60
2022-04-15 03:00 | 3:00 | 9.4051 | 60
2022-04-15 03:30 | 3:30 | 9.2965 | 60
2022-04-15 04:00 | 4:00 | 9.3352 | 60
2022-04-15 04:30 | 4:30 | 9.3456 | 60
2022-04-15 05:00 | 5:00 | 9.5344 | 60
2022-04-15 05:30 | 5:30 | 9.665 | 60
2022-04-15 06:00 | 6:00 | 9.937 | 60
2022-04-15 06:30 | 6:30 | 9.7471 | 60
2022-04-15 07:00 | 7:00 | 8.185 | 60
2022-04-15 07:30 | 7:30 | 7.6715 | 60
2022-04-15 08:00 | 8:00 | 6.2914 | 60
2022-04-15 08:30 | 8:30 | 3.775 | 60
2022-04-15 09:00 | 9:00 | 2.9682 | 60
2022-04-15 09:30 | 9:30 | 2.7548 | 60
2022-04-15 10:00 | 10:00 | 2.7651 | 60
2022-04-15 10:30 | 10:30 | 3.9073 | 60
2022-04-15 11:00 | 11:00 | 6.0911 | 60
2022-04-15 11:30 | 11:30 | 3.2248 | 60
2022-04-15 12:00 | 12:00 | 5.365 | 60
2022-04-15 12:30 | 12:30 | 3.2591 | 60
2022-04-15 13:00 | 13:00 | 2.8218 | 60
2022-04-15 13:30 | 13:30 | 4.4499 | 60
2022-04-15 14:00 | 14:00 | 7.6359 | 60
2022-04-15 14:30 | 14:30 | 5.7675 | 60
2022-04-15 15:00 | 15:00 | 9.371 | 60
2022-04-15 15:30 | 15:30 | 12.2486 | 60
2022-04-15 16:00 | 16:00 | 10.7954 | 60
2022-04-15 16:30 | 16:30 | 14.4352 | 60
2022-04-15 17:00 | 17:00 | 16.7879 | 60
2022-04-15 17:30 | 17:30 | 18.077 | 60
2022-04-15 18:00 | 18:00 | 18.3019 | 60
2022-04-15 18:30 | 18:30 | 17.9308 | 60
2022-04-15 19:00 | 19:00 | 17.0561 | 60
2022-04-15 19:30 | 19:30 | 16.6603 | 60
2022-04-15 20:00 | 20:00 | 15.8677 | 60
2022-04-15 20:30 | 20:30 | 15.0806 | 60
2022-04-15 21:00 | 21:00 | 14.7475 | 60
2022-04-15 21:30 | 21:30 | 13.9152 | 60
2022-04-15 22:00 | 22:00 | 13.2243 | 60
2022-04-15 22:30 | 22:30 | 12.7721 | 60
2022-04-15 23:00 | 23:00 | 12.036 | 60
2022-04-15 23:30 | 23:30 | 11.3767 | 60
2022-04-16 | 0:00 | 10.8822 | 60
2022-04-16 00:30 | 0:30 | 10.2619 | 60
2022-04-16 01:00 | 1:00 | 9.989 | 60
2022-04-16 01:30 | 1:30 | 9.8064 | 60
2022-04-16 02:00 | 2:00 | 9.685 | 60
2022-04-16 02:30 | 2:30 | 9.49 | 60
2022-04-16 03:00 | 3:00 | 9.5 | 60
2022-04-16 03:30 | 3:30 | 9.4232 | 60
2022-04-16 04:00 | 4:00 | 9.3592 | 60
2022-04-16 04:30 | 4:30 | 9.412 | 60
2022-04-16 05:00 | 5:00 | 9.7059 | 60
2022-04-16 05:30 | 5:30 | 9.8109 | 60
2022-04-16 06:00 | 6:00 | 10.055 | 60
2022-04-16 06:30 | 6:30 | 10.0482 | 60
2022-04-16 07:00 | 7:00 | 9.3789 | 60
2022-04-16 07:30 | 7:30 | 7.655 | 60
2022-04-16 08:00 | 8:00 | 5.3918 | 60
2022-04-16 08:30 | 8:30 | 4.2488 | 60
2022-04-16 09:00 | 9:00 | 2.9458 | 60
2022-04-16 09:30 | 9:30 | 2.8474 | 60
2022-04-16 10:00 | 10:00 | 3.0221 | 60
2022-04-16 10:30 | 10:30 | 3.4216 | 60
2022-04-16 11:00 | 11:00 | 3.4876 | 60
2022-04-16 11:30 | 11:30 | 3.5819 | 60
2022-04-16 12:00 | 12:00 | 2.6689 | 60
2022-04-16 12:30 | 12:30 | 9.4265 | 60
2022-04-16 13:00 | 13:00 | 8.7337 | 60
2022-04-16 13:30 | 13:30 | 7.2886 | 60
2022-04-16 14:00 | 14:00 | 7.1155 | 60
2022-04-16 14:30 | 14:30 | 9.1542 | 60
2022-04-16 15:00 | 15:00 | 9.2799 | 60
2022-04-16 15:30 | 15:30 | 10.7917 | 60
2022-04-16 16:00 | 16:00 | 14.1346 | 60
2022-04-16 16:30 | 16:30 | 15.277 | 60
2022-04-16 17:00 | 17:00 | 17.224 | 60
2022-04-16 17:30 | 17:30 | 17.9393 | 60
2022-04-16 18:00 | 18:00 | 18.512 | 60
2022-04-16 18:30 | 18:30 | 18.0146 | 60
2022-04-16 19:00 | 19:00 | 17.3569 | 60
2022-04-16 19:30 | 19:30 | 16.6759 | 60
2022-04-16 20:00 | 20:00 | 16.1564 | 60
2022-04-16 20:30 | 20:30 | 15.3358 | 60
2022-04-16 21:00 | 21:00 | 14.9936 | 60
2022-04-16 21:30 | 21:30 | 14.4341 | 60
2022-04-16 22:00 | 22:00 | 13.5288 | 60
2022-04-16 22:30 | 22:30 | 13.1175 | 60
2022-04-16 23:00 | 23:00 | 12.2861 | 60
2022-04-16 23:30 | 23:30 | 11.5978 | 60
2022-04-17 | 0:00 | 10.9386 | 60
2022-04-17 00:30 | 0:30 | 10.5285 | 60
2022-04-17 01:00 | 1:00 | 10.1624 | 60
2022-04-17 01:30 | 1:30 | 9.9504 | 60
2022-04-17 02:00 | 2:00 | 9.7037 | 60
2022-04-17 02:30 | 2:30 | 9.6426 | 60
2022-04-17 03:00 | 3:00 | 9.5719 | 60
2022-04-17 03:30 | 3:30 | 9.4376 | 60
2022-04-17 04:00 | 4:00 | 9.424 | 60
2022-04-17 04:30 | 4:30 | 9.5345 | 60
2022-04-17 05:00 | 5:00 | 9.6213 | 60
2022-04-17 05:30 | 5:30 | 9.7431 | 60
2022-04-17 06:00 | 6:00 | 10.0582 | 60
2022-04-17 06:30 | 6:30 | 9.9778 | 60
2022-04-17 07:00 | 7:00 | 9.7052 | 60
2022-04-17 07:30 | 7:30 | 7.3743 | 60
2022-04-17 08:00 | 8:00 | 8.45 | 60
2022-04-17 08:30 | 8:30 | 7.8313 | 60
2022-04-17 09:00 | 9:00 | 3.7612 | 60
2022-04-17 09:30 | 9:30 | 3.1007 | 60
2022-04-17 10:00 | 10:00 | 2.7467 | 60
2022-04-17 10:30 | 10:30 | 2.9768 | 60
2022-04-17 11:00 | 11:00 | 3.5628 | 60
2022-04-17 11:30 | 11:30 | 5.0265 | 60
2022-04-17 12:00 | 12:00 | 4.9235 | 60
2022-04-17 12:30 | 12:30 | 3.8336 | 60
2022-04-17 13:00 | 13:00 | 2.6286 | 60
2022-04-17 13:30 | 13:30 | 8.8167 | 60
2022-04-17 14:00 | 14:00 | 11.3013 | 60
2022-04-17 14:30 | 14:30 | 11.8276 | 60
2022-04-17 15:00 | 15:00 | 12.7359 | 60
2022-04-17 15:30 | 15:30 | 12.831 | 60
2022-04-17 16:00 | 16:00 | 12.4036 | 60
2022-04-17 16:30 | 16:30 | 14.9929 | 60
2022-04-17 17:00 | 17:00 | 16.8659 | 60
2022-04-17 17:30 | 17:30 | 18.0694 | 60
2022-04-17 18:00 | 18:00 | 18.5267 | 60
2022-04-17 18:30 | 18:30 | 18.3262 | 60
2022-04-17 19:00 | 19:00 | 17.5036 | 60
2022-04-17 19:30 | 19:30 | 16.8847 | 60
2022-04-17 20:00 | 20:00 | 16.3481 | 60
2022-04-17 20:30 | 20:30 | 15.5226 | 60
2022-04-17 21:00 | 21:00 | 14.9465 | 60
2022-04-17 21:30 | 21:30 | 14.2287 | 60
2022-04-17 22:00 | 22:00 | 13.5074 | 60
2022-04-17 22:30 | 22:30 | 13.0961 | 60
2022-04-17 23:00 | 23:00 | 12.3069 | 60
2022-04-17 23:30 | 23:30 | 11.5626 | 60
2022-04-18 | 0:00 | 11.1143 | 60
2022-04-18 00:30 | 0:30 | 10.4984 | 60
2022-04-18 01:00 | 1:00 | 10.2487 | 60
2022-04-18 01:30 | 1:30 | 9.9237 | 60
2022-04-18 02:00 | 2:00 | 9.6925 | 60
2022-04-18 02:30 | 2:30 | 9.6758 | 60
2022-04-18 03:00 | 3:00 | 9.6064 | 60
2022-04-18 03:30 | 3:30 | 9.5804 | 60
2022-04-18 04:00 | 4:00 | 9.6001 | 60
2022-04-18 04:30 | 4:30 | 9.5274 | 60
2022-04-18 05:00 | 5:00 | 9.6575 | 60
2022-04-18 05:30 | 5:30 | 9.7208 | 60
2022-04-18 06:00 | 6:00 | 9.9932 | 60
2022-04-18 06:30 | 6:30 | 9.6241 | 60
2022-04-18 07:00 | 7:00 | 8.2424 | 60
2022-04-18 07:30 | 7:30 | 6.3733 | 60
2022-04-18 08:00 | 8:00 | 4.9242 | 60
2022-04-18 08:30 | 8:30 | 3.873 | 60
2022-04-18 09:00 | 9:00 | 3.8318 | 60
2022-04-18 09:30 | 9:30 | 5.4569 | 60
2022-04-18 10:00 | 10:00 | 3.1889 | 60
2022-04-18 10:30 | 10:30 | 5.3419 | 60
2022-04-18 11:00 | 11:00 | 3.5496 | 60
2022-04-18 11:30 | 11:30 | 3.9969 | 60
2022-04-18 12:00 | 12:00 | 3.9363 | 60
2022-04-18 12:30 | 12:30 | 4.0536 | 60
2022-04-18 13:00 | 13:00 | 4.1283 | 60
2022-04-18 13:30 | 13:30 | 3.3936 | 60
2022-04-18 14:00 | 14:00 | 6.5179 | 60
2022-04-18 14:30 | 14:30 | 5.7761 | 60
2022-04-18 15:00 | 15:00 | 8.1905 | 60
2022-04-18 15:30 | 15:30 | 10.9801 | 60
2022-04-18 16:00 | 16:00 | 13.7235 | 60
2022-04-18 16:30 | 16:30 | 16.8134 | 60
2022-04-18 17:00 | 17:00 | 19.6938 | 60
2022-04-18 17:30 | 17:30 | 21.3979 | 60
2022-04-18 18:00 | 18:00 | 21.9107 | 60
2022-04-18 18:30 | 18:30 | 21.2202 | 60
2022-04-18 19:00 | 19:00 | 20.0266 | 60
2022-04-18 19:30 | 19:30 | 18.9818 | 60
2022-04-18 20:00 | 20:00 | 18.4569 | 60
2022-04-18 20:30 | 20:30 | 17.1637 | 60
2022-04-18 21:00 | 21:00 | 16.3495 | 60
2022-04-18 21:30 | 21:30 | 15.036 | 60
2022-04-18 22:00 | 22:00 | 13.929 | 60
2022-04-18 22:30 | 22:30 | 13.2519 | 60
2022-04-18 23:00 | 23:00 | 12.4109 | 60
2022-04-18 23:30 | 23:30 | 11.608 | 60
2022-04-19 | 0:00 | 10.9267 | 60
2022-04-19 00:30 | 0:30 | 10.3901 | 60
2022-04-19 01:00 | 1:00 | 10.1458 | 60
2022-04-19 01:30 | 1:30 | 9.8525 | 60
2022-04-19 02:00 | 2:00 | 9.7845 | 60
2022-04-19 02:30 | 2:30 | 9.6938 | 60
2022-04-19 03:00 | 3:00 | 9.8049 | 60
2022-04-19 03:30 | 3:30 | 9.6745 | 60
2022-04-19 04:00 | 4:00 | 9.9877 | 60
2022-04-19 04:30 | 4:30 | 10.142 | 60
2022-04-19 05:00 | 5:00 | 10.7574 | 60
2022-04-19 05:30 | 5:30 | 11.1791 | 60
2022-04-19 06:00 | 6:00 | 11.9429 | 60
2022-04-19 06:30 | 6:30 | 11.4672 | 60
2022-04-19 07:00 | 7:00 | 9.7832 | 60
2022-04-19 07:30 | 7:30 | 7.6168 | 60
2022-04-19 08:00 | 8:00 | 5.5649 | 60
2022-04-19 08:30 | 8:30 | 3.8498 | 60
2022-04-19 09:00 | 9:00 | 2.8865 | 60
2022-04-19 09:30 | 9:30 | 2.5191 | 60
2022-04-19 10:00 | 10:00 | 2.8857 | 60
2022-04-19 10:30 | 10:30 | 2.2744 | 60
2022-04-19 11:00 | 11:00 | 2.4069 | 60
2022-04-19 11:30 | 11:30 | 2.0938 | 60
2022-04-19 12:00 | 12:00 | 2.0981 | 60
2022-04-19 12:30 | 12:30 | 2.4521 | 60
2022-04-19 13:00 | 13:00 | 3.0345 | 60
2022-04-19 13:30 | 13:30 | 5.2465 | 60
2022-04-19 14:00 | 14:00 | 6.2515 | 60
2022-04-19 14:30 | 14:30 | 7.931 | 60
2022-04-19 15:00 | 15:00 | 8.278 | 60
2022-04-19 15:30 | 15:30 | 11.1388 | 60
2022-04-19 16:00 | 16:00 | 14.2371 | 60
2022-04-19 16:30 | 16:30 | 16.3383 | 60
2022-04-19 17:00 | 17:00 | 18.7643 | 60
2022-04-19 17:30 | 17:30 | 20.5875 | 60
2022-04-19 18:00 | 18:00 | 21.3563 | 60
2022-04-19 18:30 | 18:30 | 21.1077 | 60
2022-04-19 19:00 | 19:00 | 19.8447 | 60
2022-04-19 19:30 | 19:30 | 18.9022 | 60
2022-04-19 20:00 | 20:00 | 18.2815 | 60
2022-04-19 20:30 | 20:30 | 17.4339 | 60
2022-04-19 21:00 | 21:00 | 16.2744 | 60
2022-04-19 21:30 | 21:30 | 15.0706 | 60
2022-04-19 22:00 | 22:00 | 13.9497 | 60
2022-04-19 22:30 | 22:30 | 13.1091 | 60
2022-04-19 23:00 | 23:00 | 12.1356 | 60
2022-04-19 23:30 | 23:30 | 11.4241 | 60
2022-04-20 | 0:00 | 10.8014 | 60
2022-04-20 00:30 | 0:30 | 10.3467 | 60
2022-04-20 01:00 | 1:00 | 10.0331 | 60
2022-04-20 01:30 | 1:30 | 9.8634 | 60
2022-04-20 02:00 | 2:00 | 9.701 | 60
2022-04-20 02:30 | 2:30 | 9.6138 | 60
2022-04-20 03:00 | 3:00 | 9.6613 | 60
2022-04-20 03:30 | 3:30 | 9.5462 | 60
2022-04-20 04:00 | 4:00 | 9.8561 | 60
2022-04-20 04:30 | 4:30 | 10.2914 | 60
2022-04-20 05:00 | 5:00 | 10.8626 | 60
2022-04-20 05:30 | 5:30 | 11.2193 | 60
2022-04-20 06:00 | 6:00 | 11.9683 | 60
2022-04-20 06:30 | 6:30 | 11.4402 | 60
2022-04-20 07:00 | 7:00 | 10.1273 | 60
2022-04-20 07:30 | 7:30 | 8.0036 | 60
2022-04-20 08:00 | 8:00 | 6.0118 | 60
2022-04-20 08:30 | 8:30 | 4.464 | 60
2022-04-20 09:00 | 9:00 | 3.1194 | 60
2022-04-20 09:30 | 9:30 | 2.3376 | 60
2022-04-20 10:00 | 10:00 | 2.156 | 60
2022-04-20 10:30 | 10:30 | 2.261 | 60
2022-04-20 11:00 | 11:00 | 2.2147 | 60
2022-04-20 11:30 | 11:30 | 2.1132 | 60
2022-04-20 12:00 | 12:00 | 1.707 | 60
2022-04-20 12:30 | 12:30 | 1.863 | 60
2022-04-20 13:00 | 13:00 | 2.7724 | 60
2022-04-20 13:30 | 13:30 | 4.2676 | 60
2022-04-20 14:00 | 14:00 | 6.5719 | 60
2022-04-20 14:30 | 14:30 | 8.7505 | 60
2022-04-20 15:00 | 15:00 | 11.3855 | 60
2022-04-20 15:30 | 15:30 | 14.3442 | 60
2022-04-20 16:00 | 16:00 | 17.3811 | 60
2022-04-20 16:30 | 16:30 | 20.1665 | 60
2022-04-20 17:00 | 17:00 | 22.0194 | 60
2022-04-20 17:30 | 17:30 | 23.0714 | 60
2022-04-20 18:00 | 18:00 | 23.7492 | 60
2022-04-20 18:30 | 18:30 | 23.5396 | 60
2022-04-20 19:00 | 19:00 | 22.2167 | 60
2022-04-20 19:30 | 19:30 | 20.9438 | 60
2022-04-20 20:00 | 20:00 | 20.02 | 60
2022-04-20 20:30 | 20:30 | 18.8332 | 60
2022-04-20 21:00 | 21:00 | 17.6839 | 60
2022-04-20 21:30 | 21:30 | 16.3424 | 60
2022-04-20 22:00 | 22:00 | 15.0061 | 60
2022-04-20 22:30 | 22:30 | 14.0333 | 60
2022-04-20 23:00 | 23:00 | 13.0528 | 60
2022-04-20 23:30 | 23:30 | 12.0263 | 60
2022-04-21 | 0:00 | 11.278 | 60
2022-04-21 00:30 | 0:30 | 10.9259 | 60
2022-04-21 01:00 | 1:00 | 10.6189 | 60
2022-04-21 01:30 | 1:30 | 10.3187 | 60
2022-04-21 02:00 | 2:00 | 10.0436 | 60
2022-04-21 02:30 | 2:30 | 9.9033 | 60
2022-04-21 03:00 | 3:00 | 9.8305 | 60
2022-04-21 03:30 | 3:30 | 9.7925 | 60
2022-04-21 04:00 | 4:00 | 10.0689 | 60
2022-04-21 04:30 | 4:30 | 10.382 | 60
2022-04-21 05:00 | 5:00 | 10.8961 | 60
2022-04-21 05:30 | 5:30 | 11.3463 | 60
2022-04-21 06:00 | 6:00 | 11.9904 | 60
2022-04-21 06:30 | 6:30 | 12.4604 | 60
2022-04-21 07:00 | 7:00 | 11.3596 | 60
2022-04-21 07:30 | 7:30 | 9.2054 | 60
2022-04-21 08:00 | 8:00 | 7.1575 | 60
2022-04-21 08:30 | 8:30 | 4.9464 | 60
2022-04-21 09:00 | 9:00 | 3.4134 | 60
2022-04-21 09:30 | 9:30 | 2.5453 | 60
2022-04-21 10:00 | 10:00 | 2.343 | 60
2022-04-21 10:30 | 10:30 | 2.2441 | 60
2022-04-21 11:00 | 11:00 | 2.1789 | 60
2022-04-21 11:30 | 11:30 | 2.0651 | 60
2022-04-21 12:00 | 12:00 | 3.0992 | 60
2022-04-21 12:30 | 12:30 | 2.4297 | 60
2022-04-21 13:00 | 13:00 | 2.5556 | 60
2022-04-21 13:30 | 13:30 | 4.4505 | 60
2022-04-21 14:00 | 14:00 | 5.4353 | 60
2022-04-21 14:30 | 14:30 | 9.0244 | 60
2022-04-21 15:00 | 15:00 | 11.4723 | 60
2022-04-21 15:30 | 15:30 | 11.6375 | 60
2022-04-21 16:00 | 16:00 | 13.7528 | 60
2022-04-21 16:30 | 16:30 | 16.0693 | 60
2022-04-21 17:00 | 17:00 | 18.4792 | 60
2022-04-21 17:30 | 17:30 | 19.9638 | 60
2022-04-21 18:00 | 18:00 | 20.571 | 60
2022-04-21 18:30 | 18:30 | 20.2448 | 60
2022-04-21 19:00 | 19:00 | 19.5575 | 60
2022-04-21 19:30 | 19:30 | 18.7773 | 60
2022-04-21 20:00 | 20:00 | 18.1742 | 60
2022-04-21 20:30 | 20:30 | 17.1591 | 60
2022-04-21 21:00 | 21:00 | 16.6006 | 60
2022-04-21 21:30 | 21:30 | 15.3259 | 60
2022-04-21 22:00 | 22:00 | 14.2719 | 60
2022-04-21 22:30 | 22:30 | 13.4706 | 60
2022-04-21 23:00 | 23:00 | 12.52 | 60
2022-04-21 23:30 | 23:30 | 11.6532 | 60
2022-04-22 | 0:00 | 11.0021 | 60
2022-04-22 00:30 | 0:30 | 10.5394 | 60
2022-04-22 01:00 | 1:00 | 10.2209 | 60
2022-04-22 01:30 | 1:30 | 9.9783 | 60
2022-04-22 02:00 | 2:00 | 9.7945 | 60
2022-04-22 02:30 | 2:30 | 9.7698 | 60
2022-04-22 03:00 | 3:00 | 9.7738 | 60
2022-04-22 03:30 | 3:30 | 9.7586 | 60
2022-04-22 04:00 | 4:00 | 10.0077 | 60
2022-04-22 04:30 | 4:30 | 10.2662 | 60
2022-04-22 05:00 | 5:00 | 10.8292 | 60
2022-04-22 05:30 | 5:30 | 11.284 | 60
2022-04-22 06:00 | 6:00 | 11.9617 | 60
2022-04-22 06:30 | 6:30 | 12.7503 | 60
2022-04-22 07:00 | 7:00 | 13.3761 | 60
2022-04-22 07:30 | 7:30 | 12.4871 | 60
2022-04-22 08:00 | 8:00 | 12.2504 | 60
2022-04-22 08:30 | 8:30 | 11.3262 | 60
2022-04-22 09:00 | 9:00 | 9.0612 | 60
2022-04-22 09:30 | 9:30 | 6.3803 | 60
2022-04-22 10:00 | 10:00 | 6.6691 | 60
2022-04-22 10:30 | 10:30 | 3.7439 | 60
2022-04-22 11:00 | 11:00 | 2.6653 | 60
2022-04-22 11:30 | 11:30 | 2.5816 | 60
2022-04-22 12:00 | 12:00 | 3.281 | 60
2022-04-22 12:30 | 12:30 | 4.2763 | 60
2022-04-22 13:00 | 13:00 | 4.0147 | 60
2022-04-22 13:30 | 13:30 | 4.318 | 60
2022-04-22 14:00 | 14:00 | 6.0149 | 60
2022-04-22 14:30 | 14:30 | 8.2659 | 60
2022-04-22 15:00 | 15:00 | 10.3077 | 60
2022-04-22 15:30 | 15:30 | 12.8997 | 60
2022-04-22 16:00 | 16:00 | 14.3756 | 60
2022-04-22 16:30 | 16:30 | 15.9921 | 60
2022-04-22 17:00 | 17:00 | 17.7964 | 60
2022-04-22 17:30 | 17:30 | 18.9698 | 60
2022-04-22 18:00 | 18:00 | 19.3615 | 60
2022-04-22 18:30 | 18:30 | 19.0451 | 60
2022-04-22 19:00 | 19:00 | 18.4021 | 60
2022-04-22 19:30 | 19:30 | 17.7932 | 60
2022-04-22 20:00 | 20:00 | 17.1854 | 60
2022-04-22 20:30 | 20:30 | 16.2965 | 60
2022-04-22 21:00 | 21:00 | 15.7044 | 60
2022-04-22 21:30 | 21:30 | 14.9611 | 60
2022-04-22 22:00 | 22:00 | 14.4042 | 60
2022-04-22 22:30 | 22:30 | 13.6294 | 60
2022-04-22 23:00 | 23:00 | 12.981 | 60
2022-04-22 23:30 | 23:30 | 11.794 | 60
2022-04-23 | 0:00 | 11.3312 | 60
2022-04-23 00:30 | 0:30 | 10.7488 | 60
2022-04-23 01:00 | 1:00 | 10.5186 | 60
2022-04-23 01:30 | 1:30 | 10.1637 | 60
2022-04-23 02:00 | 2:00 | 10.0898 | 60
2022-04-23 02:30 | 2:30 | 9.9488 | 60
2022-04-23 03:00 | 3:00 | 9.888 | 60
2022-04-23 03:30 | 3:30 | 9.8457 | 60
2022-04-23 04:00 | 4:00 | 9.9319 | 60
2022-04-23 04:30 | 4:30 | 9.996 | 60
2022-04-23 05:00 | 5:00 | 10.1016 | 60
2022-04-23 05:30 | 5:30 | 10.182 | 60
2022-04-23 06:00 | 6:00 | 10.6432 | 60
2022-04-23 06:30 | 6:30 | 9.9106 | 60
2022-04-23 07:00 | 7:00 | 9.3585 | 60
2022-04-23 07:30 | 7:30 | 10.5155 | 60
2022-04-23 08:00 | 8:00 | 11.1388 | 60
2022-04-23 08:30 | 8:30 | 8.6834 | 60
2022-04-23 09:00 | 9:00 | 11.4358 | 60
2022-04-23 09:30 | 9:30 | 8.4306 | 60
2022-04-23 10:00 | 10:00 | 11.7048 | 60
2022-04-23 10:30 | 10:30 | 11.0342 | 60
2022-04-23 11:00 | 11:00 | 9.3411 | 60
2022-04-23 11:30 | 11:30 | 5.7457 | 60
2022-04-23 12:00 | 12:00 | 8.6442 | 60
2022-04-23 12:30 | 12:30 | 7.4648 | 60
2022-04-23 13:00 | 13:00 | 8.6821 | 60
2022-04-23 13:30 | 13:30 | 8.9733 | 60
2022-04-23 14:00 | 14:00 | 11.132 | 60
2022-04-23 14:30 | 14:30 | 7.716 | 60
2022-04-23 15:00 | 15:00 | 12.5246 | 60
2022-04-23 15:30 | 15:30 | 13.4697 | 60
2022-04-23 16:00 | 16:00 | 13.7983 | 60
2022-04-23 16:30 | 16:30 | 16.0918 | 60
2022-04-23 17:00 | 17:00 | 17.7718 | 60
2022-04-23 17:30 | 17:30 | 18.6687 | 60
2022-04-23 18:00 | 18:00 | 18.558 | 60
2022-04-23 18:30 | 18:30 | 18.5212 | 60
2022-04-23 19:00 | 19:00 | 17.6467 | 60
2022-04-23 19:30 | 19:30 | 17.0247 | 60
2022-04-23 20:00 | 20:00 | 16.3932 | 60
2022-04-23 20:30 | 20:30 | 15.5953 | 60
2022-04-23 21:00 | 21:00 | 15.0945 | 60
2022-04-23 21:30 | 21:30 | 14.2994 | 60
2022-04-23 22:00 | 22:00 | 13.5872 | 60
2022-04-23 22:30 | 22:30 | 13.1041 | 60
2022-04-23 23:00 | 23:00 | 12.4027 | 60
2022-04-23 23:30 | 23:30 | 11.7676 | 60
2022-04-24 | 0:00 | 10.9706 | 60
2022-04-24 00:30 | 0:30 | 10.4588 | 60
2022-04-24 01:00 | 1:00 | 10.2141 | 60
2022-04-24 01:30 | 1:30 | 9.8605 | 60
2022-04-24 02:00 | 2:00 | 9.6761 | 60
2022-04-24 02:30 | 2:30 | 9.5977 | 60
2022-04-24 03:00 | 3:00 | 9.3709 | 60
2022-04-24 03:30 | 3:30 | 9.3096 | 60
2022-04-24 04:00 | 4:00 | 9.282 | 60
2022-04-24 04:30 | 4:30 | 9.4259 | 60
2022-04-24 05:00 | 5:00 | 9.5462 | 60
2022-04-24 05:30 | 5:30 | 9.8086 | 60
2022-04-24 06:00 | 6:00 | 10.0165 | 60
2022-04-24 06:30 | 6:30 | 10.0888 | 60
2022-04-24 07:00 | 7:00 | 10.9366 | 60
2022-04-24 07:30 | 7:30 | 10.1976 | 60
2022-04-24 08:00 | 8:00 | 9.7359 | 60
2022-04-24 08:30 | 8:30 | 7.2422 | 60
2022-04-24 09:00 | 9:00 | 7.2388 | 60
2022-04-24 09:30 | 9:30 | 4.7352 | 60
2022-04-24 10:00 | 10:00 | 5.4748 | 60
2022-04-24 10:30 | 10:30 | 4.7837 | 60
2022-04-24 11:00 | 11:00 | 4.4672 | 60
2022-04-24 11:30 | 11:30 | 6.394 | 60
2022-04-24 12:00 | 12:00 | 3.0931 | 60
2022-04-24 12:30 | 12:30 | 4.6488 | 60
2022-04-24 13:00 | 13:00 | 6.653 | 60
2022-04-24 13:30 | 13:30 | 6.4668 | 60
2022-04-24 14:00 | 14:00 | 7.8105 | 60
2022-04-24 14:30 | 14:30 | 6.9955 | 60
2022-04-24 15:00 | 15:00 | 10.0363 | 60
2022-04-24 15:30 | 15:30 | 10.2117 | 60
2022-04-24 16:00 | 16:00 | 14.0395 | 60
2022-04-24 16:30 | 16:30 | 16.2338 | 60
2022-04-24 17:00 | 17:00 | 18.0947 | 60
2022-04-24 17:30 | 17:30 | 19.1461 | 60
2022-04-24 18:00 | 18:00 | 19.426 | 60
2022-04-24 18:30 | 18:30 | 18.534 | 60
2022-04-24 19:00 | 19:00 | 17.5943 | 60
2022-04-24 19:30 | 19:30 | 16.9133 | 60
2022-04-24 20:00 | 20:00 | 16.4255 | 60
2022-04-24 20:30 | 20:30 | 15.6481 | 60
2022-04-24 21:00 | 21:00 | 15.0153 | 60
2022-04-24 21:30 | 21:30 | 14.2579 | 60
2022-04-24 22:00 | 22:00 | 13.6357 | 60
2022-04-24 22:30 | 22:30 | 13.0722 | 60
2022-04-24 23:00 | 23:00 | 12.3313 | 60
2022-04-24 23:30 | 23:30 | 11.399 | 60
2022-04-25 | 0:00 | 10.8857 | 60
2022-04-25 00:30 | 0:30 | 10.4942 | 60
2022-04-25 01:00 | 1:00 | 10.0552 | 60
2022-04-25 01:30 | 1:30 | 9.8567 | 60
2022-04-25 02:00 | 2:00 | 9.4857 | 60
2022-04-25 02:30 | 2:30 | 9.4275 | 60
2022-04-25 03:00 | 3:00 | 9.3049 | 60
2022-04-25 03:30 | 3:30 | 9.3838 | 60
2022-04-25 04:00 | 4:00 | 9.3223 | 60
2022-04-25 04:30 | 4:30 | 9.3884 | 60
2022-04-25 05:00 | 5:00 | 9.4254 | 60
2022-04-25 05:30 | 5:30 | 9.7107 | 60
2022-04-25 06:00 | 6:00 | 10.0259 | 60
2022-04-25 06:30 | 6:30 | 10.0201 | 60
2022-04-25 07:00 | 7:00 | 8.946 | 60
2022-04-25 07:30 | 7:30 | 9.081 | 60
2022-04-25 08:00 | 8:00 | 11.216 | 60
2022-04-25 08:30 | 8:30 | 11.3298 | 60
2022-04-25 09:00 | 9:00 | 12.4865 | 60
2022-04-25 09:30 | 9:30 | 11.0594 | 60
2022-04-25 10:00 | 10:00 | 10.6058 | 60
2022-04-25 10:30 | 10:30 | 6.8077 | 60
2022-04-25 11:00 | 11:00 | 11.0274 | 60
2022-04-25 11:30 | 11:30 | 7.1491 | 60
2022-04-25 12:00 | 12:00 | 6.5358 | 60
2022-04-25 12:30 | 12:30 | 8.6705 | 60
2022-04-25 13:00 | 13:00 | 10.8364 | 60
2022-04-25 13:30 | 13:30 | 8.0354 | 60
2022-04-25 14:00 | 14:00 | 10.7268 | 60
2022-04-25 14:30 | 14:30 | 13.4165 | 60
2022-04-25 15:00 | 15:00 | 14.9479 | 60
2022-04-25 15:30 | 15:30 | 14.3188 | 60
2022-04-25 16:00 | 16:00 | 15.2297 | 60
2022-04-25 16:30 | 16:30 | 17.2874 | 60
2022-04-25 17:00 | 17:00 | 19.3244 | 60
2022-04-25 17:30 | 17:30 | 20.6916 | 60
2022-04-25 18:00 | 18:00 | 20.6164 | 60
2022-04-25 18:30 | 18:30 | 20.0114 | 60
2022-04-25 19:00 | 19:00 | 19.0194 | 60
2022-04-25 19:30 | 19:30 | 18.3141 | 60
2022-04-25 20:00 | 20:00 | 17.4366 | 60
2022-04-25 20:30 | 20:30 | 16.2475 | 60
2022-04-25 21:00 | 21:00 | 15.5153 | 60
2022-04-25 21:30 | 21:30 | 14.4419 | 60
2022-04-25 22:00 | 22:00 | 13.4357 | 60
2022-04-25 22:30 | 22:30 | 12.7132 | 60
2022-04-25 23:00 | 23:00 | 11.8562 | 60
2022-04-25 23:30 | 23:30 | 11.2299 | 60
2022-04-26 | 0:00 | 10.4845 | 60
2022-04-26 00:30 | 0:30 | 10.0759 | 60
2022-04-26 01:00 | 1:00 | 9.822 | 60
2022-04-26 01:30 | 1:30 | 9.5961 | 60
2022-04-26 02:00 | 2:00 | 9.4242 | 60
2022-04-26 02:30 | 2:30 | 9.3515 | 60
2022-04-26 03:00 | 3:00 | 9.2656 | 60
2022-04-26 03:30 | 3:30 | 9.3328 | 60
2022-04-26 04:00 | 4:00 | 9.6298 | 60
2022-04-26 04:30 | 4:30 | 10.1499 | 60
2022-04-26 05:00 | 5:00 | 10.7011 | 60
2022-04-26 05:30 | 5:30 | 11.1804 | 60
2022-04-26 06:00 | 6:00 | 12.107 | 60
2022-04-26 06:30 | 6:30 | 12.9915 | 60
2022-04-26 07:00 | 7:00 | 13.003 | 60
2022-04-26 07:30 | 7:30 | 13.0456 | 60
2022-04-26 08:00 | 8:00 | 12.9103 | 60
2022-04-26 08:30 | 8:30 | 12.2429 | 60
2022-04-26 09:00 | 9:00 | 10.4255 | 60
2022-04-26 09:30 | 9:30 | 10.7389 | 60
2022-04-26 10:00 | 10:00 | 10.3874 | 60
2022-04-26 10:30 | 10:30 | 7.9391 | 60
2022-04-26 11:00 | 11:00 | 10.8234 | 60
2022-04-26 11:30 | 11:30 | 10.5309 | 60
2022-04-26 12:00 | 12:00 | 9.8889 | 60
2022-04-26 12:30 | 12:30 | 9.8724 | 60
2022-04-26 13:00 | 13:00 | 9.5503 | 60
2022-04-26 13:30 | 13:30 | 10.0475 | 60
2022-04-26 14:00 | 14:00 | 10.7477 | 60
2022-04-26 14:30 | 14:30 | 11.1778 | 60
2022-04-26 15:00 | 15:00 | 12.1281 | 60
2022-04-26 15:30 | 15:30 | 12.373 | 60
2022-04-26 16:00 | 16:00 | 13.9471 | 60
2022-04-26 16:30 | 16:30 | 16.5563 | 60
2022-04-26 17:00 | 17:00 | 18.6502 | 60
2022-04-26 17:30 | 17:30 | 20.3252 | 60
2022-04-26 18:00 | 18:00 | 20.622 | 60
2022-04-26 18:30 | 18:30 | 20.2846 | 60
2022-04-26 19:00 | 19:00 | 19.3916 | 60
2022-04-26 19:30 | 19:30 | 18.7462 | 60
2022-04-26 20:00 | 20:00 | 17.9806 | 60
2022-04-26 20:30 | 20:30 | 16.8899 | 60
2022-04-26 21:00 | 21:00 | 15.9333 | 60
2022-04-26 21:30 | 21:30 | 14.951 | 60
2022-04-26 22:00 | 22:00 | 13.696 | 60
2022-04-26 22:30 | 22:30 | 12.8863 | 60
2022-04-26 23:00 | 23:00 | 12.0256 | 60
2022-04-26 23:30 | 23:30 | 11.2592 | 60
2022-04-27 | 0:00 | 10.6374 | 60
2022-04-27 00:30 | 0:30 | 10.1534 | 60
2022-04-27 01:00 | 1:00 | 9.8745 | 60
2022-04-27 01:30 | 1:30 | 9.6902 | 60
2022-04-27 02:00 | 2:00 | 9.5637 | 60
2022-04-27 02:30 | 2:30 | 9.3195 | 60
2022-04-27 03:00 | 3:00 | 9.2296 | 60
2022-04-27 03:30 | 3:30 | 9.3694 | 60
2022-04-27 04:00 | 4:00 | 9.5653 | 60
2022-04-27 04:30 | 4:30 | 9.9316 | 60
2022-04-27 05:00 | 5:00 | 10.6192 | 60
2022-04-27 05:30 | 5:30 | 11.3498 | 60
2022-04-27 06:00 | 6:00 | 12.2407 | 60
2022-04-27 06:30 | 6:30 | 12.8665 | 60
2022-04-27 07:00 | 7:00 | 11.0262 | 60
2022-04-27 07:30 | 7:30 | 9.6221 | 60
2022-04-27 08:00 | 8:00 | 9.7403 | 60
2022-04-27 08:30 | 8:30 | 6.3433 | 60
2022-04-27 09:00 | 9:00 | 5.9723 | 60
2022-04-27 09:30 | 9:30 | 6.2767 | 60
2022-04-27 10:00 | 10:00 | 2.9286 | 60
2022-04-27 10:30 | 10:30 | 2.5 | 60
2022-04-27 11:00 | 11:00 | 3.8219 | 60
2022-04-27 11:30 | 11:30 | 6.0934 | 60
2022-04-27 12:00 | 12:00 | 5.7421 | 60
2022-04-27 12:30 | 12:30 | 3.5532 | 60
2022-04-27 13:00 | 13:00 | 2.9121 | 60
2022-04-27 13:30 | 13:30 | 4.1243 | 60
2022-04-27 14:00 | 14:00 | 5.0948 | 60
2022-04-27 14:30 | 14:30 | 6.4063 | 60
2022-04-27 15:00 | 15:00 | 7.8205 | 60
2022-04-27 15:30 | 15:30 | 10.1796 | 60
2022-04-27 16:00 | 16:00 | 13.3694 | 60
2022-04-27 16:30 | 16:30 | 16.0619 | 60
2022-04-27 17:00 | 17:00 | 18.1955 | 60
2022-04-27 17:30 | 17:30 | 19.9778 | 60
2022-04-27 18:00 | 18:00 | 20.6241 | 60
2022-04-27 18:30 | 18:30 | 20.5979 | 60
2022-04-27 19:00 | 19:00 | 19.7106 | 60
2022-04-27 19:30 | 19:30 | 18.9972 | 60
2022-04-27 20:00 | 20:00 | 18.2773 | 60
2022-04-27 20:30 | 20:30 | 17.2786 | 60
2022-04-27 21:00 | 21:00 | 16.3736 | 60
2022-04-27 21:30 | 21:30 | 15.2737 | 60
2022-04-27 22:00 | 22:00 | 13.9551 | 60
2022-04-27 22:30 | 22:30 | 13.1893 | 60
2022-04-27 23:00 | 23:00 | 12.3397 | 60
2022-04-27 23:30 | 23:30 | 11.4166 | 60
2022-04-28 | 0:00 | 10.8534 | 60
2022-04-28 00:30 | 0:30 | 10.3621 | 60
2022-04-28 01:00 | 1:00 | 10.0709 | 60
2022-04-28 01:30 | 1:30 | 9.8306 | 60
2022-04-28 02:00 | 2:00 | 9.7703 | 60
2022-04-28 02:30 | 2:30 | 9.4953 | 60
2022-04-28 03:00 | 3:00 | 9.4913 | 60
2022-04-28 03:30 | 3:30 | 9.5051 | 60
2022-04-28 04:00 | 4:00 | 9.7467 | 60
2022-04-28 04:30 | 4:30 | 10.1174 | 60
2022-04-28 05:00 | 5:00 | 10.7533 | 60
2022-04-28 05:30 | 5:30 | 11.2909 | 60
2022-04-28 06:00 | 6:00 | 12.3727 | 60
2022-04-28 06:30 | 6:30 | 12.6323 | 60
2022-04-28 07:00 | 7:00 | 12.7489 | 60
2022-04-28 07:30 | 7:30 | 13.1752 | 60
2022-04-28 08:00 | 8:00 | 12.0324 | 60
2022-04-28 08:30 | 8:30 | 9.041 | 60
2022-04-28 09:00 | 9:00 | 7.4077 | 60
2022-04-28 09:30 | 9:30 | 3.8061 | 60
2022-04-28 10:00 | 10:00 | 5.6848 | 60
2022-04-28 10:30 | 10:30 | 5.4915 | 60
2022-04-28 11:00 | 11:00 | 5.7299 | 60
2022-04-28 11:30 | 11:30 | 5.2813 | 60
2022-04-28 12:00 | 12:00 | 3.5354 | 60
2022-04-28 12:30 | 12:30 | 3.6116 | 60
2022-04-28 13:00 | 13:00 | 7.4659 | 60
2022-04-28 13:30 | 13:30 | 9.539 | 60
2022-04-28 14:00 | 14:00 | 10.0906 | 60
2022-04-28 14:30 | 14:30 | 9.4596 | 60
2022-04-28 15:00 | 15:00 | 10.6149 | 60
2022-04-28 15:30 | 15:30 | 11.6406 | 60
2022-04-28 16:00 | 16:00 | 13.8786 | 60
2022-04-28 16:30 | 16:30 | 16.4261 | 60
2022-04-28 17:00 | 17:00 | 18.2167 | 60
2022-04-28 17:30 | 17:30 | 20.0736 | 60
2022-04-28 18:00 | 18:00 | 20.3924 | 60
2022-04-28 18:30 | 18:30 | 19.9951 | 60
2022-04-28 19:00 | 19:00 | 19.3367 | 60
2022-04-28 19:30 | 19:30 | 18.7474 | 60
2022-04-28 20:00 | 20:00 | 18.0819 | 60
2022-04-28 20:30 | 20:30 | 17.3002 | 60
2022-04-28 21:00 | 21:00 | 16.643 | 60
2022-04-28 21:30 | 21:30 | 15.48 | 60
2022-04-28 22:00 | 22:00 | 14.5718 | 60
2022-04-28 22:30 | 22:30 | 13.61 | 60
2022-04-28 23:00 | 23:00 | 12.5943 | 60
2022-04-28 23:30 | 23:30 | 11.7728 | 60
2022-04-29 | 0:00 | 11.1186 | 60
2022-04-29 00:30 | 0:30 | 10.5111 | 60
2022-04-29 01:00 | 1:00 | 10.2844 | 60
2022-04-29 01:30 | 1:30 | 10.0397 | 60
2022-04-29 02:00 | 2:00 | 9.8843 | 60
2022-04-29 02:30 | 2:30 | 9.7908 | 60
2022-04-29 03:00 | 3:00 | 9.8188 | 60
2022-04-29 03:30 | 3:30 | 9.7374 | 60
2022-04-29 04:00 | 4:00 | 10.0053 | 60
2022-04-29 04:30 | 4:30 | 10.3306 | 60
2022-04-29 05:00 | 5:00 | 10.8712 | 60
2022-04-29 05:30 | 5:30 | 11.4475 | 60
2022-04-29 06:00 | 6:00 | 12.1171 | 60
2022-04-29 06:30 | 6:30 | 12.643 | 60
2022-04-29 07:00 | 7:00 | 11.4932 | 60
2022-04-29 07:30 | 7:30 | 9.4758 | 60
2022-04-29 08:00 | 8:00 | 8.8208 | 60
2022-04-29 08:30 | 8:30 | 6.2303 | 60
2022-04-29 09:00 | 9:00 | 9.1387 | 60
2022-04-29 09:30 | 9:30 | 8.3341 | 60
2022-04-29 10:00 | 10:00 | 3.338 | 60
2022-04-29 10:30 | 10:30 | 2.5876 | 60
2022-04-29 11:00 | 11:00 | 2.3439 | 60
2022-04-29 11:30 | 11:30 | 4.2042 | 60
2022-04-29 12:00 | 12:00 | 3.3 | 60
2022-04-29 12:30 | 12:30 | 3.9164 | 60
2022-04-29 13:00 | 13:00 | 6.1618 | 60
2022-04-29 13:30 | 13:30 | 5.7696 | 60
2022-04-29 14:00 | 14:00 | 5.64 | 60
2022-04-29 14:30 | 14:30 | 8.8223 | 60
2022-04-29 15:00 | 15:00 | 12.0588 | 60
2022-04-29 15:30 | 15:30 | 12.0056 | 60
2022-04-29 16:00 | 16:00 | 15.2672 | 60
2022-04-29 16:30 | 16:30 | 16.8712 | 60
2022-04-29 17:00 | 17:00 | 18.3641 | 60
2022-04-29 17:30 | 17:30 | 19.5226 | 60
2022-04-29 18:00 | 18:00 | 19.52 | 60
2022-04-29 18:30 | 18:30 | 19.3394 | 60
2022-04-29 19:00 | 19:00 | 18.5565 | 60
2022-04-29 19:30 | 19:30 | 18.0436 | 60
2022-04-29 20:00 | 20:00 | 17.6565 | 60
2022-04-29 20:30 | 20:30 | 16.8019 | 60
2022-04-29 21:00 | 21:00 | 16.2089 | 60
2022-04-29 21:30 | 21:30 | 15.1369 | 60
2022-04-29 22:00 | 22:00 | 14.6105 | 60
2022-04-29 22:30 | 22:30 | 14.091 | 60
2022-04-29 23:00 | 23:00 | 13.09 | 60
2022-04-29 23:30 | 23:30 | 12.1228 | 60
2022-04-30 | 0:00 | 11.4352 | 60
2022-04-30 00:30 | 0:30 | 10.8373 | 60
2022-04-30 01:00 | 1:00 | 10.573 | 60
2022-04-30 01:30 | 1:30 | 10.2571 | 60
2022-04-30 02:00 | 2:00 | 10.0439 | 60
2022-04-30 02:30 | 2:30 | 9.9473 | 60
2022-04-30 03:00 | 3:00 | 9.9501 | 60
2022-04-30 03:30 | 3:30 | 9.8218 | 60
2022-04-30 04:00 | 4:00 | 9.9257 | 60
2022-04-30 04:30 | 4:30 | 9.9807 | 60
2022-04-30 05:00 | 5:00 | 10.1957 | 60
2022-04-30 05:30 | 5:30 | 10.3715 | 60
2022-04-30 06:00 | 6:00 | 10.8421 | 60
2022-04-30 06:30 | 6:30 | 10.9122 | 60
2022-04-30 07:00 | 7:00 | 9.4704 | 60
2022-04-30 07:30 | 7:30 | 10.696 | 60
2022-04-30 08:00 | 8:00 | 7.2885 | 60
2022-04-30 08:30 | 8:30 | 6.8288 | 60
2022-04-30 09:00 | 9:00 | 8.7903 | 60
2022-04-30 09:30 | 9:30 | 6.1947 | 60
2022-04-30 10:00 | 10:00 | 3.5648 | 60
2022-04-30 10:30 | 10:30 | 3.3357 | 60
2022-04-30 11:00 | 11:00 | 2.9649 | 60
2022-04-30 11:30 | 11:30 | 2.5028 | 60
2022-04-30 12:00 | 12:00 | 2.9586 | 60
2022-04-30 12:30 | 12:30 | 4.242 | 60
2022-04-30 13:00 | 13:00 | 5.4388 | 60
2022-04-30 13:30 | 13:30 | 5.4763 | 60
2022-04-30 14:00 | 14:00 | 7.0691 | 60
2022-04-30 14:30 | 14:30 | 8.3156 | 60
2022-04-30 15:00 | 15:00 | 11.2516 | 60
2022-04-30 15:30 | 15:30 | 13.1751 | 60
2022-04-30 16:00 | 16:00 | 15.158 | 60
2022-04-30 16:30 | 16:30 | 17.3848 | 60
2022-04-30 17:00 | 17:00 | 18.6468 | 60
2022-04-30 17:30 | 17:30 | 19.8932 | 60
2022-04-30 18:00 | 18:00 | 19.8892 | 60
2022-04-30 18:30 | 18:30 | 19.7695 | 60
2022-04-30 19:00 | 19:00 | 18.6088 | 60
2022-04-30 19:30 | 19:30 | 17.8504 | 60
2022-04-30 20:00 | 20:00 | 17.2708 | 60
2022-04-30 20:30 | 20:30 | 16.473 | 60
2022-04-30 21:00 | 21:00 | 15.8867 | 60
2022-04-30 21:30 | 21:30 | 14.9922 | 60
2022-04-30 22:00 | 22:00 | 14.1959 | 60
2022-04-30 22:30 | 22:30 | 13.709 | 60
2022-04-30 23:00 | 23:00 | 12.9223 | 60
2022-04-30 23:30 | 23:30 | 12.1492 | 60
2022-05-01 | 0:00 | 11.4338 | 60
2022-05-01 00:30 | 0:30 | 10.9271 | 60
2022-05-01 01:00 | 1:00 | 10.5256 | 60
2022-05-01 01:30 | 1:30 | 10.242 | 60
2022-05-01 02:00 | 2:00 | 10.0082 | 60
2022-05-01 02:30 | 2:30 | 9.8096 | 60
2022-05-01 03:00 | 3:00 | 9.7197 | 60
2022-05-01 03:30 | 3:30 | 9.681 | 60
2022-05-01 04:00 | 4:00 | 9.765 | 60
2022-05-01 04:30 | 4:30 | 9.8976 | 60
2022-05-01 05:00 | 5:00 | 9.9071 | 60
2022-05-01 05:30 | 5:30 | 10.1375 | 60
2022-05-01 06:00 | 6:00 | 10.3438 | 60
2022-05-01 06:30 | 6:30 | 10.4636 | 60
2022-05-01 07:00 | 7:00 | 11.1396 | 60
2022-05-01 07:30 | 7:30 | 10.8293 | 60
2022-05-01 08:00 | 8:00 | 10.9286 | 60
2022-05-01 08:30 | 8:30 | 10.6157 | 60
2022-05-01 09:00 | 9:00 | 9.6788 | 60
2022-05-01 09:30 | 9:30 | 7.8802 | 60
2022-05-01 10:00 | 10:00 | 8.4866 | 60
2022-05-01 10:30 | 10:30 | 6.0989 | 60
2022-05-01 11:00 | 11:00 | 7.6859 | 60
2022-05-01 11:30 | 11:30 | 11.6705 | 60
2022-05-01 12:00 | 12:00 | 12.724 | 60
2022-05-01 12:30 | 12:30 | 12.1217 | 60
2022-05-01 13:00 | 13:00 | 12.5681 | 60
2022-05-01 13:30 | 13:30 | 12.2062 | 60
2022-05-01 14:00 | 14:00 | 12.2378 | 60
2022-05-01 14:30 | 14:30 | 12.7407 | 60
2022-05-01 15:00 | 15:00 | 12.2368 | 60
2022-05-01 15:30 | 15:30 | 10.8883 | 60
2022-05-01 16:00 | 16:00 | 12.7986 | 60
2022-05-01 16:30 | 16:30 | 15.8341 | 60
2022-05-01 17:00 | 17:00 | 17.9446 | 60
2022-05-01 17:30 | 17:30 | 19.3495 | 60
2022-05-01 18:00 | 18:00 | 19.7077 | 60
2022-05-01 18:30 | 18:30 | 18.9389 | 60
2022-05-01 19:00 | 19:00 | 17.9246 | 60
2022-05-01 19:30 | 19:30 | 17.3035 | 60
2022-05-01 20:00 | 20:00 | 16.8079 | 60
2022-05-01 20:30 | 20:30 | 15.9117 | 60
2022-05-01 21:00 | 21:00 | 15.5001 | 60
2022-05-01 21:30 | 21:30 | 14.5736 | 60
2022-05-01 22:00 | 22:00 | 13.9705 | 60
2022-05-01 22:30 | 22:30 | 13.3596 | 60
2022-05-01 23:00 | 23:00 | 12.5136 | 60
2022-05-01 23:30 | 23:30 | 11.7924 | 60
2022-05-02 | 0:00 | 11.1012 | 60
2022-05-02 00:30 | 0:30 | 10.7511 | 60
2022-05-02 01:00 | 1:00 | 10.3884 | 60
2022-05-02 01:30 | 1:30 | 9.8941 | 60
2022-05-02 02:00 | 2:00 | 9.7074 | 60
2022-05-02 02:30 | 2:30 | 9.5765 | 60
2022-05-02 03:00 | 3:00 | 9.6056 | 60
2022-05-02 03:30 | 3:30 | 9.3912 | 60
2022-05-02 04:00 | 4:00 | 9.3961 | 60
2022-05-02 04:30 | 4:30 | 9.5228 | 60
2022-05-02 05:00 | 5:00 | 9.6586 | 60
2022-05-02 05:30 | 5:30 | 9.7745 | 60
2022-05-02 06:00 | 6:00 | 9.9468 | 60
2022-05-02 06:30 | 6:30 | 9.6467 | 60
2022-05-02 07:00 | 7:00 | 8.2334 | 60
2022-05-02 07:30 | 7:30 | 6.8771 | 60
2022-05-02 08:00 | 8:00 | 5.7031 | 60
2022-05-02 08:30 | 8:30 | 4.6595 | 60
2022-05-02 09:00 | 9:00 | 3.5137 | 60
2022-05-02 09:30 | 9:30 | 2.8423 | 60
2022-05-02 10:00 | 10:00 | 2.5395 | 60
2022-05-02 10:30 | 10:30 | 2.584 | 60
2022-05-02 11:00 | 11:00 | 2.7436 | 60
2022-05-02 11:30 | 11:30 | 3.3385 | 60
2022-05-02 12:00 | 12:00 | 2.752 | 60
2022-05-02 12:30 | 12:30 | 3.0528 | 60
2022-05-02 13:00 | 13:00 | 3.3962 | 60
2022-05-02 13:30 | 13:30 | 3.2553 | 60
2022-05-02 14:00 | 14:00 | 4.4017 | 60
2022-05-02 14:30 | 14:30 | 6.3349 | 60
2022-05-02 15:00 | 15:00 | 8.386 | 60
2022-05-02 15:30 | 15:30 | 10.6994 | 60
2022-05-02 16:00 | 16:00 | 13.804 | 60
2022-05-02 16:30 | 16:30 | 16.8864 | 60
2022-05-02 17:00 | 17:00 | 19.0508 | 60
2022-05-02 17:30 | 17:30 | 20.9159 | 60
2022-05-02 18:00 | 18:00 | 20.5458 | 60
2022-05-02 18:30 | 18:30 | 20.0387 | 60
2022-05-02 19:00 | 19:00 | 19.3699 | 60
2022-05-02 19:30 | 19:30 | 18.2945 | 60
2022-05-02 20:00 | 20:00 | 17.5379 | 60
2022-05-02 20:30 | 20:30 | 16.554 | 60
2022-05-02 21:00 | 21:00 | 15.6315 | 60
2022-05-02 21:30 | 21:30 | 14.5398 | 60
2022-05-02 22:00 | 22:00 | 13.4156 | 60
2022-05-02 22:30 | 22:30 | 12.6651 | 60
2022-05-02 23:00 | 23:00 | 11.7367 | 60
2022-05-02 23:30 | 23:30 | 11.0213 | 60
2022-05-03 | 0:00 | 10.5517 | 60
2022-05-03 00:30 | 0:30 | 10.1673 | 60
2022-05-03 01:00 | 1:00 | 9.8713 | 60
2022-05-03 01:30 | 1:30 | 9.7562 | 60
2022-05-03 02:00 | 2:00 | 9.437 | 60
2022-05-03 02:30 | 2:30 | 9.3429 | 60
2022-05-03 03:00 | 3:00 | 9.4395 | 60
2022-05-03 03:30 | 3:30 | 9.388 | 60
2022-05-03 04:00 | 4:00 | 9.7597 | 60
2022-05-03 04:30 | 4:30 | 10.0558 | 60
2022-05-03 05:00 | 5:00 | 10.6681 | 60
2022-05-03 05:30 | 5:30 | 11.3811 | 60
2022-05-03 06:00 | 6:00 | 12.1755 | 60
2022-05-03 06:30 | 6:30 | 12.9743 | 60
2022-05-03 07:00 | 7:00 | 10.9213 | 60
2022-05-03 07:30 | 7:30 | 9.0977 | 60
2022-05-03 08:00 | 8:00 | 7.177 | 60
2022-05-03 08:30 | 8:30 | 6.4336 | 60
2022-05-03 09:00 | 9:00 | 4.273 | 60
2022-05-03 09:30 | 9:30 | 3.0868 | 60
2022-05-03 10:00 | 10:00 | 2.6791 | 60
2022-05-03 10:30 | 10:30 | 3.7302 | 60
2022-05-03 11:00 | 11:00 | 5.5186 | 60
2022-05-03 11:30 | 11:30 | 5.7814 | 60
2022-05-03 12:00 | 12:00 | 4.0065 | 60
2022-05-03 12:30 | 12:30 | 4.1145 | 60
2022-05-03 13:00 | 13:00 | 7.4415 | 60
2022-05-03 13:30 | 13:30 | 2.8935 | 60
2022-05-03 14:00 | 14:00 | 5.7619 | 60
2022-05-03 14:30 | 14:30 | 9.0718 | 60
2022-05-03 15:00 | 15:00 | 8.1719 | 60
2022-05-03 15:30 | 15:30 | 10.929 | 60
2022-05-03 16:00 | 16:00 | 12.7269 | 60
2022-05-03 16:30 | 16:30 | 15.9832 | 60
2022-05-03 17:00 | 17:00 | 18.1716 | 60
2022-05-03 17:30 | 17:30 | 19.976 | 60
2022-05-03 18:00 | 18:00 | 20.4668 | 60
2022-05-03 18:30 | 18:30 | 20.2984 | 60
2022-05-03 19:00 | 19:00 | 19.5919 | 60
2022-05-03 19:30 | 19:30 | 18.6916 | 60
2022-05-03 20:00 | 20:00 | 18.0108 | 60
2022-05-03 20:30 | 20:30 | 16.791 | 60
2022-05-03 21:00 | 21:00 | 15.861 | 60
2022-05-03 21:30 | 21:30 | 14.742 | 60
2022-05-03 22:00 | 22:00 | 13.7579 | 60
2022-05-03 22:30 | 22:30 | 12.8854 | 60
2022-05-03 23:00 | 23:00 | 12.1264 | 60
2022-05-03 23:30 | 23:30 | 11.1844 | 60
2022-05-04 | 0:00 | 10.5071 | 60
2022-05-04 00:30 | 0:30 | 10.1372 | 60
2022-05-04 01:00 | 1:00 | 9.9021 | 60
2022-05-04 01:30 | 1:30 | 9.8007 | 60
2022-05-04 02:00 | 2:00 | 9.653 | 60
2022-05-04 02:30 | 2:30 | 9.5156 | 60
2022-05-04 03:00 | 3:00 | 9.3974 | 60
2022-05-04 03:30 | 3:30 | 9.35 | 60
2022-05-04 04:00 | 4:00 | 9.6598 | 60
2022-05-04 04:30 | 4:30 | 9.9131 | 60
2022-05-04 05:00 | 5:00 | 10.6123 | 60
2022-05-04 05:30 | 5:30 | 11.1682 | 60
2022-05-04 06:00 | 6:00 | 12.0895 | 60
2022-05-04 06:30 | 6:30 | 12.2785 | 60
2022-05-04 07:00 | 7:00 | 11.7682 | 60
2022-05-04 07:30 | 7:30 | 11.2021 | 60
2022-05-04 08:00 | 8:00 | 10.4453 | 60
2022-05-04 08:30 | 8:30 | 9.0042 | 60
2022-05-04 09:00 | 9:00 | 4.9516 | 60
2022-05-04 09:30 | 9:30 | 6.08 | 60
2022-05-04 10:00 | 10:00 | 7.9781 | 60
2022-05-04 10:30 | 10:30 | 5.1082 | 60
2022-05-04 11:00 | 11:00 | 4.1568 | 60
2022-05-04 11:30 | 11:30 | 2.829 | 60
2022-05-04 12:00 | 12:00 | 4.2342 | 60
2022-05-04 12:30 | 12:30 | 5.0811 | 60
2022-05-04 13:00 | 13:00 | 5.832 | 60
2022-05-04 13:30 | 13:30 | 6.6617 | 60
2022-05-04 14:00 | 14:00 | 4.9707 | 60
2022-05-04 14:30 | 14:30 | 5.5648 | 60
2022-05-04 15:00 | 15:00 | 8.029 | 60
2022-05-04 15:30 | 15:30 | 10.91 | 60
2022-05-04 16:00 | 16:00 | 13.4675 | 60
2022-05-04 16:30 | 16:30 | 16.1337 | 60
2022-05-04 17:00 | 17:00 | 18.454 | 60
2022-05-04 17:30 | 17:30 | 20.2825 | 60
2022-05-04 18:00 | 18:00 | 20.9027 | 60
2022-05-04 18:30 | 18:30 | 20.3919 | 60
2022-05-04 19:00 | 19:00 | 19.6305 | 60
2022-05-04 19:30 | 19:30 | 18.8174 | 60
2022-05-04 20:00 | 20:00 | 18.1675 | 60
2022-05-04 20:30 | 20:30 | 17.1508 | 60
2022-05-04 21:00 | 21:00 | 16.1419 | 60
2022-05-04 21:30 | 21:30 | 15.0884 | 60
2022-05-04 22:00 | 22:00 | 14.0519 | 60
2022-05-04 22:30 | 22:30 | 13.3076 | 60
2022-05-04 23:00 | 23:00 | 12.2281 | 60
2022-05-04 23:30 | 23:30 | 11.3547 | 60
2022-05-05 | 0:00 | 10.74 | 60
2022-05-05 00:30 | 0:30 | 10.2009 | 60
2022-05-05 01:00 | 1:00 | 10.0264 | 60
2022-05-05 01:30 | 1:30 | 9.706 | 60
2022-05-05 02:00 | 2:00 | 9.614 | 60
2022-05-05 02:30 | 2:30 | 9.5265 | 60
2022-05-05 03:00 | 3:00 | 9.4513 | 60
2022-05-05 03:30 | 3:30 | 9.5954 | 60
2022-05-05 04:00 | 4:00 | 9.9894 | 60
2022-05-05 04:30 | 4:30 | 10.203 | 60
2022-05-05 05:00 | 5:00 | 10.8358 | 60
2022-05-05 05:30 | 5:30 | 11.3923 | 60
2022-05-05 06:00 | 6:00 | 12.2751 | 60
2022-05-05 06:30 | 6:30 | 12.908 | 60
2022-05-05 07:00 | 7:00 | 11.1794 | 60
2022-05-05 07:30 | 7:30 | 12.409 | 60
2022-05-05 08:00 | 8:00 | 10.319 | 60
2022-05-05 08:30 | 8:30 | 9.1089 | 60
2022-05-05 09:00 | 9:00 | 4.19 | 60
2022-05-05 09:30 | 9:30 | 4.0214 | 60
2022-05-05 10:00 | 10:00 | 3.963 | 60
2022-05-05 10:30 | 10:30 | 5.3493 | 60
2022-05-05 11:00 | 11:00 | 7.4347 | 60
2022-05-05 11:30 | 11:30 | 5.2756 | 60
2022-05-05 12:00 | 12:00 | 7.142 | 60
2022-05-05 12:30 | 12:30 | 7.5593 | 60
2022-05-05 13:00 | 13:00 | 6.1959 | 60
2022-05-05 13:30 | 13:30 | 4.9947 | 60
2022-05-05 14:00 | 14:00 | 5.9257 | 60
2022-05-05 14:30 | 14:30 | 7.3168 | 60
2022-05-05 15:00 | 15:00 | 9.7375 | 60
2022-05-05 15:30 | 15:30 | 13.1765 | 60
2022-05-05 16:00 | 16:00 | 14.857 | 60
2022-05-05 16:30 | 16:30 | 17.3398 | 60
2022-05-05 17:00 | 17:00 | 19.3073 | 60
2022-05-05 17:30 | 17:30 | 20.8259 | 60
2022-05-05 18:00 | 18:00 | 20.9865 | 60
2022-05-05 18:30 | 18:30 | 20.6224 | 60
2022-05-05 19:00 | 19:00 | 20.029 | 60
2022-05-05 19:30 | 19:30 | 19.1999 | 60
2022-05-05 20:00 | 20:00 | 18.7675 | 60
2022-05-05 20:30 | 20:30 | 17.8168 | 60
2022-05-05 21:00 | 21:00 | 17.1828 | 60
2022-05-05 21:30 | 21:30 | 15.9 | 60
2022-05-05 22:00 | 22:00 | 14.8266 | 60
2022-05-05 22:30 | 22:30 | 14.0933 | 60
2022-05-05 23:00 | 23:00 | 13.0742 | 60
2022-05-05 23:30 | 23:30 | 12.0695 | 60
2022-05-06 | 0:00 | 11.4419 | 60
2022-05-06 00:30 | 0:30 | 10.9569 | 60
2022-05-06 01:00 | 1:00 | 10.6313 | 60
2022-05-06 01:30 | 1:30 | 10.4186 | 60
2022-05-06 02:00 | 2:00 | 10.1214 | 60
2022-05-06 02:30 | 2:30 | 9.9361 | 60
2022-05-06 03:00 | 3:00 | 10.0423 | 60
2022-05-06 03:30 | 3:30 | 10.1222 | 60
2022-05-06 04:00 | 4:00 | 10.3076 | 60
2022-05-06 04:30 | 4:30 | 10.6711 | 60
2022-05-06 05:00 | 5:00 | 11.2137 | 60
2022-05-06 05:30 | 5:30 | 11.6335 | 60
2022-05-06 06:00 | 6:00 | 12.4199 | 60
2022-05-06 06:30 | 6:30 | 13.1012 | 60
2022-05-06 07:00 | 7:00 | 13.7184 | 60
2022-05-06 07:30 | 7:30 | 13.4296 | 60
2022-05-06 08:00 | 8:00 | 12.953 | 60
2022-05-06 08:30 | 8:30 | 13.5447 | 60
2022-05-06 09:00 | 9:00 | 10.9387 | 60
2022-05-06 09:30 | 9:30 | 9.4578 | 60
2022-05-06 10:00 | 10:00 | 8.5138 | 60
2022-05-06 10:30 | 10:30 | 6.7723 | 60
2022-05-06 11:00 | 11:00 | 5.0206 | 60
2022-05-06 11:30 | 11:30 | 5.5758 | 60
2022-05-06 12:00 | 12:00 | 4.6342 | 60
2022-05-06 12:30 | 12:30 | 7.444 | 60
2022-05-06 13:00 | 13:00 | 7.3731 | 60
2022-05-06 13:30 | 13:30 | 6.2519 | 60
2022-05-06 14:00 | 14:00 | 6.8261 | 60
2022-05-06 14:30 | 14:30 | 12.624 | 60
2022-05-06 15:00 | 15:00 | 13.4972 | 60
2022-05-06 15:30 | 15:30 | 15.7205 | 60
2022-05-06 16:00 | 16:00 | 17.0792 | 60
2022-05-06 16:30 | 16:30 | 17.5717 | 60
2022-05-06 17:00 | 17:00 | 19.1182 | 60
2022-05-06 17:30 | 17:30 | 20.4489 | 60
2022-05-06 18:00 | 18:00 | 20.5453 | 60
2022-05-06 18:30 | 18:30 | 20.2182 | 60
2022-05-06 19:00 | 19:00 | 19.5333 | 60
2022-05-06 19:30 | 19:30 | 18.7051 | 60
2022-05-06 20:00 | 20:00 | 17.8859 | 60
2022-05-06 20:30 | 20:30 | 17.0195 | 60
2022-05-06 21:00 | 21:00 | 16.5314 | 60
2022-05-06 21:30 | 21:30 | 15.6006 | 60
2022-05-06 22:00 | 22:00 | 14.8341 | 60
2022-05-06 22:30 | 22:30 | 14.1634 | 60
2022-05-06 23:00 | 23:00 | 13.1556 | 60
2022-05-06 23:30 | 23:30 | 12.3234 | 60
2022-05-07 | 0:00 | 11.4648 | 60
2022-05-07 00:30 | 0:30 | 10.9236 | 60
2022-05-07 01:00 | 1:00 | 10.7472 | 60
2022-05-07 01:30 | 1:30 | 10.3124 | 60
2022-05-07 02:00 | 2:00 | 10.14 | 60
2022-05-07 02:30 | 2:30 | 9.9515 | 60
2022-05-07 03:00 | 3:00 | 9.9583 | 60
2022-05-07 03:30 | 3:30 | 9.8834 | 60
2022-05-07 04:00 | 4:00 | 9.8502 | 60
2022-05-07 04:30 | 4:30 | 10.0034 | 60
2022-05-07 05:00 | 5:00 | 10.2963 | 60
2022-05-07 05:30 | 5:30 | 10.4427 | 60
2022-05-07 06:00 | 6:00 | 10.7883 | 60
2022-05-07 06:30 | 6:30 | 11.0995 | 60
2022-05-07 07:00 | 7:00 | 11.7778 | 60
2022-05-07 07:30 | 7:30 | 10.3979 | 60
2022-05-07 08:00 | 8:00 | 9.4833 | 60
2022-05-07 08:30 | 8:30 | 12.7116 | 60
2022-05-07 09:00 | 9:00 | 12.77 | 60
2022-05-07 09:30 | 9:30 | 11.3929 | 60
2022-05-07 10:00 | 10:00 | 7.6966 | 60
2022-05-07 10:30 | 10:30 | 7.7875 | 60
2022-05-07 11:00 | 11:00 | 5.0277 | 60
2022-05-07 11:30 | 11:30 | 4.5411 | 60
2022-05-07 12:00 | 12:00 | 7.2592 | 60
2022-05-07 12:30 | 12:30 | 6.9843 | 60
2022-05-07 13:00 | 13:00 | 9.2891 | 60
2022-05-07 13:30 | 13:30 | 14.4815 | 60
2022-05-07 14:00 | 14:00 | 13.677 | 60
2022-05-07 14:30 | 14:30 | 15.2799 | 60
2022-05-07 15:00 | 15:00 | 16.4779 | 60
2022-05-07 15:30 | 15:30 | 16.109 | 60
2022-05-07 16:00 | 16:00 | 17.4232 | 60
2022-05-07 16:30 | 16:30 | 18.0045 | 60
2022-05-07 17:00 | 17:00 | 19.2394 | 60
2022-05-07 17:30 | 17:30 | 19.9195 | 60
2022-05-07 18:00 | 18:00 | 19.685 | 60
2022-05-07 18:30 | 18:30 | 19.1032 | 60
2022-05-07 19:00 | 19:00 | 18.31 | 60
2022-05-07 19:30 | 19:30 | 17.6429 | 60
2022-05-07 20:00 | 20:00 | 17.1565 | 60
2022-05-07 20:30 | 20:30 | 16.2567 | 60
2022-05-07 21:00 | 21:00 | 15.8395 | 60
2022-05-07 21:30 | 21:30 | 15.0282 | 60
2022-05-07 22:00 | 22:00 | 14.2304 | 60
2022-05-07 22:30 | 22:30 | 13.8173 | 60
2022-05-07 23:00 | 23:00 | 12.9902 | 60
2022-05-07 23:30 | 23:30 | 12.1052 | 60
2022-05-08 | 0:00 | 11.3985 | 60
2022-05-08 00:30 | 0:30 | 10.8899 | 60
2022-05-08 01:00 | 1:00 | 10.4769 | 60
2022-05-08 01:30 | 1:30 | 10.121 | 60
2022-05-08 02:00 | 2:00 | 9.9971 | 60
2022-05-08 02:30 | 2:30 | 9.8168 | 60
2022-05-08 03:00 | 3:00 | 9.9632 | 60
2022-05-08 03:30 | 3:30 | 9.8479 | 60
2022-05-08 04:00 | 4:00 | 9.6937 | 60
2022-05-08 04:30 | 4:30 | 9.7251 | 60
2022-05-08 05:00 | 5:00 | 9.9413 | 60
2022-05-08 05:30 | 5:30 | 10.1015 | 60
2022-05-08 06:00 | 6:00 | 10.4012 | 60
2022-05-08 06:30 | 6:30 | 10.3706 | 60
2022-05-08 07:00 | 7:00 | 9.8329 | 60
2022-05-08 07:30 | 7:30 | 11.2801 | 60
2022-05-08 08:00 | 8:00 | 9.1948 | 60
2022-05-08 08:30 | 8:30 | 12.9695 | 60
2022-05-08 09:00 | 9:00 | 11.9633 | 60
2022-05-08 09:30 | 9:30 | 10.9725 | 60
2022-05-08 10:00 | 10:00 | 10.4036 | 60
2022-05-08 10:30 | 10:30 | 11.1531 | 60
2022-05-08 11:00 | 11:00 | 9.8149 | 60
2022-05-08 11:30 | 11:30 | 6.2312 | 60
2022-05-08 12:00 | 12:00 | 8.1252 | 60
2022-05-08 12:30 | 12:30 | 7.1231 | 60
2022-05-08 13:00 | 13:00 | 6.8613 | 60
2022-05-08 13:30 | 13:30 | 7.2282 | 60
2022-05-08 14:00 | 14:00 | 11.5542 | 60
2022-05-08 14:30 | 14:30 | 11.7938 | 60
2022-05-08 15:00 | 15:00 | 9.9318 | 60
2022-05-08 15:30 | 15:30 | 12.0183 | 60
2022-05-08 16:00 | 16:00 | 14.3687 | 60
2022-05-08 16:30 | 16:30 | 16.4167 | 60
2022-05-08 17:00 | 17:00 | 18.6031 | 60
2022-05-08 17:30 | 17:30 | 20.1754 | 60
2022-05-08 18:00 | 18:00 | 20.3638 | 60
2022-05-08 18:30 | 18:30 | 19.8511 | 60
2022-05-08 19:00 | 19:00 | 18.8779 | 60
2022-05-08 19:30 | 19:30 | 18.1961 | 60
2022-05-08 20:00 | 20:00 | 17.6806 | 60
2022-05-08 20:30 | 20:30 | 16.6607 | 60
2022-05-08 21:00 | 21:00 | 15.9952 | 60
2022-05-08 21:30 | 21:30 | 14.8733 | 60
2022-05-08 22:00 | 22:00 | 13.9478 | 60
2022-05-08 22:30 | 22:30 | 13.1506 | 60
2022-05-08 23:00 | 23:00 | 12.2926 | 60
2022-05-08 23:30 | 23:30 | 11.4381 | 60
2022-05-09 | 0:00 | 10.9045 | 60
2022-05-09 00:30 | 0:30 | 10.5106 | 60
2022-05-09 01:00 | 1:00 | 10.191 | 60
2022-05-09 01:30 | 1:30 | 9.9677 | 60
2022-05-09 02:00 | 2:00 | 9.7918 | 60
2022-05-09 02:30 | 2:30 | 9.6987 | 60
2022-05-09 03:00 | 3:00 | 9.6126 | 60
2022-05-09 03:30 | 3:30 | 9.7449 | 60
2022-05-09 04:00 | 4:00 | 9.9013 | 60
2022-05-09 04:30 | 4:30 | 10.2992 | 60
2022-05-09 05:00 | 5:00 | 10.7188 | 60
2022-05-09 05:30 | 5:30 | 11.2729 | 60
2022-05-09 06:00 | 6:00 | 12.4662 | 60
2022-05-09 06:30 | 6:30 | 13.8992 | 60
2022-05-09 07:00 | 7:00 | 14.4887 | 60
2022-05-09 07:30 | 7:30 | 13.4787 | 60
2022-05-09 08:00 | 8:00 | 13.9981 | 60
2022-05-09 08:30 | 8:30 | 14.7688 | 60
2022-05-09 09:00 | 9:00 | 14.7585 | 60
2022-05-09 09:30 | 9:30 | 14.5208 | 60
2022-05-09 10:00 | 10:00 | 14.6655 | 60
2022-05-09 10:30 | 10:30 | 14.5204 | 60
2022-05-09 11:00 | 11:00 | 14.0421 | 60
2022-05-09 11:30 | 11:30 | 11.1567 | 60
2022-05-09 12:00 | 12:00 | 12.7477 | 60
2022-05-09 12:30 | 12:30 | 11.6197 | 60
2022-05-09 13:00 | 13:00 | 11.2792 | 60
2022-05-09 13:30 | 13:30 | 12.0115 | 60
2022-05-09 14:00 | 14:00 | 13.5083 | 60
2022-05-09 14:30 | 14:30 | 13.6207 | 60
2022-05-09 15:00 | 15:00 | 14.0834 | 60
2022-05-09 15:30 | 15:30 | 16.3423 | 60
2022-05-09 16:00 | 16:00 | 17.3607 | 60
2022-05-09 16:30 | 16:30 | 18.7791 | 60
2022-05-09 17:00 | 17:00 | 21.0025 | 60
2022-05-09 17:30 | 17:30 | 22.3299 | 60
2022-05-09 18:00 | 18:00 | 22.4439 | 60
2022-05-09 18:30 | 18:30 | 21.8131 | 60
2022-05-09 19:00 | 19:00 | 20.5768 | 60
2022-05-09 19:30 | 19:30 | 19.5754 | 60
2022-05-09 20:00 | 20:00 | 18.8303 | 60
2022-05-09 20:30 | 20:30 | 17.4725 | 60
2022-05-09 21:00 | 21:00 | 16.5073 | 60
2022-05-09 21:30 | 21:30 | 15.1902 | 60
2022-05-09 22:00 | 22:00 | 14.0131 | 60
2022-05-09 22:30 | 22:30 | 13.163 | 60
2022-05-09 23:00 | 23:00 | 12.2757 | 60
2022-05-09 23:30 | 23:30 | 11.4613 | 60
2022-05-10 | 0:00 | 10.7323 | 60
2022-05-10 00:30 | 0:30 | 10.2525 | 60
2022-05-10 01:00 | 1:00 | 9.9557 | 60
2022-05-10 01:30 | 1:30 | 9.6924 | 60
2022-05-10 02:00 | 2:00 | 9.6595 | 60
2022-05-10 02:30 | 2:30 | 9.531 | 60
2022-05-10 03:00 | 3:00 | 9.5098 | 60
2022-05-10 03:30 | 3:30 | 9.5488 | 60
2022-05-10 04:00 | 4:00 | 9.7868 | 60
2022-05-10 04:30 | 4:30 | 10.133 | 60
2022-05-10 05:00 | 5:00 | 10.7439 | 60
2022-05-10 05:30 | 5:30 | 11.3737 | 60
2022-05-10 06:00 | 6:00 | 12.6773 | 60
2022-05-10 06:30 | 6:30 | 13.5935 | 60
2022-05-10 07:00 | 7:00 | 14.4013 | 60
2022-05-10 07:30 | 7:30 | 13.5439 | 60
2022-05-10 08:00 | 8:00 | 12.7657 | 60
2022-05-10 08:30 | 8:30 | 11.6647 | 60
2022-05-10 09:00 | 9:00 | 11.4161 | 60
2022-05-10 09:30 | 9:30 | 10.898 | 60
2022-05-10 10:00 | 10:00 | 10.4853 | 60
2022-05-10 10:30 | 10:30 | 7.0963 | 60
2022-05-10 11:00 | 11:00 | 6.1815 | 60
2022-05-10 11:30 | 11:30 | 5.7128 | 60
2022-05-10 12:00 | 12:00 | 9.019 | 60
2022-05-10 12:30 | 12:30 | 8.4435 | 60
2022-05-10 13:00 | 13:00 | 8.7298 | 60
2022-05-10 13:30 | 13:30 | 10.5328 | 60
2022-05-10 14:00 | 14:00 | 11.7845 | 60
2022-05-10 14:30 | 14:30 | 11.3592 | 60
2022-05-10 15:00 | 15:00 | 11.4249 | 60
2022-05-10 15:30 | 15:30 | 13.768 | 60
2022-05-10 16:00 | 16:00 | 15.2088 | 60
2022-05-10 16:30 | 16:30 | 17.4593 | 60
2022-05-10 17:00 | 17:00 | 19.7443 | 60
2022-05-10 17:30 | 17:30 | 21.1199 | 60
2022-05-10 18:00 | 18:00 | 21.2142 | 60
2022-05-10 18:30 | 18:30 | 20.877 | 60
2022-05-10 19:00 | 19:00 | 19.9583 | 60
2022-05-10 19:30 | 19:30 | 19.0251 | 60
2022-05-10 20:00 | 20:00 | 18.1876 | 60
2022-05-10 20:30 | 20:30 | 17.0903 | 60
2022-05-10 21:00 | 21:00 | 16.2554 | 60
2022-05-10 21:30 | 21:30 | 15.1765 | 60
2022-05-10 22:00 | 22:00 | 13.9841 | 60
2022-05-10 22:30 | 22:30 | 13.2679 | 60
2022-05-10 23:00 | 23:00 | 12.327 | 60
2022-05-10 23:30 | 23:30 | 11.4882 | 60
2022-05-11 | 0:00 | 10.7391 | 60
2022-05-11 00:30 | 0:30 | 10.1901 | 60
2022-05-11 01:00 | 1:00 | 9.9353 | 60
2022-05-11 01:30 | 1:30 | 9.9733 | 60
2022-05-11 02:00 | 2:00 | 9.9942 | 60
2022-05-11 02:30 | 2:30 | 9.5138 | 60
2022-05-11 03:00 | 3:00 | 9.5369 | 60
2022-05-11 03:30 | 3:30 | 9.5934 | 60
2022-05-11 04:00 | 4:00 | 9.9003 | 60
2022-05-11 04:30 | 4:30 | 10.1236 | 60
2022-05-11 05:00 | 5:00 | 10.7767 | 60
2022-05-11 05:30 | 5:30 | 11.3787 | 60
2022-05-11 06:00 | 6:00 | 12.5019 | 60
2022-05-11 06:30 | 6:30 | 13.4437 | 60
2022-05-11 07:00 | 7:00 | 14.5542 | 60
2022-05-11 07:30 | 7:30 | 14.8132 | 60
2022-05-11 08:00 | 8:00 | 14.7367 | 60
2022-05-11 08:30 | 8:30 | 14.5842 | 60
2022-05-11 09:00 | 9:00 | 14.969 | 60
2022-05-11 09:30 | 9:30 | 14.6822 | 60
2022-05-11 10:00 | 10:00 | 11.9102 | 60
2022-05-11 10:30 | 10:30 | 12.521 | 60
2022-05-11 11:00 | 11:00 | 13.0352 | 60
2022-05-11 11:30 | 11:30 | 13.0376 | 60
2022-05-11 12:00 | 12:00 | 13.7758 | 60
2022-05-11 12:30 | 12:30 | 13.7231 | 60
2022-05-11 13:00 | 13:00 | 13.4378 | 60
2022-05-11 13:30 | 13:30 | 14.3963 | 60
2022-05-11 14:00 | 14:00 | 14.1542 | 60
2022-05-11 14:30 | 14:30 | 14.6911 | 60
2022-05-11 15:00 | 15:00 | 15.6472 | 60
2022-05-11 15:30 | 15:30 | 16.8215 | 60
2022-05-11 16:00 | 16:00 | 17.9764 | 60
2022-05-11 16:30 | 16:30 | 19.2374 | 60
2022-05-11 17:00 | 17:00 | 20.7956 | 60
2022-05-11 17:30 | 17:30 | 21.7863 | 60
2022-05-11 18:00 | 18:00 | 21.8371 | 60
2022-05-11 18:30 | 18:30 | 21.4319 | 60
2022-05-11 19:00 | 19:00 | 20.2461 | 60
2022-05-11 19:30 | 19:30 | 19.6233 | 60
2022-05-11 20:00 | 20:00 | 18.7081 | 60
2022-05-11 20:30 | 20:30 | 17.8216 | 60
2022-05-11 21:00 | 21:00 | 16.8781 | 60
2022-05-11 21:30 | 21:30 | 15.6508 | 60
2022-05-11 22:00 | 22:00 | 14.4706 | 60
2022-05-11 22:30 | 22:30 | 13.4824 | 60
2022-05-11 23:00 | 23:00 | 12.6232 | 60
2022-05-11 23:30 | 23:30 | 11.8683 | 60
2022-05-12 | 0:00 | 11.0475 | 60
2022-05-12 00:30 | 0:30 | 10.4604 | 60
2022-05-12 01:00 | 1:00 | 10.2483 | 60
2022-05-12 01:30 | 1:30 | 9.9226 | 60
2022-05-12 02:00 | 2:00 | 9.7855 | 60
2022-05-12 02:30 | 2:30 | 9.7332 | 60
2022-05-12 03:00 | 3:00 | 9.7451 | 60
2022-05-12 03:30 | 3:30 | 9.747 | 60
2022-05-12 04:00 | 4:00 | 9.9086 | 60
2022-05-12 04:30 | 4:30 | 10.2096 | 60
2022-05-12 05:00 | 5:00 | 10.7641 | 60
2022-05-12 05:30 | 5:30 | 11.4942 | 60
2022-05-12 06:00 | 6:00 | 12.5841 | 60
2022-05-12 06:30 | 6:30 | 13.4941 | 60
2022-05-12 07:00 | 7:00 | 14.492 | 60
2022-05-12 07:30 | 7:30 | 14.5257 | 60
2022-05-12 08:00 | 8:00 | 13.9809 | 60
2022-05-12 08:30 | 8:30 | 13.6827 | 60
2022-05-12 09:00 | 9:00 | 12.9029 | 60
2022-05-12 09:30 | 9:30 | 12.3555 | 60
2022-05-12 10:00 | 10:00 | 11.4807 | 60
2022-05-12 10:30 | 10:30 | 8.7805 | 60
2022-05-12 11:00 | 11:00 | 10.422 | 60
2022-05-12 11:30 | 11:30 | 11.2767 | 60
2022-05-12 12:00 | 12:00 | 13.8151 | 60
2022-05-12 12:30 | 12:30 | 13.9515 | 60
2022-05-12 13:00 | 13:00 | 13.1212 | 60
2022-05-12 13:30 | 13:30 | 14.1409 | 60
2022-05-12 14:00 | 14:00 | 14.693 | 60
2022-05-12 14:30 | 14:30 | 14.5004 | 60
2022-05-12 15:00 | 15:00 | 14.6883 | 60
2022-05-12 15:30 | 15:30 | 15.987 | 60
2022-05-12 16:00 | 16:00 | 16.8554 | 60
2022-05-12 16:30 | 16:30 | 18.3302 | 60
2022-05-12 17:00 | 17:00 | 19.9036 | 60
2022-05-12 17:30 | 17:30 | 21.0686 | 60
2022-05-12 18:00 | 18:00 | 21.0652 | 60
2022-05-12 18:30 | 18:30 | 20.7826 | 60
2022-05-12 19:00 | 19:00 | 19.8108 | 60
2022-05-12 19:30 | 19:30 | 19.1001 | 60
2022-05-12 20:00 | 20:00 | 18.4533 | 60
2022-05-12 20:30 | 20:30 | 17.4341 | 60
2022-05-12 21:00 | 21:00 | 16.6604 | 60
2022-05-12 21:30 | 21:30 | 15.5851 | 60
2022-05-12 22:00 | 22:00 | 14.4505 | 60
2022-05-12 22:30 | 22:30 | 13.6815 | 60
2022-05-12 23:00 | 23:00 | 12.8064 | 60
2022-05-12 23:30 | 23:30 | 11.9058 | 60
2022-05-13 | 0:00 | 11.1306 | 60
2022-05-13 00:30 | 0:30 | 10.6284 | 60
2022-05-13 01:00 | 1:00 | 10.4329 | 60
2022-05-13 01:30 | 1:30 | 10.0636 | 60
2022-05-13 02:00 | 2:00 | 10.0191 | 60
2022-05-13 02:30 | 2:30 | 10.0874 | 60
2022-05-13 03:00 | 3:00 | 9.7536 | 60
2022-05-13 03:30 | 3:30 | 9.8647 | 60
2022-05-13 04:00 | 4:00 | 10.1856 | 60
2022-05-13 04:30 | 4:30 | 10.4115 | 60
2022-05-13 05:00 | 5:00 | 10.914 | 60
2022-05-13 05:30 | 5:30 | 11.5696 | 60
2022-05-13 06:00 | 6:00 | 12.6669 | 60
2022-05-13 06:30 | 6:30 | 13.7002 | 60
2022-05-13 07:00 | 7:00 | 14.8152 | 60
2022-05-13 07:30 | 7:30 | 15.2225 | 60
2022-05-13 08:00 | 8:00 | 15.0007 | 60
2022-05-13 08:30 | 8:30 | 14.751 | 60
2022-05-13 09:00 | 9:00 | 14.0028 | 60
2022-05-13 09:30 | 9:30 | 13.1991 | 60
2022-05-13 10:00 | 10:00 | 13.1616 | 60
2022-05-13 10:30 | 10:30 | 9.8446 | 60
2022-05-13 11:00 | 11:00 | 9.0607 | 60
2022-05-13 11:30 | 11:30 | 10.2421 | 60
2022-05-13 12:00 | 12:00 | 12.2872 | 60
2022-05-13 12:30 | 12:30 | 12.7121 | 60
2022-05-13 13:00 | 13:00 | 12.3289 | 60
2022-05-13 13:30 | 13:30 | 12.8479 | 60
2022-05-13 14:00 | 14:00 | 14.0873 | 60
2022-05-13 14:30 | 14:30 | 14.3656 | 60
2022-05-13 15:00 | 15:00 | 14.1753 | 60
2022-05-13 15:30 | 15:30 | 14.8952 | 60
2022-05-13 16:00 | 16:00 | 15.0285 | 60
2022-05-13 16:30 | 16:30 | 17.5252 | 60
2022-05-13 17:00 | 17:00 | 18.9711 | 60
2022-05-13 17:30 | 17:30 | 20.0115 | 60
2022-05-13 18:00 | 18:00 | 20.0732 | 60
2022-05-13 18:30 | 18:30 | 19.6671 | 60
2022-05-13 19:00 | 19:00 | 18.8405 | 60
2022-05-13 19:30 | 19:30 | 18.3571 | 60
2022-05-13 20:00 | 20:00 | 17.8368 | 60
2022-05-13 20:30 | 20:30 | 17.0407 | 60
2022-05-13 21:00 | 21:00 | 16.6459 | 60
2022-05-13 21:30 | 21:30 | 15.9697 | 60
2022-05-13 22:00 | 22:00 | 14.675 | 60
2022-05-13 22:30 | 22:30 | 14.033 | 60
2022-05-13 23:00 | 23:00 | 13.368 | 60
2022-05-13 23:30 | 23:30 | 12.5751 | 60
2022-05-14 | 0:00 | 11.855 | 60
2022-05-14 00:30 | 0:30 | 11.3195 | 60
2022-05-14 01:00 | 1:00 | 10.8628 | 60
2022-05-14 01:30 | 1:30 | 10.5201 | 60
2022-05-14 02:00 | 2:00 | 10.4808 | 60
2022-05-14 02:30 | 2:30 | 10.3665 | 60
2022-05-14 03:00 | 3:00 | 10.1682 | 60
2022-05-14 03:30 | 3:30 | 10.0789 | 60
2022-05-14 04:00 | 4:00 | 10.2761 | 60
2022-05-14 04:30 | 4:30 | 10.1455 | 60
2022-05-14 05:00 | 5:00 | 10.2316 | 60
2022-05-14 05:30 | 5:30 | 10.3945 | 60
2022-05-14 06:00 | 6:00 | 10.9204 | 60
2022-05-14 06:30 | 6:30 | 11.3267 | 60
2022-05-14 07:00 | 7:00 | 11.8812 | 60
2022-05-14 07:30 | 7:30 | 13.2039 | 60
2022-05-14 08:00 | 8:00 | 14.3205 | 60
2022-05-14 08:30 | 8:30 | 14.63 | 60
2022-05-14 09:00 | 9:00 | 14.9192 | 60
2022-05-14 09:30 | 9:30 | 14.5783 | 60
2022-05-14 10:00 | 10:00 | 14.8509 | 60
2022-05-14 10:30 | 10:30 | 13.2166 | 60
2022-05-14 11:00 | 11:00 | 12.2355 | 60
2022-05-14 11:30 | 11:30 | 13.2998 | 60
2022-05-14 12:00 | 12:00 | 13.6889 | 60
2022-05-14 12:30 | 12:30 | 13.9547 | 60
2022-05-14 13:00 | 13:00 | 13.9807 | 60
2022-05-14 13:30 | 13:30 | 14.722 | 60
2022-05-14 14:00 | 14:00 | 14.9572 | 60
2022-05-14 14:30 | 14:30 | 15.2911 | 60
2022-05-14 15:00 | 15:00 | 15.8543 | 60
2022-05-14 15:30 | 15:30 | 16.5346 | 60
2022-05-14 16:00 | 16:00 | 17.389 | 60
2022-05-14 16:30 | 16:30 | 18.2107 | 60
2022-05-14 17:00 | 17:00 | 19.5011 | 60
2022-05-14 17:30 | 17:30 | 20.5926 | 60
2022-05-14 18:00 | 18:00 | 20.3326 | 60
2022-05-14 18:30 | 18:30 | 19.916 | 60
2022-05-14 19:00 | 19:00 | 19.1027 | 60
2022-05-14 19:30 | 19:30 | 18.3737 | 60
2022-05-14 20:00 | 20:00 | 17.7923 | 60
2022-05-14 20:30 | 20:30 | 16.8532 | 60
2022-05-14 21:00 | 21:00 | 16.2922 | 60
2022-05-14 21:30 | 21:30 | 15.5574 | 60
2022-05-14 22:00 | 22:00 | 14.8689 | 60
2022-05-14 22:30 | 22:30 | 14.416 | 60
2022-05-14 23:00 | 23:00 | 13.659 | 60
2022-05-14 23:30 | 23:30 | 12.7981 | 60
2022-05-15 | 0:00 | 12.1748 | 60
2022-05-15 00:30 | 0:30 | 11.4671 | 60
2022-05-15 01:00 | 1:00 | 11.0664 | 60
2022-05-15 01:30 | 1:30 | 10.6827 | 60
2022-05-15 02:00 | 2:00 | 10.4248 | 60
2022-05-15 02:30 | 2:30 | 10.2401 | 60
2022-05-15 03:00 | 3:00 | 10.1398 | 60
2022-05-15 03:30 | 3:30 | 10.0162 | 60
2022-05-15 04:00 | 4:00 | 10.0303 | 60
2022-05-15 04:30 | 4:30 | 9.8866 | 60
2022-05-15 05:00 | 5:00 | 10.134 | 60
2022-05-15 05:30 | 5:30 | 10.3296 | 60
2022-05-15 06:00 | 6:00 | 10.6775 | 60
2022-05-15 06:30 | 6:30 | 10.662 | 60
2022-05-15 07:00 | 7:00 | 11.2051 | 60
2022-05-15 07:30 | 7:30 | 11.2231 | 60
2022-05-15 08:00 | 8:00 | 10.7491 | 60
2022-05-15 08:30 | 8:30 | 11.5598 | 60
2022-05-15 09:00 | 9:00 | 12.1352 | 60
2022-05-15 09:30 | 9:30 | 10.4946 | 60
2022-05-15 10:00 | 10:00 | 10.0365 | 60
2022-05-15 10:30 | 10:30 | 10.3532 | 60
2022-05-15 11:00 | 11:00 | 10.3234 | 60
2022-05-15 11:30 | 11:30 | 11.1349 | 60
2022-05-15 12:00 | 12:00 | 11.2759 | 60
2022-05-15 12:30 | 12:30 | 12.2823 | 60
2022-05-15 13:00 | 13:00 | 10.7288 | 60
2022-05-15 13:30 | 13:30 | 11.2645 | 60
2022-05-15 14:00 | 14:00 | 13.0488 | 60
2022-05-15 14:30 | 14:30 | 14.27 | 60
2022-05-15 15:00 | 15:00 | 16.3511 | 60
2022-05-15 15:30 | 15:30 | 17.4392 | 60
2022-05-15 16:00 | 16:00 | 18.9827 | 60
2022-05-15 16:30 | 16:30 | 21.0485 | 60
2022-05-15 17:00 | 17:00 | 23.0577 | 60
2022-05-15 17:30 | 17:30 | 24.1043 | 60
2022-05-15 18:00 | 18:00 | 23.8759 | 60
2022-05-15 18:30 | 18:30 | 23.4178 | 60
2022-05-15 19:00 | 19:00 | 22.2024 | 60
2022-05-15 19:30 | 19:30 | 21.1541 | 60
2022-05-15 20:00 | 20:00 | 20.3155 | 60
2022-05-15 20:30 | 20:30 | 19.041 | 60
2022-05-15 21:00 | 21:00 | 17.986 | 60
2022-05-15 21:30 | 21:30 | 16.9113 | 60
2022-05-15 22:00 | 22:00 | 15.81 | 60
2022-05-15 22:30 | 22:30 | 14.7962 | 60
2022-05-15 23:00 | 23:00 | 13.6945 | 60
2022-05-15 23:30 | 23:30 | 12.6872 | 60
2022-05-16 | 0:00 | 12.0253 | 60
2022-05-16 00:30 | 0:30 | 11.4062 | 60
2022-05-16 01:00 | 1:00 | 10.9414 | 60
2022-05-16 01:30 | 1:30 | 10.7997 | 60
2022-05-16 02:00 | 2:00 | 10.5397 | 60
2022-05-16 02:30 | 2:30 | 10.371 | 60
2022-05-16 03:00 | 3:00 | 10.3248 | 60
2022-05-16 03:30 | 3:30 | 10.3405 | 60
2022-05-16 04:00 | 4:00 | 10.5422 | 60
2022-05-16 04:30 | 4:30 | 10.7477 | 60
2022-05-16 05:00 | 5:00 | 11.1842 | 60
2022-05-16 05:30 | 5:30 | 11.7514 | 60
2022-05-16 06:00 | 6:00 | 12.7741 | 60
2022-05-16 06:30 | 6:30 | 13.796 | 60
2022-05-16 07:00 | 7:00 | 13.9403 | 60
2022-05-16 07:30 | 7:30 | 13.2418 | 60
2022-05-16 08:00 | 8:00 | 10.8035 | 60
2022-05-16 08:30 | 8:30 | 9.31 | 60
2022-05-16 09:00 | 9:00 | 7.7563 | 60
2022-05-16 09:30 | 9:30 | 8.3095 | 60
2022-05-16 10:00 | 10:00 | 8.9929 | 60
2022-05-16 10:30 | 10:30 | 10.2697 | 60
2022-05-16 11:00 | 11:00 | 10.4298 | 60
2022-05-16 11:30 | 11:30 | 6.5951 | 60
2022-05-16 12:00 | 12:00 | 7.1195 | 60
2022-05-16 12:30 | 12:30 | 11.282 | 60
2022-05-16 13:00 | 13:00 | 9.7616 | 60
2022-05-16 13:30 | 13:30 | 9.3238 | 60
2022-05-16 14:00 | 14:00 | 10.642 | 60
2022-05-16 14:30 | 14:30 | 15.0806 | 60
2022-05-16 15:00 | 15:00 | 17.8736 | 60
2022-05-16 15:30 | 15:30 | 18.66 | 60
2022-05-16 16:00 | 16:00 | 19.6892 | 60
2022-05-16 16:30 | 16:30 | 20.8161 | 60
2022-05-16 17:00 | 17:00 | 22.7955 | 60
2022-05-16 17:30 | 17:30 | 24.2864 | 60
2022-05-16 18:00 | 18:00 | 24.6287 | 60
2022-05-16 18:30 | 18:30 | 23.9569 | 60
2022-05-16 19:00 | 19:00 | 22.6634 | 60
2022-05-16 19:30 | 19:30 | 21.3001 | 60
2022-05-16 20:00 | 20:00 | 20.2656 | 60
2022-05-16 20:30 | 20:30 | 18.9168 | 60
2022-05-16 21:00 | 21:00 | 17.8024 | 60
2022-05-16 21:30 | 21:30 | 16.7222 | 60
2022-05-16 22:00 | 22:00 | 15.4709 | 60
2022-05-16 22:30 | 22:30 | 14.4833 | 60
2022-05-16 23:00 | 23:00 | 13.3669 | 60
2022-05-16 23:30 | 23:30 | 12.4536 | 60
2022-05-17 | 0:00 | 11.7573 | 60
2022-05-17 00:30 | 0:30 | 11.3864 | 60
2022-05-17 01:00 | 1:00 | 11.0334 | 60
2022-05-17 01:30 | 1:30 | 10.7134 | 60
2022-05-17 02:00 | 2:00 | 10.5861 | 60
2022-05-17 02:30 | 2:30 | 10.4568 | 60
2022-05-17 03:00 | 3:00 | 10.4029 | 60
2022-05-17 03:30 | 3:30 | 10.3423 | 60
2022-05-17 04:00 | 4:00 | 10.6148 | 60
2022-05-17 04:30 | 4:30 | 10.8977 | 60
2022-05-17 05:00 | 5:00 | 11.4175 | 60
2022-05-17 05:30 | 5:30 | 12.0147 | 60
2022-05-17 06:00 | 6:00 | 12.9413 | 60
2022-05-17 06:30 | 6:30 | 13.8721 | 60
2022-05-17 07:00 | 7:00 | 14.569 | 60
2022-05-17 07:30 | 7:30 | 14.5816 | 60
2022-05-17 08:00 | 8:00 | 14.2828 | 60
2022-05-17 08:30 | 8:30 | 13.4228 | 60
2022-05-17 09:00 | 9:00 | 12.1289 | 60
2022-05-17 09:30 | 9:30 | 6.1902 | 60
2022-05-17 10:00 | 10:00 | 3.5653 | 60
2022-05-17 10:30 | 10:30 | 3.2224 | 60
2022-05-17 11:00 | 11:00 | 3.8924 | 60
2022-05-17 11:30 | 11:30 | 3.4882 | 60
2022-05-17 12:00 | 12:00 | 3.0191 | 60
2022-05-17 12:30 | 12:30 | 3.4755 | 60
2022-05-17 13:00 | 13:00 | 6.7706 | 60
2022-05-17 13:30 | 13:30 | 11.633 | 60
2022-05-17 14:00 | 14:00 | 13.315 | 60
2022-05-17 14:30 | 14:30 | 15.35 | 60
2022-05-17 15:00 | 15:00 | 14.882 | 60
2022-05-17 15:30 | 15:30 | 14.7112 | 60
2022-05-17 16:00 | 16:00 | 16.2792 | 60
2022-05-17 16:30 | 16:30 | 18.1238 | 60
2022-05-17 17:00 | 17:00 | 20.0837 | 60
2022-05-17 17:30 | 17:30 | 21.4013 | 60
2022-05-17 18:00 | 18:00 | 21.5227 | 60
2022-05-17 18:30 | 18:30 | 21.4747 | 60
2022-05-17 19:00 | 19:00 | 20.3667 | 60
2022-05-17 19:30 | 19:30 | 19.5756 | 60
2022-05-17 20:00 | 20:00 | 18.9833 | 60
2022-05-17 20:30 | 20:30 | 17.8449 | 60
2022-05-17 21:00 | 21:00 | 16.9487 | 60
2022-05-17 21:30 | 21:30 | 15.8618 | 60
2022-05-17 22:00 | 22:00 | 14.5694 | 60
2022-05-17 22:30 | 22:30 | 13.7119 | 60
2022-05-17 23:00 | 23:00 | 12.7136 | 60
2022-05-17 23:30 | 23:30 | 11.9946 | 60
2022-05-18 | 0:00 | 11.1634 | 60
2022-05-18 00:30 | 0:30 | 10.6491 | 60
2022-05-18 01:00 | 1:00 | 10.4266 | 60
2022-05-18 01:30 | 1:30 | 10.0978 | 60
2022-05-18 02:00 | 2:00 | 9.9962 | 60
2022-05-18 02:30 | 2:30 | 9.8799 | 60
2022-05-18 03:00 | 3:00 | 9.9762 | 60
2022-05-18 03:30 | 3:30 | 9.9348 | 60
2022-05-18 04:00 | 4:00 | 10.1231 | 60
2022-05-18 04:30 | 4:30 | 10.5584 | 60
2022-05-18 05:00 | 5:00 | 11.2894 | 60
2022-05-18 05:30 | 5:30 | 11.7777 | 60
2022-05-18 06:00 | 6:00 | 12.7622 | 60
2022-05-18 06:30 | 6:30 | 13.7421 | 60
2022-05-18 07:00 | 7:00 | 14.3129 | 60
2022-05-18 07:30 | 7:30 | 14.4745 | 60
2022-05-18 08:00 | 8:00 | 14.3637 | 60
2022-05-18 08:30 | 8:30 | 12.7329 | 60
2022-05-18 09:00 | 9:00 | 11.3041 | 60
2022-05-18 09:30 | 9:30 | 4.9432 | 60
2022-05-18 10:00 | 10:00 | 7.0823 | 60
2022-05-18 10:30 | 10:30 | 9.5655 | 60
2022-05-18 11:00 | 11:00 | 10.3365 | 60
2022-05-18 11:30 | 11:30 | 4.8959 | 60
2022-05-18 12:00 | 12:00 | 8.0843 | 60
2022-05-18 12:30 | 12:30 | 6.185 | 60
2022-05-18 13:00 | 13:00 | 6.0595 | 60
2022-05-18 13:30 | 13:30 | 11.161 | 60
2022-05-18 14:00 | 14:00 | 10.8079 | 60
2022-05-18 14:30 | 14:30 | 10.6227 | 60
2022-05-18 15:00 | 15:00 | 12.0155 | 60
2022-05-18 15:30 | 15:30 | 13.8527 | 60
2022-05-18 16:00 | 16:00 | 15.2976 | 60
2022-05-18 16:30 | 16:30 | 17.3587 | 60
2022-05-18 17:00 | 17:00 | 19.6742 | 60
2022-05-18 17:30 | 17:30 | 21.3898 | 60
2022-05-18 18:00 | 18:00 | 21.4343 | 60
2022-05-18 18:30 | 18:30 | 21.1335 | 60
2022-05-18 19:00 | 19:00 | 20.1385 | 60
2022-05-18 19:30 | 19:30 | 19.4281 | 60
2022-05-18 20:00 | 20:00 | 18.8321 | 60
2022-05-18 20:30 | 20:30 | 17.7706 | 60
2022-05-18 21:00 | 21:00 | 16.7244 | 60
2022-05-18 21:30 | 21:30 | 15.7206 | 60
2022-05-18 22:00 | 22:00 | 14.4388 | 60
2022-05-18 22:30 | 22:30 | 13.5122 | 60
2022-05-18 23:00 | 23:00 | 12.5591 | 60
2022-05-18 23:30 | 23:30 | 11.7295 | 60
2022-05-19 | 0:00 | 11.0166 | 60
2022-05-19 00:30 | 0:30 | 10.4993 | 60
2022-05-19 01:00 | 1:00 | 10.2747 | 60
2022-05-19 01:30 | 1:30 | 9.9421 | 60
2022-05-19 02:00 | 2:00 | 9.7929 | 60
2022-05-19 02:30 | 2:30 | 9.7594 | 60
2022-05-19 03:00 | 3:00 | 9.7748 | 60
2022-05-19 03:30 | 3:30 | 9.7712 | 60
2022-05-19 04:00 | 4:00 | 10.121 | 60
2022-05-19 04:30 | 4:30 | 10.3865 | 60
2022-05-19 05:00 | 5:00 | 11.0478 | 60
2022-05-19 05:30 | 5:30 | 11.6168 | 60
2022-05-19 06:00 | 6:00 | 12.7764 | 60
2022-05-19 06:30 | 6:30 | 13.5803 | 60
2022-05-19 07:00 | 7:00 | 13.8609 | 60
2022-05-19 07:30 | 7:30 | 13.8988 | 60
2022-05-19 08:00 | 8:00 | 12.2303 | 60
2022-05-19 08:30 | 8:30 | 8.442 | 60
2022-05-19 09:00 | 9:00 | 7.4791 | 60
2022-05-19 09:30 | 9:30 | 4.9594 | 60
2022-05-19 10:00 | 10:00 | 4.9082 | 60
2022-05-19 10:30 | 10:30 | 8.0322 | 60
2022-05-19 11:00 | 11:00 | 9.4509 | 60
2022-05-19 11:30 | 11:30 | 10.0088 | 60
2022-05-19 12:00 | 12:00 | 8.2471 | 60
2022-05-19 12:30 | 12:30 | 9.4242 | 60
2022-05-19 13:00 | 13:00 | 9.715 | 60
2022-05-19 13:30 | 13:30 | 7.5673 | 60
2022-05-19 14:00 | 14:00 | 10.7191 | 60
2022-05-19 14:30 | 14:30 | 9.0088 | 60
2022-05-19 15:00 | 15:00 | 9.7893 | 60
2022-05-19 15:30 | 15:30 | 12.1979 | 60
2022-05-19 16:00 | 16:00 | 14.6534 | 60
2022-05-19 16:30 | 16:30 | 16.4683 | 60
2022-05-19 17:00 | 17:00 | 18.6542 | 60
2022-05-19 17:30 | 17:30 | 20.0735 | 60
2022-05-19 18:00 | 18:00 | 20.2048 | 60
2022-05-19 18:30 | 18:30 | 19.9098 | 60
2022-05-19 19:00 | 19:00 | 19.1229 | 60
2022-05-19 19:30 | 19:30 | 18.6014 | 60
2022-05-19 20:00 | 20:00 | 18.1247 | 60
2022-05-19 20:30 | 20:30 | 17.1318 | 60
2022-05-19 21:00 | 21:00 | 16.4111 | 60
2022-05-19 21:30 | 21:30 | 15.3618 | 60
2022-05-19 22:00 | 22:00 | 14.3742 | 60
2022-05-19 22:30 | 22:30 | 13.3934 | 60
2022-05-19 23:00 | 23:00 | 12.4043 | 60
2022-05-19 23:30 | 23:30 | 11.4279 | 60
2022-05-20 | 0:00 | 10.7708 | 60
2022-05-20 00:30 | 0:30 | 10.2731 | 60
2022-05-20 01:00 | 1:00 | 10.1384 | 60
2022-05-20 01:30 | 1:30 | 9.9146 | 60
2022-05-20 02:00 | 2:00 | 9.6603 | 60
2022-05-20 02:30 | 2:30 | 9.4555 | 60
2022-05-20 03:00 | 3:00 | 9.5499 | 60
2022-05-20 03:30 | 3:30 | 9.6066 | 60
2022-05-20 04:00 | 4:00 | 9.8345 | 60
2022-05-20 04:30 | 4:30 | 10.1861 | 60
2022-05-20 05:00 | 5:00 | 10.7962 | 60
2022-05-20 05:30 | 5:30 | 11.2247 | 60
2022-05-20 06:00 | 6:00 | 12.3339 | 60
2022-05-20 06:30 | 6:30 | 13.6749 | 60
2022-05-20 07:00 | 7:00 | 16.4844 | 60
2022-05-20 07:30 | 7:30 | 15.6541 | 60
2022-05-20 08:00 | 8:00 | 13.8659 | 60
2022-05-20 08:30 | 8:30 | 12.7192 | 60
2022-05-20 09:00 | 9:00 | 14.9862 | 60
2022-05-20 09:30 | 9:30 | 15.0281 | 60
2022-05-20 10:00 | 10:00 | 15.0958 | 60
2022-05-20 10:30 | 10:30 | 14.7418 | 60
2022-05-20 11:00 | 11:00 | 15.1276 | 60
2022-05-20 11:30 | 11:30 | 16.1185 | 60
2022-05-20 12:00 | 12:00 | 13.9366 | 60
2022-05-20 12:30 | 12:30 | 14.4355 | 60
2022-05-20 13:00 | 13:00 | 12.502 | 60
2022-05-20 13:30 | 13:30 | 10.7537 | 60
2022-05-20 14:00 | 14:00 | 11.8783 | 60
2022-05-20 14:30 | 14:30 | 12.5278 | 60
2022-05-20 15:00 | 15:00 | 14.0773 | 60
2022-05-20 15:30 | 15:30 | 14.6152 | 60
2022-05-20 16:00 | 16:00 | 15.6868 | 60
2022-05-20 16:30 | 16:30 | 17.352 | 60
2022-05-20 17:00 | 17:00 | 18.691 | 60
2022-05-20 17:30 | 17:30 | 19.726 | 60
2022-05-20 18:00 | 18:00 | 19.6285 | 60
2022-05-20 18:30 | 18:30 | 19.2081 | 60
2022-05-20 19:00 | 19:00 | 18.6505 | 60
2022-05-20 19:30 | 19:30 | 18.0554 | 60
2022-05-20 20:00 | 20:00 | 17.5674 | 60
2022-05-20 20:30 | 20:30 | 16.7724 | 60
2022-05-20 21:00 | 21:00 | 16.0937 | 60
2022-05-20 21:30 | 21:30 | 15.1996 | 60
2022-05-20 22:00 | 22:00 | 14.3407 | 60
2022-05-20 22:30 | 22:30 | 13.6496 | 60
2022-05-20 23:00 | 23:00 | 12.6826 | 60
2022-05-20 23:30 | 23:30 | 11.9571 | 60
2022-05-21 | 0:00 | 11.1284 | 60
2022-05-21 00:30 | 0:30 | 10.7435 | 60
2022-05-21 01:00 | 1:00 | 10.3472 | 60
2022-05-21 01:30 | 1:30 | 10.1109 | 60
2022-05-21 02:00 | 2:00 | 9.7726 | 60
2022-05-21 02:30 | 2:30 | 9.6295 | 60
2022-05-21 03:00 | 3:00 | 9.639 | 60
2022-05-21 03:30 | 3:30 | 9.551 | 60
2022-05-21 04:00 | 4:00 | 9.6021 | 60
2022-05-21 04:30 | 4:30 | 9.7075 | 60
2022-05-21 05:00 | 5:00 | 9.8953 | 60
2022-05-21 05:30 | 5:30 | 10.3209 | 60
2022-05-21 06:00 | 6:00 | 10.6011 | 60
2022-05-21 06:30 | 6:30 | 11.3471 | 60
2022-05-21 07:00 | 7:00 | 12.4954 | 60
2022-05-21 07:30 | 7:30 | 13.381 | 60
2022-05-21 08:00 | 8:00 | 14.6314 | 60
2022-05-21 08:30 | 8:30 | 15.1915 | 60
2022-05-21 09:00 | 9:00 | 14.9009 | 60
2022-05-21 09:30 | 9:30 | 15.5527 | 60
2022-05-21 10:00 | 10:00 | 15.6748 | 60
2022-05-21 10:30 | 10:30 | 15.5011 | 60
2022-05-21 11:00 | 11:00 | 14.3916 | 60
2022-05-21 11:30 | 11:30 | 15.3593 | 60
2022-05-21 12:00 | 12:00 | 14.8814 | 60
2022-05-21 12:30 | 12:30 | 14.24 | 60
2022-05-21 13:00 | 13:00 | 15.3645 | 60
2022-05-21 13:30 | 13:30 | 14.1416 | 60
2022-05-21 14:00 | 14:00 | 13.1277 | 60
2022-05-21 14:30 | 14:30 | 14.8291 | 60
2022-05-21 15:00 | 15:00 | 17.4187 | 60
2022-05-21 15:30 | 15:30 | 17.4672 | 60
2022-05-21 16:00 | 16:00 | 18.0523 | 60
2022-05-21 16:30 | 16:30 | 19.0967 | 60
2022-05-21 17:00 | 17:00 | 20.1795 | 60
2022-05-21 17:30 | 17:30 | 20.972 | 60
2022-05-21 18:00 | 18:00 | 20.6815 | 60
2022-05-21 18:30 | 18:30 | 20.1881 | 60
2022-05-21 19:00 | 19:00 | 19.4254 | 60
2022-05-21 19:30 | 19:30 | 18.6461 | 60
2022-05-21 20:00 | 20:00 | 18.0116 | 60
2022-05-21 20:30 | 20:30 | 17.0631 | 60
2022-05-21 21:00 | 21:00 | 16.4414 | 60
2022-05-21 21:30 | 21:30 | 15.6887 | 60
2022-05-21 22:00 | 22:00 | 14.8327 | 60
2022-05-21 22:30 | 22:30 | 14.1859 | 60
2022-05-21 23:00 | 23:00 | 13.1555 | 60
2022-05-21 23:30 | 23:30 | 12.2795 | 60
2022-05-22 | 0:00 | 11.6398 | 60
2022-05-22 00:30 | 0:30 | 11.0211 | 60
2022-05-22 01:00 | 1:00 | 10.6832 | 60
2022-05-22 01:30 | 1:30 | 10.2673 | 60
2022-05-22 02:00 | 2:00 | 10.0671 | 60
2022-05-22 02:30 | 2:30 | 9.7997 | 60
2022-05-22 03:00 | 3:00 | 9.6141 | 60
2022-05-22 03:30 | 3:30 | 9.6612 | 60
2022-05-22 04:00 | 4:00 | 9.7077 | 60
2022-05-22 04:30 | 4:30 | 9.7274 | 60
2022-05-22 05:00 | 5:00 | 9.759 | 60
2022-05-22 05:30 | 5:30 | 10.1628 | 60
2022-05-22 06:00 | 6:00 | 10.5341 | 60
2022-05-22 06:30 | 6:30 | 11.1262 | 60
2022-05-22 07:00 | 7:00 | 11.8999 | 60
2022-05-22 07:30 | 7:30 | 12.6012 | 60
2022-05-22 08:00 | 8:00 | 13.4601 | 60
2022-05-22 08:30 | 8:30 | 14.481 | 60
2022-05-22 09:00 | 9:00 | 15.508 | 60
2022-05-22 09:30 | 9:30 | 15.2256 | 60
2022-05-22 10:00 | 10:00 | 14.6944 | 60
2022-05-22 10:30 | 10:30 | 13.3344 | 60
2022-05-22 11:00 | 11:00 | 14.0208 | 60
2022-05-22 11:30 | 11:30 | 11.0651 | 60
2022-05-22 12:00 | 12:00 | 8.4396 | 60
2022-05-22 12:30 | 12:30 | 10.717 | 60
2022-05-22 13:00 | 13:00 | 11.9289 | 60
2022-05-22 13:30 | 13:30 | 14.0169 | 60
2022-05-22 14:00 | 14:00 | 13.54 | 60
2022-05-22 14:30 | 14:30 | 13.9597 | 60
2022-05-22 15:00 | 15:00 | 15.8354 | 60
2022-05-22 15:30 | 15:30 | 16.7871 | 60
2022-05-22 16:00 | 16:00 | 18.3467 | 60
2022-05-22 16:30 | 16:30 | 20.432 | 60
2022-05-22 17:00 | 17:00 | 22.4214 | 60
2022-05-22 17:30 | 17:30 | 23.3104 | 60
2022-05-22 18:00 | 18:00 | 22.9364 | 60
2022-05-22 18:30 | 18:30 | 22.4409 | 60
2022-05-22 19:00 | 19:00 | 21.6952 | 60
2022-05-22 19:30 | 19:30 | 20.4439 | 60
2022-05-22 20:00 | 20:00 | 19.7009 | 60
2022-05-22 20:30 | 20:30 | 18.4666 | 60
2022-05-22 21:00 | 21:00 | 17.3827 | 60
2022-05-22 21:30 | 21:30 | 16.1309 | 60
2022-05-22 22:00 | 22:00 | 14.8338 | 60
2022-05-22 22:30 | 22:30 | 13.9124 | 60
2022-05-22 23:00 | 23:00 | 12.8833 | 60
2022-05-22 23:30 | 23:30 | 11.9733 | 60
2022-05-23 | 0:00 | 11.3181 | 60
2022-05-23 00:30 | 0:30 | 10.671 | 60
2022-05-23 01:00 | 1:00 | 10.337 | 60
2022-05-23 01:30 | 1:30 | 10.2168 | 60
2022-05-23 02:00 | 2:00 | 9.9218 | 60
2022-05-23 02:30 | 2:30 | 9.6656 | 60
2022-05-23 03:00 | 3:00 | 9.8218 | 60
2022-05-23 03:30 | 3:30 | 9.7719 | 60
2022-05-23 04:00 | 4:00 | 10.0073 | 60
2022-05-23 04:30 | 4:30 | 10.3652 | 60
2022-05-23 05:00 | 5:00 | 10.9336 | 60
2022-05-23 05:30 | 5:30 | 11.7624 | 60
2022-05-23 06:00 | 6:00 | 13.0218 | 60
2022-05-23 06:30 | 6:30 | 14.2157 | 60
2022-05-23 07:00 | 7:00 | 14.1006 | 60
2022-05-23 07:30 | 7:30 | 14.6127 | 60
2022-05-23 08:00 | 8:00 | 11.0745 | 60
2022-05-23 08:30 | 8:30 | 10.3367 | 60
2022-05-23 09:00 | 9:00 | 12.5897 | 60
2022-05-23 09:30 | 9:30 | 6.4541 | 60
2022-05-23 10:00 | 10:00 | 6.8375 | 60
2022-05-23 10:30 | 10:30 | 2.8608 | 60
2022-05-23 11:00 | 11:00 | 2.6863 | 60
2022-05-23 11:30 | 11:30 | 4.6717 | 60
2022-05-23 12:00 | 12:00 | 6.2471 | 60
2022-05-23 12:30 | 12:30 | 5.0286 | 60
2022-05-23 13:00 | 13:00 | 8.6276 | 60
2022-05-23 13:30 | 13:30 | 5.8547 | 60
2022-05-23 14:00 | 14:00 | 8.7711 | 60
2022-05-23 14:30 | 14:30 | 13.7093 | 60
2022-05-23 15:00 | 15:00 | 14.9157 | 60
2022-05-23 15:30 | 15:30 | 16.267 | 60
2022-05-23 16:00 | 16:00 | 17.2965 | 60
2022-05-23 16:30 | 16:30 | 19.3587 | 60
2022-05-23 17:00 | 17:00 | 21.7124 | 60
2022-05-23 17:30 | 17:30 | 22.9946 | 60
2022-05-23 18:00 | 18:00 | 22.9744 | 60
2022-05-23 18:30 | 18:30 | 22.7497 | 60
2022-05-23 19:00 | 19:00 | 21.4023 | 60
2022-05-23 19:30 | 19:30 | 20.8043 | 60
2022-05-23 20:00 | 20:00 | 19.9027 | 60
2022-05-23 20:30 | 20:30 | 18.64 | 60
2022-05-23 21:00 | 21:00 | 17.2595 | 60
2022-05-23 21:30 | 21:30 | 16.0909 | 60
2022-05-23 22:00 | 22:00 | 14.6509 | 60
2022-05-23 22:30 | 22:30 | 13.6461 | 60
2022-05-23 23:00 | 23:00 | 12.7765 | 60
2022-05-23 23:30 | 23:30 | 11.8857 | 60
2022-05-24 | 0:00 | 11.098 | 60
2022-05-24 00:30 | 0:30 | 10.6128 | 60
2022-05-24 01:00 | 1:00 | 10.133 | 60
2022-05-24 01:30 | 1:30 | 10.015 | 60
2022-05-24 02:00 | 2:00 | 9.861 | 60
2022-05-24 02:30 | 2:30 | 9.8131 | 60
2022-05-24 03:00 | 3:00 | 9.7916 | 60
2022-05-24 03:30 | 3:30 | 9.7449 | 60
2022-05-24 04:00 | 4:00 | 9.8659 | 60
2022-05-24 04:30 | 4:30 | 10.2856 | 60
2022-05-24 05:00 | 5:00 | 11.1437 | 60
2022-05-24 05:30 | 5:30 | 11.9366 | 60
2022-05-24 06:00 | 6:00 | 13.1515 | 60
2022-05-24 06:30 | 6:30 | 14.5039 | 60
2022-05-24 07:00 | 7:00 | 14.7276 | 60
2022-05-24 07:30 | 7:30 | 15.3083 | 60
2022-05-24 08:00 | 8:00 | 14.4932 | 60
2022-05-24 08:30 | 8:30 | 14.025 | 60
2022-05-24 09:00 | 9:00 | 11.9233 | 60
2022-05-24 09:30 | 9:30 | 6.5359 | 60
2022-05-24 10:00 | 10:00 | 11.0098 | 60
2022-05-24 10:30 | 10:30 | 10.0164 | 60
2022-05-24 11:00 | 11:00 | 4.59 | 60
2022-05-24 11:30 | 11:30 | 3.4499 | 60
2022-05-24 12:00 | 12:00 | 2.8648 | 60
2022-05-24 12:30 | 12:30 | 3.4554 | 60
2022-05-24 13:00 | 13:00 | 6.9176 | 60
2022-05-24 13:30 | 13:30 | 8.4618 | 60
2022-05-24 14:00 | 14:00 | 9.8065 | 60
2022-05-24 14:30 | 14:30 | 7.2552 | 60
2022-05-24 15:00 | 15:00 | 8.1928 | 60
2022-05-24 15:30 | 15:30 | 10.8712 | 60
2022-05-24 16:00 | 16:00 | 13.8125 | 60
2022-05-24 16:30 | 16:30 | 17.0498 | 60
2022-05-24 17:00 | 17:00 | 20.0259 | 60
2022-05-24 17:30 | 17:30 | 21.7527 | 60
2022-05-24 18:00 | 18:00 | 22.0527 | 60
2022-05-24 18:30 | 18:30 | 21.9084 | 60
2022-05-24 19:00 | 19:00 | 21.1289 | 60
2022-05-24 19:30 | 19:30 | 20.4041 | 60
2022-05-24 20:00 | 20:00 | 19.3841 | 60
2022-05-24 20:30 | 20:30 | 18.1777 | 60
2022-05-24 21:00 | 21:00 | 17.1332 | 60
2022-05-24 21:30 | 21:30 | 16.1289 | 60
2022-05-24 22:00 | 22:00 | 14.5884 | 60
2022-05-24 22:30 | 22:30 | 13.766 | 60
2022-05-24 23:00 | 23:00 | 12.7722 | 60
2022-05-24 23:30 | 23:30 | 11.7388 | 60
2022-05-25 | 0:00 | 11.0731 | 60
2022-05-25 00:30 | 0:30 | 10.5429 | 60
2022-05-25 01:00 | 1:00 | 10.1498 | 60
2022-05-25 01:30 | 1:30 | 10.09 | 60
2022-05-25 02:00 | 2:00 | 9.9723 | 60
2022-05-25 02:30 | 2:30 | 9.5794 | 60
2022-05-25 03:00 | 3:00 | 9.6312 | 60
2022-05-25 03:30 | 3:30 | 9.6408 | 60
2022-05-25 04:00 | 4:00 | 9.9559 | 60
2022-05-25 04:30 | 4:30 | 10.3159 | 60
2022-05-25 05:00 | 5:00 | 11.0356 | 60
2022-05-25 05:30 | 5:30 | 12.6602 | 60
2022-05-25 06:00 | 6:00 | 14.4633 | 60
2022-05-25 06:30 | 6:30 | 15.7384 | 60
2022-05-25 07:00 | 7:00 | 14.8501 | 60
2022-05-25 07:30 | 7:30 | 12.9173 | 60
2022-05-25 08:00 | 8:00 | 9.5703 | 60
2022-05-25 08:30 | 8:30 | 7.3926 | 60
2022-05-25 09:00 | 9:00 | 6.3457 | 60
2022-05-25 09:30 | 9:30 | 5.1334 | 60
2022-05-25 10:00 | 10:00 | 3.236 | 60
2022-05-25 10:30 | 10:30 | 2.964 | 60
2022-05-25 11:00 | 11:00 | 1.9516 | 60
2022-05-25 11:30 | 11:30 | 2.4434 | 60
2022-05-25 12:00 | 12:00 | 3.9459 | 60
2022-05-25 12:30 | 12:30 | 5.8338 | 60
2022-05-25 13:00 | 13:00 | 5.6664 | 60
2022-05-25 13:30 | 13:30 | 9.1343 | 60
2022-05-25 14:00 | 14:00 | 12.1354 | 60
2022-05-25 14:30 | 14:30 | 11.7702 | 60
2022-05-25 15:00 | 15:00 | 13.4299 | 60
2022-05-25 15:30 | 15:30 | 14.4332 | 60
2022-05-25 16:00 | 16:00 | 15.0044 | 60
2022-05-25 16:30 | 16:30 | 16.7437 | 60
2022-05-25 17:00 | 17:00 | 19.4345 | 60
2022-05-25 17:30 | 17:30 | 20.9526 | 60
2022-05-25 18:00 | 18:00 | 21.2018 | 60
2022-05-25 18:30 | 18:30 | 20.9233 | 60
2022-05-25 19:00 | 19:00 | 20.3101 | 60
2022-05-25 19:30 | 19:30 | 19.4455 | 60
2022-05-25 20:00 | 20:00 | 18.8929 | 60
2022-05-25 20:30 | 20:30 | 17.543 | 60
2022-05-25 21:00 | 21:00 | 16.6223 | 60
2022-05-25 21:30 | 21:30 | 15.5247 | 60
2022-05-25 22:00 | 22:00 | 14.5416 | 60
2022-05-25 22:30 | 22:30 | 13.6022 | 60
2022-05-25 23:00 | 23:00 | 12.4697 | 60
2022-05-25 23:30 | 23:30 | 11.7661 | 60
2022-05-26 | 0:00 | 10.9548 | 60
2022-05-26 00:30 | 0:30 | 10.421 | 60
2022-05-26 01:00 | 1:00 | 10.1555 | 60
2022-05-26 01:30 | 1:30 | 9.8439 | 60
2022-05-26 02:00 | 2:00 | 9.7968 | 60
2022-05-26 02:30 | 2:30 | 9.6514 | 60
2022-05-26 03:00 | 3:00 | 9.4716 | 60
2022-05-26 03:30 | 3:30 | 9.6289 | 60
2022-05-26 04:00 | 4:00 | 9.7976 | 60
2022-05-26 04:30 | 4:30 | 10.2796 | 60
2022-05-26 05:00 | 5:00 | 10.9432 | 60
2022-05-26 05:30 | 5:30 | 11.724 | 60
2022-05-26 06:00 | 6:00 | 13.4621 | 60
2022-05-26 06:30 | 6:30 | 16.3028 | 60
2022-05-26 07:00 | 7:00 | 15.8791 | 60
2022-05-26 07:30 | 7:30 | 12.2685 | 60
2022-05-26 08:00 | 8:00 | 9.4828 | 60
2022-05-26 08:30 | 8:30 | 7.2959 | 60
2022-05-26 09:00 | 9:00 | 4.8095 | 60
2022-05-26 09:30 | 9:30 | 3.5083 | 60
2022-05-26 10:00 | 10:00 | 3.3033 | 60
2022-05-26 10:30 | 10:30 | 3.4161 | 60
2022-05-26 11:00 | 11:00 | 3.2779 | 60
2022-05-26 11:30 | 11:30 | 3.1441 | 60
2022-05-26 12:00 | 12:00 | 3.5667 | 60
2022-05-26 12:30 | 12:30 | 3.2017 | 60
2022-05-26 13:00 | 13:00 | 3.2627 | 60
2022-05-26 13:30 | 13:30 | 4.5102 | 60
2022-05-26 14:00 | 14:00 | 4.0122 | 60
2022-05-26 14:30 | 14:30 | 7.7853 | 60
2022-05-26 15:00 | 15:00 | 11.5091 | 60
2022-05-26 15:30 | 15:30 | 12.2543 | 60
2022-05-26 16:00 | 16:00 | 13.965 | 60
2022-05-26 16:30 | 16:30 | 16.6086 | 60
2022-05-26 17:00 | 17:00 | 18.7679 | 60
2022-05-26 17:30 | 17:30 | 20.3085 | 60
2022-05-26 18:00 | 18:00 | 20.7223 | 60
2022-05-26 18:30 | 18:30 | 20.3557 | 60
2022-05-26 19:00 | 19:00 | 19.6397 | 60
2022-05-26 19:30 | 19:30 | 18.9679 | 60
2022-05-26 20:00 | 20:00 | 18.6163 | 60
2022-05-26 20:30 | 20:30 | 17.7422 | 60
2022-05-26 21:00 | 21:00 | 16.8179 | 60
2022-05-26 21:30 | 21:30 | 15.628 | 60
2022-05-26 22:00 | 22:00 | 14.4845 | 60
2022-05-26 22:30 | 22:30 | 13.5894 | 60
2022-05-26 23:00 | 23:00 | 12.5129 | 60
2022-05-26 23:30 | 23:30 | 11.687 | 60
2022-05-27 | 0:00 | 10.892 | 60
2022-05-27 00:30 | 0:30 | 10.3454 | 60
2022-05-27 01:00 | 1:00 | 10.04 | 60
2022-05-27 01:30 | 1:30 | 9.7812 | 60
2022-05-27 02:00 | 2:00 | 9.535 | 60
2022-05-27 02:30 | 2:30 | 9.4068 | 60
2022-05-27 03:00 | 3:00 | 9.4578 | 60
2022-05-27 03:30 | 3:30 | 9.4767 | 60
2022-05-27 04:00 | 4:00 | 9.8421 | 60
2022-05-27 04:30 | 4:30 | 10.1908 | 60
2022-05-27 05:00 | 5:00 | 10.8591 | 60
2022-05-27 05:30 | 5:30 | 11.7183 | 60
2022-05-27 06:00 | 6:00 | 12.9194 | 60
2022-05-27 06:30 | 6:30 | 13.7621 | 60
2022-05-27 07:00 | 7:00 | 12.671 | 60
2022-05-27 07:30 | 7:30 | 10.8538 | 60
2022-05-27 08:00 | 8:00 | 8.2468 | 60
2022-05-27 08:30 | 8:30 | 6.7028 | 60
2022-05-27 09:00 | 9:00 | 4.9418 | 60
2022-05-27 09:30 | 9:30 | 4.219 | 60
2022-05-27 10:00 | 10:00 | 2.759 | 60
2022-05-27 10:30 | 10:30 | 2.8037 | 60
2022-05-27 11:00 | 11:00 | 3.1958 | 60
2022-05-27 11:30 | 11:30 | 2.9074 | 60
2022-05-27 12:00 | 12:00 | 2.7038 | 60
2022-05-27 12:30 | 12:30 | 2.6779 | 60
2022-05-27 13:00 | 13:00 | 2.5345 | 60
2022-05-27 13:30 | 13:30 | 2.9807 | 60
2022-05-27 14:00 | 14:00 | 4.3035 | 60
2022-05-27 14:30 | 14:30 | 5.8954 | 60
2022-05-27 15:00 | 15:00 | 8.1726 | 60
2022-05-27 15:30 | 15:30 | 10.782 | 60
2022-05-27 16:00 | 16:00 | 13.6005 | 60
2022-05-27 16:30 | 16:30 | 15.9972 | 60
2022-05-27 17:00 | 17:00 | 17.6988 | 60
2022-05-27 17:30 | 17:30 | 19.0356 | 60
2022-05-27 18:00 | 18:00 | 19.1399 | 60
2022-05-27 18:30 | 18:30 | 18.9295 | 60
2022-05-27 19:00 | 19:00 | 18.3607 | 60
2022-05-27 19:30 | 19:30 | 17.8279 | 60
2022-05-27 20:00 | 20:00 | 17.2461 | 60
2022-05-27 20:30 | 20:30 | 16.578 | 60
2022-05-27 21:00 | 21:00 | 15.999 | 60
2022-05-27 21:30 | 21:30 | 15.0299 | 60
2022-05-27 22:00 | 22:00 | 14.2626 | 60
2022-05-27 22:30 | 22:30 | 13.7045 | 60
2022-05-27 23:00 | 23:00 | 12.7678 | 60
2022-05-27 23:30 | 23:30 | 11.9548 | 60
2022-05-28 | 0:00 | 11.2638 | 60
2022-05-28 00:30 | 0:30 | 10.7297 | 60
2022-05-28 01:00 | 1:00 | 10.3484 | 60
2022-05-28 01:30 | 1:30 | 10.0318 | 60
2022-05-28 02:00 | 2:00 | 9.768 | 60
2022-05-28 02:30 | 2:30 | 9.6226 | 60
2022-05-28 03:00 | 3:00 | 9.6007 | 60
2022-05-28 03:30 | 3:30 | 9.4968 | 60
2022-05-28 04:00 | 4:00 | 9.5938 | 60
2022-05-28 04:30 | 4:30 | 9.6994 | 60
2022-05-28 05:00 | 5:00 | 9.93 | 60
2022-05-28 05:30 | 5:30 | 10.3422 | 60
2022-05-28 06:00 | 6:00 | 10.8883 | 60
2022-05-28 06:30 | 6:30 | 11.3424 | 60
2022-05-28 07:00 | 7:00 | 10.6636 | 60
2022-05-28 07:30 | 7:30 | 9.1766 | 60
2022-05-28 08:00 | 8:00 | 7.6096 | 60
2022-05-28 08:30 | 8:30 | 6.2694 | 60
2022-05-28 09:00 | 9:00 | 4.9791 | 60
2022-05-28 09:30 | 9:30 | 3.7698 | 60
2022-05-28 10:00 | 10:00 | 3.0854 | 60
2022-05-28 10:30 | 10:30 | 3.2839 | 60
2022-05-28 11:00 | 11:00 | 3.4804 | 60
2022-05-28 11:30 | 11:30 | 3.0349 | 60
2022-05-28 12:00 | 12:00 | 5.7354 | 60
2022-05-28 12:30 | 12:30 | 9.8472 | 60
2022-05-28 13:00 | 13:00 | 9.8884 | 60
2022-05-28 13:30 | 13:30 | 8.0678 | 60
2022-05-28 14:00 | 14:00 | 6.2079 | 60
2022-05-28 14:30 | 14:30 | 8.3768 | 60
2022-05-28 15:00 | 15:00 | 8.9241 | 60
2022-05-28 15:30 | 15:30 | 11.4581 | 60
2022-05-28 16:00 | 16:00 | 14.05 | 60
2022-05-28 16:30 | 16:30 | 16.4036 | 60
2022-05-28 17:00 | 17:00 | 18.0347 | 60
2022-05-28 17:30 | 17:30 | 19.1087 | 60
2022-05-28 18:00 | 18:00 | 18.9412 | 60
2022-05-28 18:30 | 18:30 | 18.6984 | 60
2022-05-28 19:00 | 19:00 | 17.8094 | 60
2022-05-28 19:30 | 19:30 | 17.0106 | 60
2022-05-28 20:00 | 20:00 | 16.7507 | 60
2022-05-28 20:30 | 20:30 | 15.8981 | 60
2022-05-28 21:00 | 21:00 | 15.3816 | 60
2022-05-28 21:30 | 21:30 | 14.783 | 60
2022-05-28 22:00 | 22:00 | 13.9477 | 60
2022-05-28 22:30 | 22:30 | 13.4102 | 60
2022-05-28 23:00 | 23:00 | 12.5961 | 60
2022-05-28 23:30 | 23:30 | 11.9829 | 60
2022-05-29 | 0:00 | 11.3196 | 60
2022-05-29 00:30 | 0:30 | 10.7592 | 60
2022-05-29 01:00 | 1:00 | 10.4731 | 60
2022-05-29 01:30 | 1:30 | 10.1215 | 60
2022-05-29 02:00 | 2:00 | 9.8733 | 60
2022-05-29 02:30 | 2:30 | 9.5712 | 60
2022-05-29 03:00 | 3:00 | 9.5799 | 60
2022-05-29 03:30 | 3:30 | 9.4729 | 60
2022-05-29 04:00 | 4:00 | 9.5877 | 60
2022-05-29 04:30 | 4:30 | 9.7397 | 60
2022-05-29 05:00 | 5:00 | 9.9795 | 60
2022-05-29 05:30 | 5:30 | 10.1049 | 60
2022-05-29 06:00 | 6:00 | 10.5855 | 60
2022-05-29 06:30 | 6:30 | 10.941 | 60
2022-05-29 07:00 | 7:00 | 10.0975 | 60
2022-05-29 07:30 | 7:30 | 8.6109 | 60
2022-05-29 08:00 | 8:00 | 7.453 | 60
2022-05-29 08:30 | 8:30 | 6.1571 | 60
2022-05-29 09:00 | 9:00 | 4.8211 | 60
2022-05-29 09:30 | 9:30 | 3.7568 | 60
2022-05-29 10:00 | 10:00 | 3.147 | 60
2022-05-29 10:30 | 10:30 | 2.8523 | 60
2022-05-29 11:00 | 11:00 | 2.9731 | 60
2022-05-29 11:30 | 11:30 | 2.9979 | 60
2022-05-29 12:00 | 12:00 | 3.2402 | 60
2022-05-29 12:30 | 12:30 | 3.0862 | 60
2022-05-29 13:00 | 13:00 | 2.8967 | 60
2022-05-29 13:30 | 13:30 | 3.2209 | 60
2022-05-29 14:00 | 14:00 | 4.4709 | 60
2022-05-29 14:30 | 14:30 | 5.9638 | 60
2022-05-29 15:00 | 15:00 | 8.2931 | 60
2022-05-29 15:30 | 15:30 | 11.0409 | 60
2022-05-29 16:00 | 16:00 | 14.2924 | 60
2022-05-29 16:30 | 16:30 | 17.4628 | 60
2022-05-29 17:00 | 17:00 | 20.2542 | 60
2022-05-29 17:30 | 17:30 | 22.3163 | 60
2022-05-29 18:00 | 18:00 | 22.0149 | 60
2022-05-29 18:30 | 18:30 | 21.3306 | 60
2022-05-29 19:00 | 19:00 | 20.5677 | 60
2022-05-29 19:30 | 19:30 | 19.9325 | 60
2022-05-29 20:00 | 20:00 | 18.9349 | 60
2022-05-29 20:30 | 20:30 | 17.8516 | 60
2022-05-29 21:00 | 21:00 | 16.8195 | 60
2022-05-29 21:30 | 21:30 | 15.3919 | 60
2022-05-29 22:00 | 22:00 | 14.2798 | 60
2022-05-29 22:30 | 22:30 | 13.3221 | 60
2022-05-29 23:00 | 23:00 | 12.4576 | 60
2022-05-29 23:30 | 23:30 | 11.7368 | 60
2022-05-30 | 0:00 | 11.048 | 60
2022-05-30 00:30 | 0:30 | 10.4761 | 60
2022-05-30 01:00 | 1:00 | 10.2277 | 60
2022-05-30 01:30 | 1:30 | 9.9386 | 60
2022-05-30 02:00 | 2:00 | 9.7089 | 60
2022-05-30 02:30 | 2:30 | 9.7004 | 60
2022-05-30 03:00 | 3:00 | 9.6361 | 60
2022-05-30 03:30 | 3:30 | 9.7741 | 60
2022-05-30 04:00 | 4:00 | 9.9798 | 60
2022-05-30 04:30 | 4:30 | 10.4965 | 60
2022-05-30 05:00 | 5:00 | 11.2002 | 60
2022-05-30 05:30 | 5:30 | 12.0003 | 60
2022-05-30 06:00 | 6:00 | 13.4585 | 60
2022-05-30 06:30 | 6:30 | 14.5785 | 60
2022-05-30 07:00 | 7:00 | 15.4748 | 60
2022-05-30 07:30 | 7:30 | 15.3629 | 60
2022-05-30 08:00 | 8:00 | 14.5748 | 60
2022-05-30 08:30 | 8:30 | 12.5905 | 60
2022-05-30 09:00 | 9:00 | 10.7242 | 60
2022-05-30 09:30 | 9:30 | 9.7054 | 60
2022-05-30 10:00 | 10:00 | 7.7562 | 60
2022-05-30 10:30 | 10:30 | 8.746 | 60
2022-05-30 11:00 | 11:00 | 8.9275 | 60
2022-05-30 11:30 | 11:30 | 6.8188 | 60
2022-05-30 12:00 | 12:00 | 6.8095 | 60
2022-05-30 12:30 | 12:30 | 4.3025 | 60
2022-05-30 13:00 | 13:00 | 8.6123 | 60
2022-05-30 13:30 | 13:30 | 10.2632 | 60
2022-05-30 14:00 | 14:00 | 11.2715 | 60
2022-05-30 14:30 | 14:30 | 13.1102 | 60
2022-05-30 15:00 | 15:00 | 14.3519 | 60
2022-05-30 15:30 | 15:30 | 15.6537 | 60
2022-05-30 16:00 | 16:00 | 17.4916 | 60
2022-05-30 16:30 | 16:30 | 19.4406 | 60
2022-05-30 17:00 | 17:00 | 21.7599 | 60
2022-05-30 17:30 | 17:30 | 23.3038 | 60
2022-05-30 18:00 | 18:00 | 22.7912 | 60
2022-05-30 18:30 | 18:30 | 22.4335 | 60
2022-05-30 19:00 | 19:00 | 21.4073 | 60
2022-05-30 19:30 | 19:30 | 20.4741 | 60
2022-05-30 20:00 | 20:00 | 19.6367 | 60
2022-05-30 20:30 | 20:30 | 18.165 | 60
2022-05-30 21:00 | 21:00 | 17.1023 | 60
2022-05-30 21:30 | 21:30 | 15.5976 | 60
2022-05-30 22:00 | 22:00 | 14.2835 | 60
2022-05-30 22:30 | 22:30 | 13.4863 | 60
2022-05-30 23:00 | 23:00 | 12.3762 | 60
2022-05-30 23:30 | 23:30 | 11.671 | 60
2022-05-31 | 0:00 | 10.8653 | 60
2022-05-31 00:30 | 0:30 | 10.4624 | 60
2022-05-31 01:00 | 1:00 | 10.1715 | 60
2022-05-31 01:30 | 1:30 | 10.0025 | 60
2022-05-31 02:00 | 2:00 | 9.7935 | 60
2022-05-31 02:30 | 2:30 | 9.7172 | 60
2022-05-31 03:00 | 3:00 | 9.8113 | 60
2022-05-31 03:30 | 3:30 | 9.8071 | 60
2022-05-31 04:00 | 4:00 | 10.2785 | 60
2022-05-31 04:30 | 4:30 | 10.7871 | 60
2022-05-31 05:00 | 5:00 | 11.6499 | 60
2022-05-31 05:30 | 5:30 | 12.7955 | 60
2022-05-31 06:00 | 6:00 | 14.7073 | 60
2022-05-31 06:30 | 6:30 | 15.7125 | 60
2022-05-31 07:00 | 7:00 | 14.8456 | 60
2022-05-31 07:30 | 7:30 | 12.1147 | 60
2022-05-31 08:00 | 8:00 | 9.112 | 60
2022-05-31 08:30 | 8:30 | 6.3184 | 60
2022-05-31 09:00 | 9:00 | 4.4346 | 60
2022-05-31 09:30 | 9:30 | 3.2198 | 60
2022-05-31 10:00 | 10:00 | 2.986 | 60
2022-05-31 10:30 | 10:30 | 3.1887 | 60
2022-05-31 11:00 | 11:00 | 3.608 | 60
2022-05-31 11:30 | 11:30 | 3.8107 | 60
2022-05-31 12:00 | 12:00 | 3.759 | 60
2022-05-31 12:30 | 12:30 | 3.6425 | 60
2022-05-31 13:00 | 13:00 | 3.4244 | 60
2022-05-31 13:30 | 13:30 | 3.589 | 60
2022-05-31 14:00 | 14:00 | 3.3671 | 60
2022-05-31 14:30 | 14:30 | 4.5233 | 60
2022-05-31 15:00 | 15:00 | 7.5926 | 60
2022-05-31 15:30 | 15:30 | 10.2011 | 60
2022-05-31 16:00 | 16:00 | 14.2943 | 60
2022-05-31 16:30 | 16:30 | 16.9524 | 60
2022-05-31 17:00 | 17:00 | 20.086 | 60
2022-05-31 17:30 | 17:30 | 21.9008 | 60
2022-05-31 18:00 | 18:00 | 22.2936 | 60
2022-05-31 18:30 | 18:30 | 22.2513 | 60
2022-05-31 19:00 | 19:00 | 21.4042 | 60
2022-05-31 19:30 | 19:30 | 20.5625 | 60
2022-05-31 20:00 | 20:00 | 20.029 | 60
2022-05-31 20:30 | 20:30 | 18.9729 | 60
2022-05-31 21:00 | 21:00 | 17.8271 | 60
2022-05-31 21:30 | 21:30 | 16.3897 | 60
2022-05-31 22:00 | 22:00 | 14.7994 | 60
2022-05-31 22:30 | 22:30 | 13.9217 | 60
2022-05-31 23:00 | 23:00 | 12.8856 | 60
2022-05-31 23:30 | 23:30 | 11.9366 | 60
2022-06-01 | 0:00 | 11.1099 | 60
2022-06-01 00:30 | 0:30 | 10.6067 | 60
2022-06-01 01:00 | 1:00 | 10.2968 | 60
2022-06-01 01:30 | 1:30 | 10.2172 | 60
2022-06-01 02:00 | 2:00 | 10.0456 | 60
2022-06-01 02:30 | 2:30 | 9.9824 | 60
2022-06-01 03:00 | 3:00 | 9.9807 | 60
2022-06-01 03:30 | 3:30 | 9.9723 | 60
2022-06-01 04:00 | 4:00 | 10.4581 | 60
2022-06-01 04:30 | 4:30 | 11.0358 | 60
2022-06-01 05:00 | 5:00 | 12.0731 | 60
2022-06-01 05:30 | 5:30 | 13.077 | 60
2022-06-01 06:00 | 6:00 | 14.6554 | 60
2022-06-01 06:30 | 6:30 | 15.6884 | 60
2022-06-01 07:00 | 7:00 | 14.2982 | 60
2022-06-01 07:30 | 7:30 | 12.4836 | 60
2022-06-01 08:00 | 8:00 | 8.8115 | 60
2022-06-01 08:30 | 8:30 | 6.3522 | 60
2022-06-01 09:00 | 9:00 | 4.3232 | 60
2022-06-01 09:30 | 9:30 | 3.2422 | 60
2022-06-01 10:00 | 10:00 | 2.9415 | 60
2022-06-01 10:30 | 10:30 | 3.2726 | 60
2022-06-01 11:00 | 11:00 | 3.7609 | 60
2022-06-01 11:30 | 11:30 | 3.9742 | 60
2022-06-01 12:00 | 12:00 | 3.8214 | 60
2022-06-01 12:30 | 12:30 | 3.5286 | 60
2022-06-01 13:00 | 13:00 | 3.0994 | 60
2022-06-01 13:30 | 13:30 | 2.9335 | 60
2022-06-01 14:00 | 14:00 | 3.6125 | 60
2022-06-01 14:30 | 14:30 | 5.0686 | 60
2022-06-01 15:00 | 15:00 | 7.2667 | 60
2022-06-01 15:30 | 15:30 | 10.0417 | 60
2022-06-01 16:00 | 16:00 | 13.5711 | 60
2022-06-01 16:30 | 16:30 | 17.6312 | 60
2022-06-01 17:00 | 17:00 | 20.4352 | 60
2022-06-01 17:30 | 17:30 | 22.1617 | 60
2022-06-01 18:00 | 18:00 | 22.5209 | 60
2022-06-01 18:30 | 18:30 | 22.6138 | 60
2022-06-01 19:00 | 19:00 | 22.1934 | 60
2022-06-01 19:30 | 19:30 | 21.194 | 60
2022-06-01 20:00 | 20:00 | 20.4973 | 60
2022-06-01 20:30 | 20:30 | 19.2931 | 60
2022-06-01 21:00 | 21:00 | 18.1173 | 60
2022-06-01 21:30 | 21:30 | 16.7509 | 60
2022-06-01 22:00 | 22:00 | 15.4998 | 60
2022-06-01 22:30 | 22:30 | 14.3604 | 60
2022-06-01 23:00 | 23:00 | 13.2107 | 60
2022-06-01 23:30 | 23:30 | 12.2438 | 60
2022-06-02 | 0:00 | 11.5507 | 60
2022-06-02 00:30 | 0:30 | 11.0666 | 60
2022-06-02 01:00 | 1:00 | 10.7368 | 60
2022-06-02 01:30 | 1:30 | 10.4667 | 60
2022-06-02 02:00 | 2:00 | 10.3956 | 60
2022-06-02 02:30 | 2:30 | 10.2301 | 60
2022-06-02 03:00 | 3:00 | 10.3645 | 60
2022-06-02 03:30 | 3:30 | 10.5591 | 60
2022-06-02 04:00 | 4:00 | 10.9899 | 60
2022-06-02 04:30 | 4:30 | 11.6741 | 60
2022-06-02 05:00 | 5:00 | 12.7794 | 60
2022-06-02 05:30 | 5:30 | 13.9839 | 60
2022-06-02 06:00 | 6:00 | 15.7901 | 60
2022-06-02 06:30 | 6:30 | 17.3664 | 60
2022-06-02 07:00 | 7:00 | 18.154 | 60
2022-06-02 07:30 | 7:30 | 15.7392 | 60
2022-06-02 08:00 | 8:00 | 10.667 | 60
2022-06-02 08:30 | 8:30 | 7.4369 | 60
2022-06-02 09:00 | 9:00 | 5.033 | 60
2022-06-02 09:30 | 9:30 | 4.0345 | 60
2022-06-02 10:00 | 10:00 | 2.9667 | 60
2022-06-02 10:30 | 10:30 | 2.9399 | 60
2022-06-02 11:00 | 11:00 | 3.3377 | 60
2022-06-02 11:30 | 11:30 | 3.6455 | 60
2022-06-02 12:00 | 12:00 | 3.6122 | 60
2022-06-02 12:30 | 12:30 | 3.2933 | 60
2022-06-02 13:00 | 13:00 | 3.0677 | 60
2022-06-02 13:30 | 13:30 | 3.1143 | 60
2022-06-02 14:00 | 14:00 | 3.7691 | 60
2022-06-02 14:30 | 14:30 | 5.0781 | 60
2022-06-02 15:00 | 15:00 | 7.4111 | 60
2022-06-02 15:30 | 15:30 | 10.306 | 60
2022-06-02 16:00 | 16:00 | 13.5711 | 60
2022-06-02 16:30 | 16:30 | 16.6667 | 60
2022-06-02 17:00 | 17:00 | 19.6692 | 60
2022-06-02 17:30 | 17:30 | 22.1136 | 60
2022-06-02 18:00 | 18:00 | 23.0883 | 60
2022-06-02 18:30 | 18:30 | 23.406 | 60
2022-06-02 19:00 | 19:00 | 22.8963 | 60
2022-06-02 19:30 | 19:30 | 22.4458 | 60
2022-06-02 20:00 | 20:00 | 21.9358 | 60
2022-06-02 20:30 | 20:30 | 20.8072 | 60
2022-06-02 21:00 | 21:00 | 19.7033 | 60
2022-06-02 21:30 | 21:30 | 18.2471 | 60
2022-06-02 22:00 | 22:00 | 16.7095 | 60
2022-06-02 22:30 | 22:30 | 15.3424 | 60
2022-06-02 23:00 | 23:00 | 14.0533 | 60
2022-06-02 23:30 | 23:30 | 12.8938 | 60
2022-06-03 | 0:00 | 12.2261 | 60
2022-06-03 00:30 | 0:30 | 11.5654 | 60
2022-06-03 01:00 | 1:00 | 11.182 | 60
2022-06-03 01:30 | 1:30 | 10.8404 | 60
2022-06-03 02:00 | 2:00 | 10.577 | 60
2022-06-03 02:30 | 2:30 | 10.6819 | 60
2022-06-03 03:00 | 3:00 | 10.6412 | 60
2022-06-03 03:30 | 3:30 | 10.743 | 60
2022-06-03 04:00 | 4:00 | 11.3507 | 60
2022-06-03 04:30 | 4:30 | 11.8723 | 60
2022-06-03 05:00 | 5:00 | 13.1829 | 60
2022-06-03 05:30 | 5:30 | 14.3872 | 60
2022-06-03 06:00 | 6:00 | 16.2063 | 60
2022-06-03 06:30 | 6:30 | 17.9475 | 60
2022-06-03 07:00 | 7:00 | 17.5685 | 60
2022-06-03 07:30 | 7:30 | 14.7448 | 60
2022-06-03 08:00 | 8:00 | 11.3761 | 60
2022-06-03 08:30 | 8:30 | 8.2799 | 60
2022-06-03 09:00 | 9:00 | 5.8951 | 60
2022-06-03 09:30 | 9:30 | 4.3849 | 60
2022-06-03 10:00 | 10:00 | 4.5505 | 60
2022-06-03 10:30 | 10:30 | 8.6517 | 60
2022-06-03 11:00 | 11:00 | 8.6331 | 60
2022-06-03 11:30 | 11:30 | 6.5213 | 60
2022-06-03 12:00 | 12:00 | 6.6668 | 60
2022-06-03 12:30 | 12:30 | 3.6794 | 60
2022-06-03 13:00 | 13:00 | 3.309 | 60
2022-06-03 13:30 | 13:30 | 5.173 | 60
2022-06-03 14:00 | 14:00 | 5.9368 | 60
2022-06-03 14:30 | 14:30 | 5.8806 | 60
2022-06-03 15:00 | 15:00 | 11.6041 | 60
2022-06-03 15:30 | 15:30 | 13.1689 | 60
2022-06-03 16:00 | 16:00 | 15.7347 | 60
2022-06-03 16:30 | 16:30 | 17.7074 | 60
2022-06-03 17:00 | 17:00 | 19.5149 | 60
2022-06-03 17:30 | 17:30 | 20.3631 | 60
2022-06-03 18:00 | 18:00 | 20.5823 | 60
2022-06-03 18:30 | 18:30 | 20.4366 | 60
2022-06-03 19:00 | 19:00 | 19.9157 | 60
2022-06-03 19:30 | 19:30 | 19.3416 | 60
2022-06-03 20:00 | 20:00 | 18.8156 | 60
2022-06-03 20:30 | 20:30 | 17.8028 | 60
2022-06-03 21:00 | 21:00 | 17.053 | 60
2022-06-03 21:30 | 21:30 | 16.0392 | 60
2022-06-03 22:00 | 22:00 | 15.18 | 60
2022-06-03 22:30 | 22:30 | 14.4279 | 60
2022-06-03 23:00 | 23:00 | 13.311 | 60
2022-06-03 23:30 | 23:30 | 12.3713 | 60
2022-06-04 | 0:00 | 11.3768 | 60
2022-06-04 00:30 | 0:30 | 10.9225 | 60
2022-06-04 01:00 | 1:00 | 10.5404 | 60
2022-06-04 01:30 | 1:30 | 10.3455 | 60
2022-06-04 02:00 | 2:00 | 9.9622 | 60
2022-06-04 02:30 | 2:30 | 9.8579 | 60
2022-06-04 03:00 | 3:00 | 9.8232 | 60
2022-06-04 03:30 | 3:30 | 9.6526 | 60
2022-06-04 04:00 | 4:00 | 9.797 | 60
2022-06-04 04:30 | 4:30 | 9.8023 | 60
2022-06-04 05:00 | 5:00 | 10.1302 | 60
2022-06-04 05:30 | 5:30 | 10.6837 | 60
2022-06-04 06:00 | 6:00 | 11.1559 | 60
2022-06-04 06:30 | 6:30 | 11.9234 | 60
2022-06-04 07:00 | 7:00 | 12.1729 | 60
2022-06-04 07:30 | 7:30 | 10.4924 | 60
2022-06-04 08:00 | 8:00 | 8.9952 | 60
2022-06-04 08:30 | 8:30 | 6.5759 | 60
2022-06-04 09:00 | 9:00 | 5.4495 | 60
2022-06-04 09:30 | 9:30 | 4.598 | 60
2022-06-04 10:00 | 10:00 | 3.7924 | 60
2022-06-04 10:30 | 10:30 | 3.3966 | 60
2022-06-04 11:00 | 11:00 | 4.3281 | 60
2022-06-04 11:30 | 11:30 | 2.8986 | 60
2022-06-04 12:00 | 12:00 | 2.8252 | 60
2022-06-04 12:30 | 12:30 | 2.8943 | 60
2022-06-04 13:00 | 13:00 | 2.8087 | 60
2022-06-04 13:30 | 13:30 | 3.1317 | 60
2022-06-04 14:00 | 14:00 | 4.0577 | 60
2022-06-04 14:30 | 14:30 | 5.6512 | 60
2022-06-04 15:00 | 15:00 | 7.8639 | 60
2022-06-04 15:30 | 15:30 | 10.2679 | 60
2022-06-04 16:00 | 16:00 | 13.1395 | 60
2022-06-04 16:30 | 16:30 | 16.0943 | 60
2022-06-04 17:00 | 17:00 | 18.2842 | 60
2022-06-04 17:30 | 17:30 | 19.5419 | 60
2022-06-04 18:00 | 18:00 | 19.7352 | 60
2022-06-04 18:30 | 18:30 | 19.3568 | 60
2022-06-04 19:00 | 19:00 | 18.7499 | 60
2022-06-04 19:30 | 19:30 | 17.997 | 60
2022-06-04 20:00 | 20:00 | 17.5618 | 60
2022-06-04 20:30 | 20:30 | 17.0987 | 60
2022-06-04 21:00 | 21:00 | 16.5255 | 60
2022-06-04 21:30 | 21:30 | 15.8651 | 60
2022-06-04 22:00 | 22:00 | 15.0002 | 60
2022-06-04 22:30 | 22:30 | 14.6598 | 60
2022-06-04 23:00 | 23:00 | 13.7423 | 60
2022-06-04 23:30 | 23:30 | 12.6951 | 60
2022-06-05 | 0:00 | 11.8616 | 60
2022-06-05 00:30 | 0:30 | 11.3323 | 60
2022-06-05 01:00 | 1:00 | 10.8474 | 60
2022-06-05 01:30 | 1:30 | 10.6467 | 60
2022-06-05 02:00 | 2:00 | 10.3705 | 60
2022-06-05 02:30 | 2:30 | 10.1296 | 60
2022-06-05 03:00 | 3:00 | 10.1404 | 60
2022-06-05 03:30 | 3:30 | 10.0003 | 60
2022-06-05 04:00 | 4:00 | 10.2387 | 60
2022-06-05 04:30 | 4:30 | 10.3348 | 60
2022-06-05 05:00 | 5:00 | 10.8456 | 60
2022-06-05 05:30 | 5:30 | 11.2565 | 60
2022-06-05 06:00 | 6:00 | 11.8824 | 60
2022-06-05 06:30 | 6:30 | 12.9048 | 60
2022-06-05 07:00 | 7:00 | 12.4969 | 60
2022-06-05 07:30 | 7:30 | 11.406 | 60
2022-06-05 08:00 | 8:00 | 9.7113 | 60
2022-06-05 08:30 | 8:30 | 8.0308 | 60
2022-06-05 09:00 | 9:00 | 6.1504 | 60
2022-06-05 09:30 | 9:30 | 4.6229 | 60
2022-06-05 10:00 | 10:00 | 3.5564 | 60
2022-06-05 10:30 | 10:30 | 3.0423 | 60
2022-06-05 11:00 | 11:00 | 2.9857 | 60
2022-06-05 11:30 | 11:30 | 3.1349 | 60
2022-06-05 12:00 | 12:00 | 3.0807 | 60
2022-06-05 12:30 | 12:30 | 3.1066 | 60
2022-06-05 13:00 | 13:00 | 2.9722 | 60
2022-06-05 13:30 | 13:30 | 3.3217 | 60
2022-06-05 14:00 | 14:00 | 4.4083 | 60
2022-06-05 14:30 | 14:30 | 6.2088 | 60
2022-06-05 15:00 | 15:00 | 8.609 | 60
2022-06-05 15:30 | 15:30 | 11.3479 | 60
2022-06-05 16:00 | 16:00 | 15.0722 | 60
2022-06-05 16:30 | 16:30 | 18.5983 | 60
2022-06-05 17:00 | 17:00 | 21.7171 | 60
2022-06-05 17:30 | 17:30 | 23.685 | 60
2022-06-05 18:00 | 18:00 | 23.9882 | 60
2022-06-05 18:30 | 18:30 | 23.6275 | 60
2022-06-05 19:00 | 19:00 | 22.6085 | 60
2022-06-05 19:30 | 19:30 | 21.6267 | 60
2022-06-05 20:00 | 20:00 | 20.8617 | 60
2022-06-05 20:30 | 20:30 | 19.5116 | 60
2022-06-05 21:00 | 21:00 | 18.3635 | 60
2022-06-05 21:30 | 21:30 | 16.791 | 60
2022-06-05 22:00 | 22:00 | 15.2762 | 60
2022-06-05 22:30 | 22:30 | 14.098 | 60
2022-06-05 23:00 | 23:00 | 13.0056 | 60
2022-06-05 23:30 | 23:30 | 12.2041 | 60
2022-06-06 | 0:00 | 11.5047 | 60
2022-06-06 00:30 | 0:30 | 10.7924 | 60
2022-06-06 01:00 | 1:00 | 10.5334 | 60
2022-06-06 01:30 | 1:30 | 10.2159 | 60
2022-06-06 02:00 | 2:00 | 10.0183 | 60
2022-06-06 02:30 | 2:30 | 9.8985 | 60
2022-06-06 03:00 | 3:00 | 9.9736 | 60
2022-06-06 03:30 | 3:30 | 10.0139 | 60
2022-06-06 04:00 | 4:00 | 10.3612 | 60
2022-06-06 04:30 | 4:30 | 10.8576 | 60
2022-06-06 05:00 | 5:00 | 11.5484 | 60
2022-06-06 05:30 | 5:30 | 12.536 | 60
2022-06-06 06:00 | 6:00 | 13.9067 | 60
2022-06-06 06:30 | 6:30 | 15.2497 | 60
2022-06-06 07:00 | 7:00 | 16.0881 | 60
2022-06-06 07:30 | 7:30 | 16.0197 | 60
2022-06-06 08:00 | 8:00 | 15.7997 | 60
2022-06-06 08:30 | 8:30 | 14.8212 | 60
2022-06-06 09:00 | 9:00 | 13.6984 | 60
2022-06-06 09:30 | 9:30 | 12.9905 | 60
2022-06-06 10:00 | 10:00 | 13.1296 | 60
2022-06-06 10:30 | 10:30 | 13.0133 | 60
2022-06-06 11:00 | 11:00 | 9.7765 | 60
2022-06-06 11:30 | 11:30 | 8.1357 | 60
2022-06-06 12:00 | 12:00 | 3.9585 | 60
2022-06-06 12:30 | 12:30 | 5.944 | 60
2022-06-06 13:00 | 13:00 | 7.3461 | 60
2022-06-06 13:30 | 13:30 | 3.4992 | 60
2022-06-06 14:00 | 14:00 | 8.6991 | 60
2022-06-06 14:30 | 14:30 | 9.8556 | 60
2022-06-06 15:00 | 15:00 | 12.0444 | 60
2022-06-06 15:30 | 15:30 | 11.3087 | 60
2022-06-06 16:00 | 16:00 | 14.3358 | 60
2022-06-06 16:30 | 16:30 | 17.9012 | 60
2022-06-06 17:00 | 17:00 | 21.2917 | 60
2022-06-06 17:30 | 17:30 | 23.7754 | 60
2022-06-06 18:00 | 18:00 | 24.2406 | 60
2022-06-06 18:30 | 18:30 | 24.1914 | 60
2022-06-06 19:00 | 19:00 | 23.4062 | 60
2022-06-06 19:30 | 19:30 | 22.4555 | 60
2022-06-06 20:00 | 20:00 | 21.7048 | 60
2022-06-06 20:30 | 20:30 | 20.4168 | 60
2022-06-06 21:00 | 21:00 | 19.2554 | 60
2022-06-06 21:30 | 21:30 | 17.6566 | 60
2022-06-06 22:00 | 22:00 | 16.1844 | 60
2022-06-06 22:30 | 22:30 | 15.1008 | 60
2022-06-06 23:00 | 23:00 | 13.8298 | 60
2022-06-06 23:30 | 23:30 | 12.8445 | 60
2022-06-07 | 0:00 | 12.0328 | 60
2022-06-07 00:30 | 0:30 | 11.2946 | 60
2022-06-07 01:00 | 1:00 | 10.9209 | 60
2022-06-07 01:30 | 1:30 | 10.6916 | 60
2022-06-07 02:00 | 2:00 | 10.5325 | 60
2022-06-07 02:30 | 2:30 | 10.4302 | 60
2022-06-07 03:00 | 3:00 | 10.334 | 60
2022-06-07 03:30 | 3:30 | 10.5585 | 60
2022-06-07 04:00 | 4:00 | 11.0232 | 60
2022-06-07 04:30 | 4:30 | 11.6907 | 60
2022-06-07 05:00 | 5:00 | 12.7614 | 60
2022-06-07 05:30 | 5:30 | 14.1485 | 60
2022-06-07 06:00 | 6:00 | 16.0992 | 60
2022-06-07 06:30 | 6:30 | 18.053 | 60
2022-06-07 07:00 | 7:00 | 19.009 | 60
2022-06-07 07:30 | 7:30 | 18.4148 | 60
2022-06-07 08:00 | 8:00 | 16.6008 | 60
2022-06-07 08:30 | 8:30 | 15.7157 | 60
2022-06-07 09:00 | 9:00 | 15.8154 | 60
2022-06-07 09:30 | 9:30 | 13.4776 | 60
2022-06-07 10:00 | 10:00 | 13.0878 | 60
2022-06-07 10:30 | 10:30 | 13.3497 | 60
2022-06-07 11:00 | 11:00 | 13.1094 | 60
2022-06-07 11:30 | 11:30 | 12.3119 | 60
2022-06-07 12:00 | 12:00 | 9.6554 | 60
2022-06-07 12:30 | 12:30 | 5.4622 | 60
2022-06-07 13:00 | 13:00 | 8.6394 | 60
2022-06-07 13:30 | 13:30 | 13.7957 | 60
2022-06-07 14:00 | 14:00 | 15.0381 | 60
2022-06-07 14:30 | 14:30 | 15.3322 | 60
2022-06-07 15:00 | 15:00 | 17.3395 | 60
2022-06-07 15:30 | 15:30 | 18.2628 | 60
2022-06-07 16:00 | 16:00 | 19.7227 | 60
2022-06-07 16:30 | 16:30 | 22.7038 | 60
2022-06-07 17:00 | 17:00 | 26.4237 | 60
2022-06-07 17:30 | 17:30 | 28.9861 | 60
2022-06-07 18:00 | 18:00 | 29.2723 | 60
2022-06-07 18:30 | 18:30 | 29.168 | 60
2022-06-07 19:00 | 19:00 | 27.9816 | 60
2022-06-07 19:30 | 19:30 | 26.9213 | 60
2022-06-07 20:00 | 20:00 | 25.5847 | 60
2022-06-07 20:30 | 20:30 | 23.7583 | 60
2022-06-07 21:00 | 21:00 | 22.0051 | 60
2022-06-07 21:30 | 21:30 | 20.002 | 60
2022-06-07 22:00 | 22:00 | 17.9088 | 60
2022-06-07 22:30 | 22:30 | 16.4211 | 60
2022-06-07 23:00 | 23:00 | 14.9763 | 60
2022-06-07 23:30 | 23:30 | 13.7762 | 60
2022-06-08 | 0:00 | 12.763 | 60
2022-06-08 00:30 | 0:30 | 12.0953 | 60
2022-06-08 01:00 | 1:00 | 11.7168 | 60
2022-06-08 01:30 | 1:30 | 11.4434 | 60
2022-06-08 02:00 | 2:00 | 11.3284 | 60
2022-06-08 02:30 | 2:30 | 11.066 | 60
2022-06-08 03:00 | 3:00 | 11.1236 | 60
2022-06-08 03:30 | 3:30 | 11.3108 | 60
2022-06-08 04:00 | 4:00 | 12.0021 | 60
2022-06-08 04:30 | 4:30 | 12.8018 | 60
2022-06-08 05:00 | 5:00 | 14.1263 | 60
2022-06-08 05:30 | 5:30 | 15.7403 | 60
2022-06-08 06:00 | 6:00 | 18.0415 | 60
2022-06-08 06:30 | 6:30 | 19.8492 | 60
2022-06-08 07:00 | 7:00 | 19.5443 | 60
2022-06-08 07:30 | 7:30 | 16.1047 | 60
2022-06-08 08:00 | 8:00 | 12.0064 | 60
2022-06-08 08:30 | 8:30 | 8.5164 | 60
2022-06-08 09:00 | 9:00 | 5.8629 | 60
2022-06-08 09:30 | 9:30 | 3.9593 | 60
2022-06-08 10:00 | 10:00 | 3.0368 | 60
2022-06-08 10:30 | 10:30 | 2.9252 | 60
2022-06-08 11:00 | 11:00 | 3.24 | 60
2022-06-08 11:30 | 11:30 | 3.4775 | 60
2022-06-08 12:00 | 12:00 | 3.3954 | 60
2022-06-08 12:30 | 12:30 | 3.4053 | 60
2022-06-08 13:00 | 13:00 | 3.127 | 60
2022-06-08 13:30 | 13:30 | 3.0707 | 60
2022-06-08 14:00 | 14:00 | 3.6749 | 60
2022-06-08 14:30 | 14:30 | 5.1191 | 60
2022-06-08 15:00 | 15:00 | 7.5639 | 60
2022-06-08 15:30 | 15:30 | 10.4272 | 60
2022-06-08 16:00 | 16:00 | 14.0632 | 60
2022-06-08 16:30 | 16:30 | 18.055 | 60
2022-06-08 17:00 | 17:00 | 21.9064 | 60
2022-06-08 17:30 | 17:30 | 24.6511 | 60
2022-06-08 18:00 | 18:00 | 26.1808 | 60
2022-06-08 18:30 | 18:30 | 26.9088 | 60
2022-06-08 19:00 | 19:00 | 26.7493 | 60
2022-06-08 19:30 | 19:30 | 26.2517 | 60
2022-06-08 20:00 | 20:00 | 25.4642 | 60
2022-06-08 20:30 | 20:30 | 24.0336 | 60
2022-06-08 21:00 | 21:00 | 22.8531 | 60
2022-06-08 21:30 | 21:30 | 20.9975 | 60
2022-06-08 22:00 | 22:00 | 19.1551 | 60
2022-06-08 22:30 | 22:30 | 17.7737 | 60
2022-06-08 23:00 | 23:00 | 16.3151 | 60
2022-06-08 23:30 | 23:30 | 15.0608 | 60
2022-06-09 | 0:00 | 13.9214 | 60
2022-06-09 00:30 | 0:30 | 13.1411 | 60
2022-06-09 01:00 | 1:00 | 12.5714 | 60
2022-06-09 01:30 | 1:30 | 12.2971 | 60
2022-06-09 02:00 | 2:00 | 12.0431 | 60
2022-06-09 02:30 | 2:30 | 12.0833 | 60
2022-06-09 03:00 | 3:00 | 12.1789 | 60
2022-06-09 03:30 | 3:30 | 12.5297 | 60
2022-06-09 04:00 | 4:00 | 13.2842 | 60
2022-06-09 04:30 | 4:30 | 14.511 | 60
2022-06-09 05:00 | 5:00 | 15.889 | 60
2022-06-09 05:30 | 5:30 | 17.6977 | 60
2022-06-09 06:00 | 6:00 | 20.7379 | 60
2022-06-09 06:30 | 6:30 | 23.6114 | 60
2022-06-09 07:00 | 7:00 | 23.6101 | 60
2022-06-09 07:30 | 7:30 | 20.631 | 60
2022-06-09 08:00 | 8:00 | 16.206 | 60
2022-06-09 08:30 | 8:30 | 12.0861 | 60
2022-06-09 09:00 | 9:00 | 8.797 | 60
2022-06-09 09:30 | 9:30 | 5.8882 | 60
2022-06-09 10:00 | 10:00 | 3.7765 | 60
2022-06-09 10:30 | 10:30 | 2.7489 | 60
2022-06-09 11:00 | 11:00 | 2.5349 | 60
2022-06-09 11:30 | 11:30 | 2.6032 | 60
2022-06-09 12:00 | 12:00 | 2.6952 | 60
2022-06-09 12:30 | 12:30 | 2.8449 | 60
2022-06-09 13:00 | 13:00 | 2.7675 | 60
2022-06-09 13:30 | 13:30 | 3.0539 | 60
2022-06-09 14:00 | 14:00 | 4.0893 | 60
2022-06-09 14:30 | 14:30 | 5.7582 | 60
2022-06-09 15:00 | 15:00 | 8.0928 | 60
2022-06-09 15:30 | 15:30 | 11.3895 | 60
2022-06-09 16:00 | 16:00 | 15.3626 | 60
2022-06-09 16:30 | 16:30 | 19.5953 | 60
2022-06-09 17:00 | 17:00 | 23.6796 | 60
2022-06-09 17:30 | 17:30 | 26.5971 | 60
2022-06-09 18:00 | 18:00 | 27.7409 | 60
2022-06-09 18:30 | 18:30 | 28.5483 | 60
2022-06-09 19:00 | 19:00 | 28.5298 | 60
2022-06-09 19:30 | 19:30 | 28.0522 | 60
2022-06-09 20:00 | 20:00 | 27.5527 | 60
2022-06-09 20:30 | 20:30 | 26.1994 | 60
2022-06-09 21:00 | 21:00 | 24.4992 | 60
2022-06-09 21:30 | 21:30 | 22.2832 | 60
2022-06-09 22:00 | 22:00 | 20.2444 | 60
2022-06-09 22:30 | 22:30 | 18.3434 | 60
2022-06-09 23:00 | 23:00 | 16.7203 | 60
2022-06-09 23:30 | 23:30 | 15.4127 | 60
2022-06-10 | 0:00 | 14.39 | 60
2022-06-10 00:30 | 0:30 | 13.5547 | 60
2022-06-10 01:00 | 1:00 | 13.034 | 60
2022-06-10 01:30 | 1:30 | 12.7958 | 60
2022-06-10 02:00 | 2:00 | 12.6254 | 60
2022-06-10 02:30 | 2:30 | 12.5558 | 60
2022-06-10 03:00 | 3:00 | 12.6829 | 60
2022-06-10 03:30 | 3:30 | 12.9253 | 60
2022-06-10 04:00 | 4:00 | 13.8162 | 60
2022-06-10 04:30 | 4:30 | 14.7505 | 60
2022-06-10 05:00 | 5:00 | 16.3669 | 60
2022-06-10 05:30 | 5:30 | 18.4541 | 60
2022-06-10 06:00 | 6:00 | 21.4483 | 60
2022-06-10 06:30 | 6:30 | 24.0237 | 60
2022-06-10 07:00 | 7:00 | 24.2154 | 60
2022-06-10 07:30 | 7:30 | 21.3676 | 60
2022-06-10 08:00 | 8:00 | 17.004 | 60
2022-06-10 08:30 | 8:30 | 12.8831 | 60
2022-06-10 09:00 | 9:00 | 9.3077 | 60
2022-06-10 09:30 | 9:30 | 6.3763 | 60
2022-06-10 10:00 | 10:00 | 4.441 | 60
2022-06-10 10:30 | 10:30 | 3.0537 | 60
2022-06-10 11:00 | 11:00 | 2.6017 | 60
2022-06-10 11:30 | 11:30 | 2.6626 | 60
2022-06-10 12:00 | 12:00 | 2.6842 | 60
2022-06-10 12:30 | 12:30 | 2.7653 | 60
2022-06-10 13:00 | 13:00 | 2.8138 | 60
2022-06-10 13:30 | 13:30 | 3.2028 | 60
2022-06-10 14:00 | 14:00 | 4.2064 | 60
2022-06-10 14:30 | 14:30 | 6.0434 | 60
2022-06-10 15:00 | 15:00 | 8.4768 | 60
2022-06-10 15:30 | 15:30 | 11.7511 | 60
2022-06-10 16:00 | 16:00 | 15.7067 | 60
2022-06-10 16:30 | 16:30 | 19.7246 | 60
2022-06-10 17:00 | 17:00 | 23.5888 | 60
2022-06-10 17:30 | 17:30 | 26.708 | 60
2022-06-10 18:00 | 18:00 | 27.4939 | 60
2022-06-10 18:30 | 18:30 | 27.8673 | 60
2022-06-10 19:00 | 19:00 | 27.4055 | 60
2022-06-10 19:30 | 19:30 | 26.8261 | 60
2022-06-10 20:00 | 20:00 | 26.186 | 60
2022-06-10 20:30 | 20:30 | 25.2587 | 60
2022-06-10 21:00 | 21:00 | 23.923 | 60
2022-06-10 21:30 | 21:30 | 22.5088 | 60
2022-06-10 22:00 | 22:00 | 20.6907 | 60
2022-06-10 22:30 | 22:30 | 19.1652 | 60
2022-06-10 23:00 | 23:00 | 17.8352 | 60
2022-06-10 23:30 | 23:30 | 16.3817 | 60
2022-06-11 | 0:00 | 15.2337 | 60
2022-06-11 00:30 | 0:30 | 14.5254 | 60
2022-06-11 01:00 | 1:00 | 14.1211 | 60
2022-06-11 01:30 | 1:30 | 13.6315 | 60
2022-06-11 02:00 | 2:00 | 13.3717 | 60
2022-06-11 02:30 | 2:30 | 13.0795 | 60
2022-06-11 03:00 | 3:00 | 13.134 | 60
2022-06-11 03:30 | 3:30 | 13.312 | 60
2022-06-11 04:00 | 4:00 | 13.4103 | 60
2022-06-11 04:30 | 4:30 | 13.7564 | 60
2022-06-11 05:00 | 5:00 | 14.5531 | 60
2022-06-11 05:30 | 5:30 | 15.6975 | 60
2022-06-11 06:00 | 6:00 | 17.4696 | 60
2022-06-11 06:30 | 6:30 | 19.677 | 60
2022-06-11 07:00 | 7:00 | 20.4534 | 60
2022-06-11 07:30 | 7:30 | 19.0409 | 60
2022-06-11 08:00 | 8:00 | 16.4323 | 60
2022-06-11 08:30 | 8:30 | 13.4508 | 60
2022-06-11 09:00 | 9:00 | 10.3389 | 60
2022-06-11 09:30 | 9:30 | 7.5263 | 60
2022-06-11 10:00 | 10:00 | 5.3129 | 60
2022-06-11 10:30 | 10:30 | 3.7285 | 60
2022-06-11 11:00 | 11:00 | 2.9618 | 60
2022-06-11 11:30 | 11:30 | 2.8696 | 60
2022-06-11 12:00 | 12:00 | 2.7826 | 60
2022-06-11 12:30 | 12:30 | 2.8717 | 60
2022-06-11 13:00 | 13:00 | 3.0466 | 60
2022-06-11 13:30 | 13:30 | 3.5056 | 60
2022-06-11 14:00 | 14:00 | 4.7238 | 60
2022-06-11 14:30 | 14:30 | 6.447 | 60
2022-06-11 15:00 | 15:00 | 8.5737 | 60
2022-06-11 15:30 | 15:30 | 11.4489 | 60
2022-06-11 16:00 | 16:00 | 15.2487 | 60
2022-06-11 16:30 | 16:30 | 19.0588 | 60
2022-06-11 17:00 | 17:00 | 22.6135 | 60
2022-06-11 17:30 | 17:30 | 24.9386 | 60
2022-06-11 18:00 | 18:00 | 25.3605 | 60
2022-06-11 18:30 | 18:30 | 25.5853 | 60
2022-06-11 19:00 | 19:00 | 25.1153 | 60
2022-06-11 19:30 | 19:30 | 24.6013 | 60
2022-06-11 20:00 | 20:00 | 23.9799 | 60
2022-06-11 20:30 | 20:30 | 23.2765 | 60
2022-06-11 21:00 | 21:00 | 22.4111 | 60
2022-06-11 21:30 | 21:30 | 21.0568 | 60
2022-06-11 22:00 | 22:00 | 19.682 | 60
2022-06-11 22:30 | 22:30 | 18.4711 | 60
2022-06-11 23:00 | 23:00 | 17.314 | 60
2022-06-11 23:30 | 23:30 | 16.1201 | 60
2022-06-12 | 0:00 | 15.0531 | 60
2022-06-12 00:30 | 0:30 | 14.1538 | 60
2022-06-12 01:00 | 1:00 | 13.4335 | 60
2022-06-12 01:30 | 1:30 | 12.9717 | 60
2022-06-12 02:00 | 2:00 | 12.6898 | 60
2022-06-12 02:30 | 2:30 | 12.4642 | 60
2022-06-12 03:00 | 3:00 | 12.4709 | 60
2022-06-12 03:30 | 3:30 | 12.4557 | 60
2022-06-12 04:00 | 4:00 | 12.6573 | 60
2022-06-12 04:30 | 4:30 | 12.7738 | 60
2022-06-12 05:00 | 5:00 | 13.4941 | 60
2022-06-12 05:30 | 5:30 | 14.1722 | 60
2022-06-12 06:00 | 6:00 | 14.9662 | 60
2022-06-12 06:30 | 6:30 | 16.3872 | 60
2022-06-12 07:00 | 7:00 | 16.6402 | 60
2022-06-12 07:30 | 7:30 | 15.2025 | 60
2022-06-12 08:00 | 8:00 | 13.7841 | 60
2022-06-12 08:30 | 8:30 | 15.392 | 60
2022-06-12 09:00 | 9:00 | 11.095 | 60
2022-06-12 09:30 | 9:30 | 9.3257 | 60
2022-06-12 10:00 | 10:00 | 11.5753 | 60
2022-06-12 10:30 | 10:30 | 11.1506 | 60
2022-06-12 11:00 | 11:00 | 6.1463 | 60
2022-06-12 11:30 | 11:30 | 4.7152 | 60
2022-06-12 12:00 | 12:00 | 3.839 | 60
2022-06-12 12:30 | 12:30 | 2.8025 | 60
2022-06-12 13:00 | 13:00 | 3.1088 | 60
2022-06-12 13:30 | 13:30 | 4.0064 | 60
2022-06-12 14:00 | 14:00 | 5.2713 | 60
2022-06-12 14:30 | 14:30 | 7.3752 | 60
2022-06-12 15:00 | 15:00 | 9.5066 | 60
2022-06-12 15:30 | 15:30 | 12.7153 | 60
2022-06-12 16:00 | 16:00 | 16.7998 | 60
2022-06-12 16:30 | 16:30 | 21.2496 | 60
2022-06-12 17:00 | 17:00 | 25.1337 | 60
2022-06-12 17:30 | 17:30 | 27.7237 | 60
2022-06-12 18:00 | 18:00 | 27.9024 | 60
2022-06-12 18:30 | 18:30 | 27.592 | 60
2022-06-12 19:00 | 19:00 | 26.7117 | 60
2022-06-12 19:30 | 19:30 | 25.9747 | 60
2022-06-12 20:00 | 20:00 | 25.204 | 60
2022-06-12 20:30 | 20:30 | 23.7675 | 60
2022-06-12 21:00 | 21:00 | 22.0077 | 60
2022-06-12 21:30 | 21:30 | 20.2127 | 60
2022-06-12 22:00 | 22:00 | 18.4452 | 60
2022-06-12 22:30 | 22:30 | 17.0954 | 60
2022-06-12 23:00 | 23:00 | 15.6455 | 60
2022-06-12 23:30 | 23:30 | 14.6552 | 60
2022-06-13 | 0:00 | 13.7174 | 60
2022-06-13 00:30 | 0:30 | 12.8494 | 60
2022-06-13 01:00 | 1:00 | 12.6406 | 60
2022-06-13 01:30 | 1:30 | 12.3212 | 60
2022-06-13 02:00 | 2:00 | 12.1911 | 60
2022-06-13 02:30 | 2:30 | 12.0976 | 60
2022-06-13 03:00 | 3:00 | 12.2849 | 60
2022-06-13 03:30 | 3:30 | 12.4528 | 60
2022-06-13 04:00 | 4:00 | 13.2178 | 60
2022-06-13 04:30 | 4:30 | 14.0853 | 60
2022-06-13 05:00 | 5:00 | 15.5483 | 60
2022-06-13 05:30 | 5:30 | 17.6706 | 60
2022-06-13 06:00 | 6:00 | 20.3004 | 60
2022-06-13 06:30 | 6:30 | 22.8255 | 60
2022-06-13 07:00 | 7:00 | 23.5988 | 60
2022-06-13 07:30 | 7:30 | 22.7844 | 60
2022-06-13 08:00 | 8:00 | 14.5758 | 60
2022-06-13 08:30 | 8:30 | 11.1445 | 60
2022-06-13 09:00 | 9:00 | 7.7997 | 60
2022-06-13 09:30 | 9:30 | 5.6932 | 60
2022-06-13 10:00 | 10:00 | 3.9472 | 60
2022-06-13 10:30 | 10:30 | 4.6046 | 60
2022-06-13 11:00 | 11:00 | 2.7251 | 60
2022-06-13 11:30 | 11:30 | 2.7464 | 60
2022-06-13 12:00 | 12:00 | 2.7946 | 60
2022-06-13 12:30 | 12:30 | 2.7732 | 60
2022-06-13 13:00 | 13:00 | 2.854 | 60
2022-06-13 13:30 | 13:30 | 3.3141 | 60
2022-06-13 14:00 | 14:00 | 4.3496 | 60
2022-06-13 14:30 | 14:30 | 6.088 | 60
2022-06-13 15:00 | 15:00 | 8.5246 | 60
2022-06-13 15:30 | 15:30 | 11.4528 | 60
2022-06-13 16:00 | 16:00 | 14.6527 | 60
2022-06-13 16:30 | 16:30 | 18.5555 | 60
2022-06-13 17:00 | 17:00 | 22.0097 | 60
2022-06-13 17:30 | 17:30 | 24.7531 | 60
2022-06-13 18:00 | 18:00 | 25.1876 | 60
2022-06-13 18:30 | 18:30 | 24.5724 | 60
2022-06-13 19:00 | 19:00 | 23.4879 | 60
2022-06-13 19:30 | 19:30 | 22.5905 | 60
2022-06-13 20:00 | 20:00 | 22.0447 | 60
2022-06-13 20:30 | 20:30 | 20.9147 | 60
2022-06-13 21:00 | 21:00 | 19.6489 | 60
2022-06-13 21:30 | 21:30 | 18.5223 | 60
2022-06-13 22:00 | 22:00 | 16.6084 | 60
2022-06-13 22:30 | 22:30 | 15.2337 | 60
2022-06-13 23:00 | 23:00 | 14.2715 | 60
2022-06-13 23:30 | 23:30 | 13.6177 | 60
2022-06-14 | 0:00 | 12.5646 | 60
2022-06-14 00:30 | 0:30 | 11.8391 | 60
2022-06-14 01:00 | 1:00 | 11.4965 | 60
2022-06-14 01:30 | 1:30 | 11.2679 | 60
2022-06-14 02:00 | 2:00 | 10.8762 | 60
2022-06-14 02:30 | 2:30 | 10.8766 | 60
2022-06-14 03:00 | 3:00 | 10.9307 | 60
2022-06-14 03:30 | 3:30 | 11.0497 | 60
2022-06-14 04:00 | 4:00 | 11.4981 | 60
2022-06-14 04:30 | 4:30 | 12.2186 | 60
2022-06-14 05:00 | 5:00 | 13.4665 | 60
2022-06-14 05:30 | 5:30 | 14.5912 | 60
2022-06-14 06:00 | 6:00 | 16.5826 | 60
2022-06-14 06:30 | 6:30 | 18.3273 | 60
2022-06-14 07:00 | 7:00 | 18.776 | 60
2022-06-14 07:30 | 7:30 | 18.2555 | 60
2022-06-14 08:00 | 8:00 | 17.5617 | 60
2022-06-14 08:30 | 8:30 | 15.8283 | 60
2022-06-14 09:00 | 9:00 | 14.4441 | 60
2022-06-14 09:30 | 9:30 | 12.7396 | 60
2022-06-14 10:00 | 10:00 | 13.0423 | 60
2022-06-14 10:30 | 10:30 | 12.869 | 60
2022-06-14 11:00 | 11:00 | 12.7207 | 60
2022-06-14 11:30 | 11:30 | 12.5784 | 60
2022-06-14 12:00 | 12:00 | 12.4825 | 60
2022-06-14 12:30 | 12:30 | 10.6927 | 60
2022-06-14 13:00 | 13:00 | 9.3216 | 60
2022-06-14 13:30 | 13:30 | 9.2627 | 60
2022-06-14 14:00 | 14:00 | 10.1314 | 60
2022-06-14 14:30 | 14:30 | 10.104 | 60
2022-06-14 15:00 | 15:00 | 12.8497 | 60
2022-06-14 15:30 | 15:30 | 13.3891 | 60
2022-06-14 16:00 | 16:00 | 14.4426 | 60
2022-06-14 16:30 | 16:30 | 18.2771 | 60
2022-06-14 17:00 | 17:00 | 21.6037 | 60
2022-06-14 17:30 | 17:30 | 24.3057 | 60
2022-06-14 18:00 | 18:00 | 25.1308 | 60
2022-06-14 18:30 | 18:30 | 24.8382 | 60
2022-06-14 19:00 | 19:00 | 24.0799 | 60
2022-06-14 19:30 | 19:30 | 23.2324 | 60
2022-06-14 20:00 | 20:00 | 22.7254 | 60
2022-06-14 20:30 | 20:30 | 21.1139 | 60
2022-06-14 21:00 | 21:00 | 19.5311 | 60
2022-06-14 21:30 | 21:30 | 17.7967 | 60
2022-06-14 22:00 | 22:00 | 16.909 | 60
2022-06-14 22:30 | 22:30 | 15.563 | 60
2022-06-14 23:00 | 23:00 | 14.8758 | 60
2022-06-14 23:30 | 23:30 | 13.8507 | 60
2022-06-15 | 0:00 | 12.8533 | 60
2022-06-15 00:30 | 0:30 | 12.0428 | 60
2022-06-15 01:00 | 1:00 | 11.5365 | 60
2022-06-15 01:30 | 1:30 | 11.0693 | 60
2022-06-15 02:00 | 2:00 | 10.8212 | 60
2022-06-15 02:30 | 2:30 | 10.7465 | 60
2022-06-15 03:00 | 3:00 | 10.6861 | 60
2022-06-15 03:30 | 3:30 | 11.0552 | 60
2022-06-15 04:00 | 4:00 | 11.4011 | 60
2022-06-15 04:30 | 4:30 | 12.1779 | 60
2022-06-15 05:00 | 5:00 | 13.472 | 60
2022-06-15 05:30 | 5:30 | 14.7797 | 60
2022-06-15 06:00 | 6:00 | 17.0186 | 60
2022-06-15 06:30 | 6:30 | 18.9516 | 60
2022-06-15 07:00 | 7:00 | 18.7062 | 60
2022-06-15 07:30 | 7:30 | 16.5987 | 60
2022-06-15 08:00 | 8:00 | 12.3876 | 60
2022-06-15 08:30 | 8:30 | 8.7263 | 60
2022-06-15 09:00 | 9:00 | 6.2725 | 60
2022-06-15 09:30 | 9:30 | 4.1672 | 60
2022-06-15 10:00 | 10:00 | 3.0584 | 60
2022-06-15 10:30 | 10:30 | 2.8546 | 60
2022-06-15 11:00 | 11:00 | 3.0104 | 60
2022-06-15 11:30 | 11:30 | 3.1936 | 60
2022-06-15 12:00 | 12:00 | 2.8221 | 60
2022-06-15 12:30 | 12:30 | 2.8966 | 60
2022-06-15 13:00 | 13:00 | 3.3346 | 60
2022-06-15 13:30 | 13:30 | 4.9532 | 60
2022-06-15 14:00 | 14:00 | 5.7697 | 60
2022-06-15 14:30 | 14:30 | 7.727 | 60
2022-06-15 15:00 | 15:00 | 10.0401 | 60
2022-06-15 15:30 | 15:30 | 11.695 | 60
2022-06-15 16:00 | 16:00 | 14.2225 | 60
2022-06-15 16:30 | 16:30 | 16.9432 | 60
2022-06-15 17:00 | 17:00 | 19.5235 | 60
2022-06-15 17:30 | 17:30 | 21.8413 | 60
2022-06-15 18:00 | 18:00 | 22.3238 | 60
2022-06-15 18:30 | 18:30 | 22.2559 | 60
2022-06-15 19:00 | 19:00 | 21.66 | 60
2022-06-15 19:30 | 19:30 | 21.0453 | 60
2022-06-15 20:00 | 20:00 | 20.2666 | 60
2022-06-15 20:30 | 20:30 | 19.2099 | 60
2022-06-15 21:00 | 21:00 | 18.7171 | 60
2022-06-15 21:30 | 21:30 | 17.5647 | 60
2022-06-15 22:00 | 22:00 | 15.9272 | 60
2022-06-15 22:30 | 22:30 | 15.3146 | 60
2022-06-15 23:00 | 23:00 | 14.2204 | 60
2022-06-15 23:30 | 23:30 | 13.4723 | 60
2022-06-16 | 0:00 | 12.4596 | 60
2022-06-16 00:30 | 0:30 | 11.7246 | 60
2022-06-16 01:00 | 1:00 | 11.2182 | 60
2022-06-16 01:30 | 1:30 | 10.8725 | 60
2022-06-16 02:00 | 2:00 | 10.7684 | 60
2022-06-16 02:30 | 2:30 | 10.9544 | 60
2022-06-16 03:00 | 3:00 | 10.9444 | 60
2022-06-16 03:30 | 3:30 | 11.0763 | 60
2022-06-16 04:00 | 4:00 | 11.531 | 60
2022-06-16 04:30 | 4:30 | 12.3568 | 60
2022-06-16 05:00 | 5:00 | 13.499 | 60
2022-06-16 05:30 | 5:30 | 14.9645 | 60
2022-06-16 06:00 | 6:00 | 16.8268 | 60
2022-06-16 06:30 | 6:30 | 18.7403 | 60
2022-06-16 07:00 | 7:00 | 18.4623 | 60
2022-06-16 07:30 | 7:30 | 15.5092 | 60
2022-06-16 08:00 | 8:00 | 11.5884 | 60
2022-06-16 08:30 | 8:30 | 8.4148 | 60
2022-06-16 09:00 | 9:00 | 6.0658 | 60
2022-06-16 09:30 | 9:30 | 4.0946 | 60
2022-06-16 10:00 | 10:00 | 2.9662 | 60
2022-06-16 10:30 | 10:30 | 2.6314 | 60
2022-06-16 11:00 | 11:00 | 2.8848 | 60
2022-06-16 11:30 | 11:30 | 3.1268 | 60
2022-06-16 12:00 | 12:00 | 3.0414 | 60
2022-06-16 12:30 | 12:30 | 2.967 | 60
2022-06-16 13:00 | 13:00 | 2.7901 | 60
2022-06-16 13:30 | 13:30 | 2.9588 | 60
2022-06-16 14:00 | 14:00 | 3.7977 | 60
2022-06-16 14:30 | 14:30 | 5.2519 | 60
2022-06-16 15:00 | 15:00 | 6.936 | 60
2022-06-16 15:30 | 15:30 | 10.1126 | 60
2022-06-16 16:00 | 16:00 | 13.3988 | 60
2022-06-16 16:30 | 16:30 | 16.3472 | 60
2022-06-16 17:00 | 17:00 | 19.0987 | 60
2022-06-16 17:30 | 17:30 | 21.026 | 60
2022-06-16 18:00 | 18:00 | 21.6669 | 60
2022-06-16 18:30 | 18:30 | 21.9203 | 60
2022-06-16 19:00 | 19:00 | 21.2962 | 60
2022-06-16 19:30 | 19:30 | 20.7816 | 60
2022-06-16 20:00 | 20:00 | 20.6967 | 60
2022-06-16 20:30 | 20:30 | 19.531 | 60
2022-06-16 21:00 | 21:00 | 18.5979 | 60
2022-06-16 21:30 | 21:30 | 17.1769 | 60
2022-06-16 22:00 | 22:00 | 15.9178 | 60
2022-06-16 22:30 | 22:30 | 14.9546 | 60
2022-06-16 23:00 | 23:00 | 13.8369 | 60
2022-06-16 23:30 | 23:30 | 12.9257 | 60
2022-06-17 | 0:00 | 12.0964 | 60
2022-06-17 00:30 | 0:30 | 11.5136 | 60
2022-06-17 01:00 | 1:00 | 11.2372 | 60
2022-06-17 01:30 | 1:30 | 11.017 | 60
2022-06-17 02:00 | 2:00 | 10.7982 | 60
2022-06-17 02:30 | 2:30 | 10.8835 | 60
2022-06-17 03:00 | 3:00 | 10.9153 | 60
2022-06-17 03:30 | 3:30 | 11.0922 | 60
2022-06-17 04:00 | 4:00 | 11.6406 | 60
2022-06-17 04:30 | 4:30 | 12.4979 | 60
2022-06-17 05:00 | 5:00 | 13.7943 | 60
2022-06-17 05:30 | 5:30 | 15.1192 | 60
2022-06-17 06:00 | 6:00 | 17.3776 | 60
2022-06-17 06:30 | 6:30 | 19.4212 | 60
2022-06-17 07:00 | 7:00 | 19.3595 | 60
2022-06-17 07:30 | 7:30 | 16.6105 | 60
2022-06-17 08:00 | 8:00 | 12.7159 | 60
2022-06-17 08:30 | 8:30 | 9.1164 | 60
2022-06-17 09:00 | 9:00 | 6.3759 | 60
2022-06-17 09:30 | 9:30 | 4.3058 | 60
2022-06-17 10:00 | 10:00 | 3.19 | 60
2022-06-17 10:30 | 10:30 | 2.8073 | 60
2022-06-17 11:00 | 11:00 | 2.933 | 60
2022-06-17 11:30 | 11:30 | 3.1402 | 60
2022-06-17 12:00 | 12:00 | 3.0484 | 60
2022-06-17 12:30 | 12:30 | 2.9439 | 60
2022-06-17 13:00 | 13:00 | 2.8496 | 60
2022-06-17 13:30 | 13:30 | 3.0665 | 60
2022-06-17 14:00 | 14:00 | 3.8379 | 60
2022-06-17 14:30 | 14:30 | 5.172 | 60
2022-06-17 15:00 | 15:00 | 7.3844 | 60
2022-06-17 15:30 | 15:30 | 10.0725 | 60
2022-06-17 16:00 | 16:00 | 13.2234 | 60
2022-06-17 16:30 | 16:30 | 16.1853 | 60
2022-06-17 17:00 | 17:00 | 19.0217 | 60
2022-06-17 17:30 | 17:30 | 21.1517 | 60
2022-06-17 18:00 | 18:00 | 21.643 | 60
2022-06-17 18:30 | 18:30 | 21.987 | 60
2022-06-17 19:00 | 19:00 | 21.6871 | 60
2022-06-17 19:30 | 19:30 | 21.3097 | 60
2022-06-17 20:00 | 20:00 | 21.0969 | 60
2022-06-17 20:30 | 20:30 | 20.3131 | 60
2022-06-17 21:00 | 21:00 | 19.4878 | 60
2022-06-17 21:30 | 21:30 | 18.3045 | 60
2022-06-17 22:00 | 22:00 | 17.1862 | 60
2022-06-17 22:30 | 22:30 | 16.1164 | 60
2022-06-17 23:00 | 23:00 | 14.9795 | 60
2022-06-17 23:30 | 23:30 | 13.8672 | 60
2022-06-18 | 0:00 | 13.0742 | 60
2022-06-18 00:30 | 0:30 | 12.3807 | 60
2022-06-18 01:00 | 1:00 | 11.9595 | 60
2022-06-18 01:30 | 1:30 | 11.7252 | 60
2022-06-18 02:00 | 2:00 | 11.4893 | 60
2022-06-18 02:30 | 2:30 | 11.2485 | 60
2022-06-18 03:00 | 3:00 | 11.2095 | 60
2022-06-18 03:30 | 3:30 | 11.2826 | 60
2022-06-18 04:00 | 4:00 | 11.451 | 60
2022-06-18 04:30 | 4:30 | 11.6279 | 60
2022-06-18 05:00 | 5:00 | 12.1479 | 60
2022-06-18 05:30 | 5:30 | 13.0201 | 60
2022-06-18 06:00 | 6:00 | 14.2641 | 60
2022-06-18 06:30 | 6:30 | 15.9819 | 60
2022-06-18 07:00 | 7:00 | 16.3708 | 60
2022-06-18 07:30 | 7:30 | 14.4423 | 60
2022-06-18 08:00 | 8:00 | 14.4721 | 60
2022-06-18 08:30 | 8:30 | 10.9623 | 60
2022-06-18 09:00 | 9:00 | 9.9558 | 60
2022-06-18 09:30 | 9:30 | 9.9204 | 60
2022-06-18 10:00 | 10:00 | 7.6825 | 60
2022-06-18 10:30 | 10:30 | 6.3375 | 60
2022-06-18 11:00 | 11:00 | 5.753 | 60
2022-06-18 11:30 | 11:30 | 4.1482 | 60
2022-06-18 12:00 | 12:00 | 4.2812 | 60
2022-06-18 12:30 | 12:30 | 3.0262 | 60
2022-06-18 13:00 | 13:00 | 4.7564 | 60
2022-06-18 13:30 | 13:30 | 7.6476 | 60
2022-06-18 14:00 | 14:00 | 9.0002 | 60
2022-06-18 14:30 | 14:30 | 8.7598 | 60
2022-06-18 15:00 | 15:00 | 10.6412 | 60
2022-06-18 15:30 | 15:30 | 14.3769 | 60
2022-06-18 16:00 | 16:00 | 16.147 | 60
2022-06-18 16:30 | 16:30 | 17.8989 | 60
2022-06-18 17:00 | 17:00 | 20.1646 | 60
2022-06-18 17:30 | 17:30 | 21.8136 | 60
2022-06-18 18:00 | 18:00 | 21.9402 | 60
2022-06-18 18:30 | 18:30 | 22.0337 | 60
2022-06-18 19:00 | 19:00 | 21.2619 | 60
2022-06-18 19:30 | 19:30 | 20.726 | 60
2022-06-18 20:00 | 20:00 | 20.2542 | 60
2022-06-18 20:30 | 20:30 | 19.6031 | 60
2022-06-18 21:00 | 21:00 | 19.1156 | 60
2022-06-18 21:30 | 21:30 | 18.2672 | 60
2022-06-18 22:00 | 22:00 | 17.1449 | 60
2022-06-18 22:30 | 22:30 | 16.2401 | 60
2022-06-18 23:00 | 23:00 | 15.144 | 60
2022-06-18 23:30 | 23:30 | 14.1085 | 60
2022-06-19 | 0:00 | 13.2737 | 60
2022-06-19 00:30 | 0:30 | 12.6429 | 60
2022-06-19 01:00 | 1:00 | 12.2172 | 60
2022-06-19 01:30 | 1:30 | 11.9789 | 60
2022-06-19 02:00 | 2:00 | 11.6238 | 60
2022-06-19 02:30 | 2:30 | 11.4959 | 60
2022-06-19 03:00 | 3:00 | 11.3616 | 60
2022-06-19 03:30 | 3:30 | 11.4659 | 60
2022-06-19 04:00 | 4:00 | 11.5273 | 60
2022-06-19 04:30 | 4:30 | 11.7266 | 60
2022-06-19 05:00 | 5:00 | 12.103 | 60
2022-06-19 05:30 | 5:30 | 12.6082 | 60
2022-06-19 06:00 | 6:00 | 13.3417 | 60
2022-06-19 06:30 | 6:30 | 14.6257 | 60
2022-06-19 07:00 | 7:00 | 15.9278 | 60
2022-06-19 07:30 | 7:30 | 15.8081 | 60
2022-06-19 08:00 | 8:00 | 14.3462 | 60
2022-06-19 08:30 | 8:30 | 11.8282 | 60
2022-06-19 09:00 | 9:00 | 8.8216 | 60
2022-06-19 09:30 | 9:30 | 6.1405 | 60
2022-06-19 10:00 | 10:00 | 4.7996 | 60
2022-06-19 10:30 | 10:30 | 3.3754 | 60
2022-06-19 11:00 | 11:00 | 2.951 | 60
2022-06-19 11:30 | 11:30 | 3.0864 | 60
2022-06-19 12:00 | 12:00 | 3.0453 | 60
2022-06-19 12:30 | 12:30 | 3.4297 | 60
2022-06-19 13:00 | 13:00 | 4.1718 | 60
2022-06-19 13:30 | 13:30 | 10.1985 | 60
2022-06-19 14:00 | 14:00 | 10.1295 | 60
2022-06-19 14:30 | 14:30 | 11.8642 | 60
2022-06-19 15:00 | 15:00 | 9.8106 | 60
2022-06-19 15:30 | 15:30 | 11.2715 | 60
2022-06-19 16:00 | 16:00 | 15.0699 | 60
2022-06-19 16:30 | 16:30 | 18.686 | 60
2022-06-19 17:00 | 17:00 | 21.2667 | 60
2022-06-19 17:30 | 17:30 | 22.8785 | 60
2022-06-19 18:00 | 18:00 | 22.9972 | 60
2022-06-19 18:30 | 18:30 | 22.7681 | 60
2022-06-19 19:00 | 19:00 | 22.031 | 60
2022-06-19 19:30 | 19:30 | 21.0973 | 60
2022-06-19 20:00 | 20:00 | 20.2677 | 60
2022-06-19 20:30 | 20:30 | 19.1511 | 60
2022-06-19 21:00 | 21:00 | 18.0645 | 60
2022-06-19 21:30 | 21:30 | 16.5926 | 60
2022-06-19 22:00 | 22:00 | 15.3911 | 60
2022-06-19 22:30 | 22:30 | 14.2782 | 60
2022-06-19 23:00 | 23:00 | 13.2 | 60
2022-06-19 23:30 | 23:30 | 12.2441 | 60
2022-06-20 | 0:00 | 11.5049 | 60
2022-06-20 00:30 | 0:30 | 10.9014 | 60
2022-06-20 01:00 | 1:00 | 10.6368 | 60
2022-06-20 01:30 | 1:30 | 10.3888 | 60
2022-06-20 02:00 | 2:00 | 10.2492 | 60
2022-06-20 02:30 | 2:30 | 10.1939 | 60
2022-06-20 03:00 | 3:00 | 10.2628 | 60
2022-06-20 03:30 | 3:30 | 10.4463 | 60
2022-06-20 04:00 | 4:00 | 10.9231 | 60
2022-06-20 04:30 | 4:30 | 11.584 | 60
2022-06-20 05:00 | 5:00 | 12.4578 | 60
2022-06-20 05:30 | 5:30 | 13.6047 | 60
2022-06-20 06:00 | 6:00 | 15.3458 | 60
2022-06-20 06:30 | 6:30 | 16.7465 | 60
2022-06-20 07:00 | 7:00 | 16.6293 | 60
2022-06-20 07:30 | 7:30 | 15.4226 | 60
2022-06-20 08:00 | 8:00 | 14.1091 | 60
2022-06-20 08:30 | 8:30 | 12.4048 | 60
2022-06-20 09:00 | 9:00 | 10.0284 | 60
2022-06-20 09:30 | 9:30 | 5.999 | 60
2022-06-20 10:00 | 10:00 | 2.9022 | 60
2022-06-20 10:30 | 10:30 | 2.795 | 60
2022-06-20 11:00 | 11:00 | 2.7961 | 60
2022-06-20 11:30 | 11:30 | 3.0318 | 60
2022-06-20 12:00 | 12:00 | 5.1539 | 60
2022-06-20 12:30 | 12:30 | 3.4062 | 60
2022-06-20 13:00 | 13:00 | 2.8987 | 60
2022-06-20 13:30 | 13:30 | 3.0534 | 60
2022-06-20 14:00 | 14:00 | 4.2034 | 60
2022-06-20 14:30 | 14:30 | 5.2293 | 60
2022-06-20 15:00 | 15:00 | 7.6302 | 60
2022-06-20 15:30 | 15:30 | 9.8145 | 60
2022-06-20 16:00 | 16:00 | 14.439 | 60
2022-06-20 16:30 | 16:30 | 17.6602 | 60
2022-06-20 17:00 | 17:00 | 20.9703 | 60
2022-06-20 17:30 | 17:30 | 23.1978 | 60
2022-06-20 18:00 | 18:00 | 23.5799 | 60
2022-06-20 18:30 | 18:30 | 23.4523 | 60
2022-06-20 19:00 | 19:00 | 22.5647 | 60
2022-06-20 19:30 | 19:30 | 21.7776 | 60
2022-06-20 20:00 | 20:00 | 21.1609 | 60
2022-06-20 20:30 | 20:30 | 20.0078 | 60
2022-06-20 21:00 | 21:00 | 18.8076 | 60
2022-06-20 21:30 | 21:30 | 17.4023 | 60
2022-06-20 22:00 | 22:00 | 16.0396 | 60
2022-06-20 22:30 | 22:30 | 14.8841 | 60
2022-06-20 23:00 | 23:00 | 13.8544 | 60
2022-06-20 23:30 | 23:30 | 12.8917 | 60
2022-06-21 | 0:00 | 12.1046 | 60
2022-06-21 00:30 | 0:30 | 11.6431 | 60
2022-06-21 01:00 | 1:00 | 11.2894 | 60
2022-06-21 01:30 | 1:30 | 10.9991 | 60
2022-06-21 02:00 | 2:00 | 10.9235 | 60
2022-06-21 02:30 | 2:30 | 10.7692 | 60
2022-06-21 03:00 | 3:00 | 10.828 | 60
2022-06-21 03:30 | 3:30 | 10.934 | 60
2022-06-21 04:00 | 4:00 | 11.567 | 60
2022-06-21 04:30 | 4:30 | 12.4126 | 60
2022-06-21 05:00 | 5:00 | 13.6283 | 60
2022-06-21 05:30 | 5:30 | 15.0977 | 60
2022-06-21 06:00 | 6:00 | 17.1018 | 60
2022-06-21 06:30 | 6:30 | 19.0429 | 60
2022-06-21 07:00 | 7:00 | 18.6821 | 60
2022-06-21 07:30 | 7:30 | 15.5476 | 60
2022-06-21 08:00 | 8:00 | 11.7641 | 60
2022-06-21 08:30 | 8:30 | 8.463 | 60
2022-06-21 09:00 | 9:00 | 5.9083 | 60
2022-06-21 09:30 | 9:30 | 4.1717 | 60
2022-06-21 10:00 | 10:00 | 3.2321 | 60
2022-06-21 10:30 | 10:30 | 2.9786 | 60
2022-06-21 11:00 | 11:00 | 2.8646 | 60
2022-06-21 11:30 | 11:30 | 3.1153 | 60
2022-06-21 12:00 | 12:00 | 3.0223 | 60
2022-06-21 12:30 | 12:30 | 2.9176 | 60
2022-06-21 13:00 | 13:00 | 3.6775 | 60
2022-06-21 13:30 | 13:30 | 4.8771 | 60
2022-06-21 14:00 | 14:00 | 6.7982 | 60
2022-06-21 14:30 | 14:30 | 8.9422 | 60
2022-06-21 15:00 | 15:00 | 9.4172 | 60
2022-06-21 15:30 | 15:30 | 11.264 | 60
2022-06-21 16:00 | 16:00 | 14.099 | 60
2022-06-21 16:30 | 16:30 | 17.4092 | 60
2022-06-21 17:00 | 17:00 | 20.4926 | 60
2022-06-21 17:30 | 17:30 | 22.8989 | 60
2022-06-21 18:00 | 18:00 | 23.57 | 60
2022-06-21 18:30 | 18:30 | 23.8395 | 60
2022-06-21 19:00 | 19:00 | 23.2184 | 60
2022-06-21 19:30 | 19:30 | 22.6143 | 60
2022-06-21 20:00 | 20:00 | 22.0195 | 60
2022-06-21 20:30 | 20:30 | 20.8107 | 60
2022-06-21 21:00 | 21:00 | 19.5603 | 60
2022-06-21 21:30 | 21:30 | 18.2068 | 60
2022-06-21 22:00 | 22:00 | 16.5522 | 60
2022-06-21 22:30 | 22:30 | 15.5312 | 60
2022-06-21 23:00 | 23:00 | 14.3559 | 60
2022-06-21 23:30 | 23:30 | 13.235 | 60
2022-06-22 | 0:00 | 12.4411 | 60
2022-06-22 00:30 | 0:30 | 11.8341 | 60
2022-06-22 01:00 | 1:00 | 11.4697 | 60
2022-06-22 01:30 | 1:30 | 11.1253 | 60
2022-06-22 02:00 | 2:00 | 11.0218 | 60
2022-06-22 02:30 | 2:30 | 10.9589 | 60
2022-06-22 03:00 | 3:00 | 11.0345 | 60
2022-06-22 03:30 | 3:30 | 11.3234 | 60
2022-06-22 04:00 | 4:00 | 11.982 | 60
2022-06-22 04:30 | 4:30 | 12.8025 | 60
2022-06-22 05:00 | 5:00 | 14.2529 | 60
2022-06-22 05:30 | 5:30 | 15.6336 | 60
2022-06-22 06:00 | 6:00 | 17.7677 | 60
2022-06-22 06:30 | 6:30 | 19.656 | 60
2022-06-22 07:00 | 7:00 | 19.6385 | 60
2022-06-22 07:30 | 7:30 | 16.8798 | 60
2022-06-22 08:00 | 8:00 | 12.9577 | 60
2022-06-22 08:30 | 8:30 | 9.4957 | 60
2022-06-22 09:00 | 9:00 | 6.5359 | 60
2022-06-22 09:30 | 9:30 | 4.504 | 60
2022-06-22 10:00 | 10:00 | 3.2152 | 60
2022-06-22 10:30 | 10:30 | 2.8699 | 60
2022-06-22 11:00 | 11:00 | 2.8824 | 60
2022-06-22 11:30 | 11:30 | 3.0465 | 60
2022-06-22 12:00 | 12:00 | 3.082 | 60
2022-06-22 12:30 | 12:30 | 2.9582 | 60
2022-06-22 13:00 | 13:00 | 2.9084 | 60
2022-06-22 13:30 | 13:30 | 3.895 | 60
2022-06-22 14:00 | 14:00 | 4.4702 | 60
2022-06-22 14:30 | 14:30 | 5.7568 | 60
2022-06-22 15:00 | 15:00 | 7.7131 | 60
2022-06-22 15:30 | 15:30 | 10.4757 | 60
2022-06-22 16:00 | 16:00 | 13.7954 | 60
2022-06-22 16:30 | 16:30 | 16.813 | 60
2022-06-22 17:00 | 17:00 | 19.5655 | 60
2022-06-22 17:30 | 17:30 | 22.2035 | 60
2022-06-22 18:00 | 18:00 | 22.8683 | 60
2022-06-22 18:30 | 18:30 | 23.091 | 60
2022-06-22 19:00 | 19:00 | 22.746 | 60
2022-06-22 19:30 | 19:30 | 22.1713 | 60
2022-06-22 20:00 | 20:00 | 21.5178 | 60
2022-06-22 20:30 | 20:30 | 20.5482 | 60
2022-06-22 21:00 | 21:00 | 19.334 | 60
2022-06-22 21:30 | 21:30 | 17.7422 | 60
2022-06-22 22:00 | 22:00 | 16.3059 | 60
2022-06-22 22:30 | 22:30 | 15.0973 | 60
2022-06-22 23:00 | 23:00 | 13.9208 | 60
2022-06-22 23:30 | 23:30 | 12.9679 | 60
2022-06-23 | 0:00 | 12.1605 | 60
2022-06-23 00:30 | 0:30 | 11.6023 | 60
2022-06-23 01:00 | 1:00 | 11.2751 | 60
2022-06-23 01:30 | 1:30 | 10.9819 | 60
2022-06-23 02:00 | 2:00 | 10.6969 | 60
2022-06-23 02:30 | 2:30 | 10.7621 | 60
2022-06-23 03:00 | 3:00 | 10.7976 | 60
2022-06-23 03:30 | 3:30 | 10.9671 | 60
2022-06-23 04:00 | 4:00 | 11.6376 | 60
2022-06-23 04:30 | 4:30 | 12.4192 | 60
2022-06-23 05:00 | 5:00 | 13.6765 | 60
2022-06-23 05:30 | 5:30 | 15.0249 | 60
2022-06-23 06:00 | 6:00 | 16.9992 | 60
2022-06-23 06:30 | 6:30 | 18.705 | 60
2022-06-23 07:00 | 7:00 | 18.3074 | 60
2022-06-23 07:30 | 7:30 | 15.7759 | 60
2022-06-23 08:00 | 8:00 | 11.9224 | 60
2022-06-23 08:30 | 8:30 | 8.6437 | 60
2022-06-23 09:00 | 9:00 | 6.2081 | 60
2022-06-23 09:30 | 9:30 | 4.3164 | 60
2022-06-23 10:00 | 10:00 | 3.1811 | 60
2022-06-23 10:30 | 10:30 | 2.9316 | 60
2022-06-23 11:00 | 11:00 | 2.9363 | 60
2022-06-23 11:30 | 11:30 | 3.578 | 60
2022-06-23 12:00 | 12:00 | 4.7166 | 60
2022-06-23 12:30 | 12:30 | 4.0807 | 60
2022-06-23 13:00 | 13:00 | 4.2923 | 60
2022-06-23 13:30 | 13:30 | 3.8408 | 60
2022-06-23 14:00 | 14:00 | 4.8287 | 60
2022-06-23 14:30 | 14:30 | 6.653 | 60
2022-06-23 15:00 | 15:00 | 9.3902 | 60
2022-06-23 15:30 | 15:30 | 11.8452 | 60
2022-06-23 16:00 | 16:00 | 13.6068 | 60
2022-06-23 16:30 | 16:30 | 16.5884 | 60
2022-06-23 17:00 | 17:00 | 19.4421 | 60
2022-06-23 17:30 | 17:30 | 21.6713 | 60
2022-06-23 18:00 | 18:00 | 22.354 | 60
2022-06-23 18:30 | 18:30 | 22.2938 | 60
2022-06-23 19:00 | 19:00 | 22.049 | 60
2022-06-23 19:30 | 19:30 | 21.4373 | 60
2022-06-23 20:00 | 20:00 | 21.0871 | 60
2022-06-23 20:30 | 20:30 | 20.1452 | 60
2022-06-23 21:00 | 21:00 | 19.1039 | 60
2022-06-23 21:30 | 21:30 | 17.8545 | 60
2022-06-23 22:00 | 22:00 | 16.5011 | 60
2022-06-23 22:30 | 22:30 | 15.235 | 60
2022-06-23 23:00 | 23:00 | 14.0943 | 60
2022-06-23 23:30 | 23:30 | 13.1409 | 60
2022-06-24 | 0:00 | 12.2151 | 60
2022-06-24 00:30 | 0:30 | 11.7265 | 60
2022-06-24 01:00 | 1:00 | 11.3035 | 60
2022-06-24 01:30 | 1:30 | 11.1402 | 60
2022-06-24 02:00 | 2:00 | 10.9373 | 60
2022-06-24 02:30 | 2:30 | 10.8805 | 60
2022-06-24 03:00 | 3:00 | 11.0263 | 60
2022-06-24 03:30 | 3:30 | 11.1553 | 60
2022-06-24 04:00 | 4:00 | 11.8352 | 60
2022-06-24 04:30 | 4:30 | 12.7059 | 60
2022-06-24 05:00 | 5:00 | 13.8487 | 60
2022-06-24 05:30 | 5:30 | 15.2457 | 60
2022-06-24 06:00 | 6:00 | 17.1377 | 60
2022-06-24 06:30 | 6:30 | 18.7938 | 60
2022-06-24 07:00 | 7:00 | 18.7852 | 60
2022-06-24 07:30 | 7:30 | 16.0693 | 60
2022-06-24 08:00 | 8:00 | 12.4668 | 60
2022-06-24 08:30 | 8:30 | 8.9936 | 60
2022-06-24 09:00 | 9:00 | 6.3009 | 60
2022-06-24 09:30 | 9:30 | 4.2482 | 60
2022-06-24 10:00 | 10:00 | 3.1424 | 60
2022-06-24 10:30 | 10:30 | 2.7964 | 60
2022-06-24 11:00 | 11:00 | 3.1322 | 60
2022-06-24 11:30 | 11:30 | 3.2652 | 60
2022-06-24 12:00 | 12:00 | 3.2885 | 60
2022-06-24 12:30 | 12:30 | 3.2225 | 60
2022-06-24 13:00 | 13:00 | 3.0664 | 60
2022-06-24 13:30 | 13:30 | 3.0031 | 60
2022-06-24 14:00 | 14:00 | 3.6618 | 60
2022-06-24 14:30 | 14:30 | 5.0596 | 60
2022-06-24 15:00 | 15:00 | 7.2936 | 60
2022-06-24 15:30 | 15:30 | 9.9238 | 60
2022-06-24 16:00 | 16:00 | 13.2025 | 60
2022-06-24 16:30 | 16:30 | 16.4488 | 60
2022-06-24 17:00 | 17:00 | 19.1379 | 60
2022-06-24 17:30 | 17:30 | 21.2637 | 60
2022-06-24 18:00 | 18:00 | 21.9028 | 60
2022-06-24 18:30 | 18:30 | 22.0296 | 60
2022-06-24 19:00 | 19:00 | 21.7676 | 60
2022-06-24 19:30 | 19:30 | 21.6277 | 60
2022-06-24 20:00 | 20:00 | 21.17 | 60
2022-06-24 20:30 | 20:30 | 20.5084 | 60
2022-06-24 21:00 | 21:00 | 19.7887 | 60
2022-06-24 21:30 | 21:30 | 18.4683 | 60
2022-06-24 22:00 | 22:00 | 17.1636 | 60
2022-06-24 22:30 | 22:30 | 16.1463 | 60
2022-06-24 23:00 | 23:00 | 14.9777 | 60
2022-06-24 23:30 | 23:30 | 14.0818 | 60
2022-06-25 | 0:00 | 13.2273 | 60
2022-06-25 00:30 | 0:30 | 12.7724 | 60
2022-06-25 01:00 | 1:00 | 12.2563 | 60
2022-06-25 01:30 | 1:30 | 11.9101 | 60
2022-06-25 02:00 | 2:00 | 11.7038 | 60
2022-06-25 02:30 | 2:30 | 11.6521 | 60
2022-06-25 03:00 | 3:00 | 11.5529 | 60
2022-06-25 03:30 | 3:30 | 11.5849 | 60
2022-06-25 04:00 | 4:00 | 11.8577 | 60
2022-06-25 04:30 | 4:30 | 12.3028 | 60
2022-06-25 05:00 | 5:00 | 13.0686 | 60
2022-06-25 05:30 | 5:30 | 13.9894 | 60
2022-06-25 06:00 | 6:00 | 15.2449 | 60
2022-06-25 06:30 | 6:30 | 16.7399 | 60
2022-06-25 07:00 | 7:00 | 17.4754 | 60
2022-06-25 07:30 | 7:30 | 16.0152 | 60
2022-06-25 08:00 | 8:00 | 13.8544 | 60
2022-06-25 08:30 | 8:30 | 11.0489 | 60
2022-06-25 09:00 | 9:00 | 8.3044 | 60
2022-06-25 09:30 | 9:30 | 5.8489 | 60
2022-06-25 10:00 | 10:00 | 3.9802 | 60
2022-06-25 10:30 | 10:30 | 3.1195 | 60
2022-06-25 11:00 | 11:00 | 2.8118 | 60
2022-06-25 11:30 | 11:30 | 2.9115 | 60
2022-06-25 12:00 | 12:00 | 3.0222 | 60
2022-06-25 12:30 | 12:30 | 2.9254 | 60
2022-06-25 13:00 | 13:00 | 3.0137 | 60
2022-06-25 13:30 | 13:30 | 3.5209 | 60
2022-06-25 14:00 | 14:00 | 4.5128 | 60
2022-06-25 14:30 | 14:30 | 5.4959 | 60
2022-06-25 15:00 | 15:00 | 7.6962 | 60
2022-06-25 15:30 | 15:30 | 10.4118 | 60
2022-06-25 16:00 | 16:00 | 13.5295 | 60
2022-06-25 16:30 | 16:30 | 16.9792 | 60
2022-06-25 17:00 | 17:00 | 19.7015 | 60
2022-06-25 17:30 | 17:30 | 21.4792 | 60
2022-06-25 18:00 | 18:00 | 22.051 | 60
2022-06-25 18:30 | 18:30 | 22.0793 | 60
2022-06-25 19:00 | 19:00 | 21.7617 | 60
2022-06-25 19:30 | 19:30 | 21.1787 | 60
2022-06-25 20:00 | 20:00 | 20.828 | 60
2022-06-25 20:30 | 20:30 | 20.116 | 60
2022-06-25 21:00 | 21:00 | 19.4184 | 60
2022-06-25 21:30 | 21:30 | 18.4363 | 60
2022-06-25 22:00 | 22:00 | 17.3044 | 60
2022-06-25 22:30 | 22:30 | 16.4144 | 60
2022-06-25 23:00 | 23:00 | 15.304 | 60
2022-06-25 23:30 | 23:30 | 14.5117 | 60
2022-06-26 | 0:00 | 13.4567 | 60
2022-06-26 00:30 | 0:30 | 12.7125 | 60
2022-06-26 01:00 | 1:00 | 12.3067 | 60
2022-06-26 01:30 | 1:30 | 11.9168 | 60
2022-06-26 02:00 | 2:00 | 11.6081 | 60
2022-06-26 02:30 | 2:30 | 11.476 | 60
2022-06-26 03:00 | 3:00 | 11.4304 | 60
2022-06-26 03:30 | 3:30 | 11.4131 | 60
2022-06-26 04:00 | 4:00 | 11.5222 | 60
2022-06-26 04:30 | 4:30 | 11.7978 | 60
2022-06-26 05:00 | 5:00 | 12.372 | 60
2022-06-26 05:30 | 5:30 | 12.8223 | 60
2022-06-26 06:00 | 6:00 | 13.953 | 60
2022-06-26 06:30 | 6:30 | 15.21 | 60
2022-06-26 07:00 | 7:00 | 15.7689 | 60
2022-06-26 07:30 | 7:30 | 15.3433 | 60
2022-06-26 08:00 | 8:00 | 13.261 | 60
2022-06-26 08:30 | 8:30 | 11.4433 | 60
2022-06-26 09:00 | 9:00 | 15.3532 | 60
2022-06-26 09:30 | 9:30 | 8.5991 | 60
2022-06-26 10:00 | 10:00 | 4.9754 | 60
2022-06-26 10:30 | 10:30 | 4.5384 | 60
2022-06-26 11:00 | 11:00 | 2.9478 | 60
2022-06-26 11:30 | 11:30 | 2.7933 | 60
2022-06-26 12:00 | 12:00 | 2.9042 | 60
2022-06-26 12:30 | 12:30 | 3.0427 | 60
2022-06-26 13:00 | 13:00 | 2.8498 | 60
2022-06-26 13:30 | 13:30 | 3.4556 | 60
2022-06-26 14:00 | 14:00 | 4.5198 | 60
2022-06-26 14:30 | 14:30 | 6.2302 | 60
2022-06-26 15:00 | 15:00 | 8.3705 | 60
2022-06-26 15:30 | 15:30 | 11.252 | 60
2022-06-26 16:00 | 16:00 | 14.7585 | 60
2022-06-26 16:30 | 16:30 | 18.2673 | 60
2022-06-26 17:00 | 17:00 | 21.3805 | 60
2022-06-26 17:30 | 17:30 | 23.6889 | 60
2022-06-26 18:00 | 18:00 | 24.1527 | 60
2022-06-26 18:30 | 18:30 | 23.966 | 60
2022-06-26 19:00 | 19:00 | 23.3169 | 60
2022-06-26 19:30 | 19:30 | 22.9344 | 60
2022-06-26 20:00 | 20:00 | 22.145 | 60
2022-06-26 20:30 | 20:30 | 21.063 | 60
2022-06-26 21:00 | 21:00 | 20.0742 | 60
2022-06-26 21:30 | 21:30 | 18.5341 | 60
2022-06-26 22:00 | 22:00 | 17.0873 | 60
2022-06-26 22:30 | 22:30 | 15.9918 | 60
2022-06-26 23:00 | 23:00 | 14.7581 | 60
2022-06-26 23:30 | 23:30 | 13.6091 | 60
2022-06-27 | 0:00 | 12.6889 | 60
2022-06-27 00:30 | 0:30 | 12.1746 | 60
2022-06-27 01:00 | 1:00 | 11.7824 | 60
2022-06-27 01:30 | 1:30 | 11.4713 | 60
2022-06-27 02:00 | 2:00 | 11.2059 | 60
2022-06-27 02:30 | 2:30 | 11.1123 | 60
2022-06-27 03:00 | 3:00 | 11.1027 | 60
2022-06-27 03:30 | 3:30 | 11.2763 | 60
2022-06-27 04:00 | 4:00 | 11.9016 | 60
2022-06-27 04:30 | 4:30 | 12.4675 | 60
2022-06-27 05:00 | 5:00 | 13.7408 | 60
2022-06-27 05:30 | 5:30 | 15.115 | 60
2022-06-27 06:00 | 6:00 | 16.7941 | 60
2022-06-27 06:30 | 6:30 | 18.1442 | 60
2022-06-27 07:00 | 7:00 | 17.9518 | 60
2022-06-27 07:30 | 7:30 | 13.4139 | 60
2022-06-27 08:00 | 8:00 | 11.2081 | 60
2022-06-27 08:30 | 8:30 | 10.8436 | 60
2022-06-27 09:00 | 9:00 | 11.8327 | 60
2022-06-27 09:30 | 9:30 | 4.4737 | 60
2022-06-27 10:00 | 10:00 | 6.2722 | 60
2022-06-27 10:30 | 10:30 | 4.6281 | 60
2022-06-27 11:00 | 11:00 | 3.6271 | 60
2022-06-27 11:30 | 11:30 | 2.9421 | 60
2022-06-27 12:00 | 12:00 | 3.0892 | 60
2022-06-27 12:30 | 12:30 | 3.0832 | 60
2022-06-27 13:00 | 13:00 | 2.9759 | 60
2022-06-27 13:30 | 13:30 | 3.0544 | 60
2022-06-27 14:00 | 14:00 | 3.7919 | 60
2022-06-27 14:30 | 14:30 | 5.3103 | 60
2022-06-27 15:00 | 15:00 | 7.4514 | 60
2022-06-27 15:30 | 15:30 | 10.1236 | 60
2022-06-27 16:00 | 16:00 | 13.51 | 60
2022-06-27 16:30 | 16:30 | 17.2403 | 60
2022-06-27 17:00 | 17:00 | 20.8721 | 60
2022-06-27 17:30 | 17:30 | 23.3319 | 60
2022-06-27 18:00 | 18:00 | 24.2256 | 60
2022-06-27 18:30 | 18:30 | 24.133 | 60
2022-06-27 19:00 | 19:00 | 23.362 | 60
2022-06-27 19:30 | 19:30 | 22.5842 | 60
2022-06-27 20:00 | 20:00 | 22.0457 | 60
2022-06-27 20:30 | 20:30 | 20.5883 | 60
2022-06-27 21:00 | 21:00 | 19.2334 | 60
2022-06-27 21:30 | 21:30 | 17.697 | 60
2022-06-27 22:00 | 22:00 | 16.2077 | 60
2022-06-27 22:30 | 22:30 | 14.9156 | 60
2022-06-27 23:00 | 23:00 | 13.7646 | 60
2022-06-27 23:30 | 23:30 | 12.7058 | 60
2022-06-28 | 0:00 | 12.1242 | 60
2022-06-28 00:30 | 0:30 | 11.5303 | 60
2022-06-28 01:00 | 1:00 | 11.1757 | 60
2022-06-28 01:30 | 1:30 | 10.9623 | 60
2022-06-28 02:00 | 2:00 | 10.8269 | 60
2022-06-28 02:30 | 2:30 | 10.7677 | 60
2022-06-28 03:00 | 3:00 | 10.7625 | 60
2022-06-28 03:30 | 3:30 | 11.0514 | 60
2022-06-28 04:00 | 4:00 | 11.7513 | 60
2022-06-28 04:30 | 4:30 | 12.344 | 60
2022-06-28 05:00 | 5:00 | 13.6051 | 60
2022-06-28 05:30 | 5:30 | 14.9222 | 60
2022-06-28 06:00 | 6:00 | 16.6321 | 60
2022-06-28 06:30 | 6:30 | 17.9301 | 60
2022-06-28 07:00 | 7:00 | 17.4409 | 60
2022-06-28 07:30 | 7:30 | 14.9093 | 60
2022-06-28 08:00 | 8:00 | 11.8911 | 60
2022-06-28 08:30 | 8:30 | 8.8175 | 60
2022-06-28 09:00 | 9:00 | 6.407 | 60
2022-06-28 09:30 | 9:30 | 6.2812 | 60
2022-06-28 10:00 | 10:00 | 3.8719 | 60
2022-06-28 10:30 | 10:30 | 3.7292 | 60
2022-06-28 11:00 | 11:00 | 2.847 | 60
2022-06-28 11:30 | 11:30 | 2.9894 | 60
2022-06-28 12:00 | 12:00 | 3.392 | 60
2022-06-28 12:30 | 12:30 | 3.3813 | 60
2022-06-28 13:00 | 13:00 | 4.8313 | 60
2022-06-28 13:30 | 13:30 | 3.7801 | 60
2022-06-28 14:00 | 14:00 | 3.8917 | 60
2022-06-28 14:30 | 14:30 | 5.5528 | 60
2022-06-28 15:00 | 15:00 | 7.6312 | 60
2022-06-28 15:30 | 15:30 | 10.5709 | 60
2022-06-28 16:00 | 16:00 | 14.0532 | 60
2022-06-28 16:30 | 16:30 | 18.2625 | 60
2022-06-28 17:00 | 17:00 | 21.9922 | 60
2022-06-28 17:30 | 17:30 | 24.4589 | 60
2022-06-28 18:00 | 18:00 | 25.0038 | 60
2022-06-28 18:30 | 18:30 | 25.1828 | 60
2022-06-28 19:00 | 19:00 | 24.2909 | 60
2022-06-28 19:30 | 19:30 | 23.3239 | 60
2022-06-28 20:00 | 20:00 | 22.4621 | 60
2022-06-28 20:30 | 20:30 | 20.9447 | 60
2022-06-28 21:00 | 21:00 | 19.7563 | 60
2022-06-28 21:30 | 21:30 | 18.2593 | 60
2022-06-28 22:00 | 22:00 | 16.5566 | 60
2022-06-28 22:30 | 22:30 | 15.3427 | 60
2022-06-28 23:00 | 23:00 | 13.9653 | 60
2022-06-28 23:30 | 23:30 | 12.9169 | 60
2022-06-29 | 0:00 | 12.1098 | 60
2022-06-29 00:30 | 0:30 | 11.5377 | 60
2022-06-29 01:00 | 1:00 | 11.1342 | 60
2022-06-29 01:30 | 1:30 | 10.8931 | 60
2022-06-29 02:00 | 2:00 | 10.6656 | 60
2022-06-29 02:30 | 2:30 | 10.5324 | 60
2022-06-29 03:00 | 3:00 | 10.5727 | 60
2022-06-29 03:30 | 3:30 | 10.5934 | 60
2022-06-29 04:00 | 4:00 | 10.9747 | 60
2022-06-29 04:30 | 4:30 | 11.5354 | 60
2022-06-29 05:00 | 5:00 | 12.5243 | 60
2022-06-29 05:30 | 5:30 | 13.5925 | 60
2022-06-29 06:00 | 6:00 | 14.7529 | 60
2022-06-29 06:30 | 6:30 | 15.5678 | 60
2022-06-29 07:00 | 7:00 | 15.9093 | 60
2022-06-29 07:30 | 7:30 | 15.7947 | 60
2022-06-29 08:00 | 8:00 | 15.2459 | 60
2022-06-29 08:30 | 8:30 | 13.3363 | 60
2022-06-29 09:00 | 9:00 | 12.9526 | 60
2022-06-29 09:30 | 9:30 | 10.9595 | 60
2022-06-29 10:00 | 10:00 | 11.4466 | 60
2022-06-29 10:30 | 10:30 | 5.8112 | 60
2022-06-29 11:00 | 11:00 | 4.1316 | 60
2022-06-29 11:30 | 11:30 | 2.9707 | 60
2022-06-29 12:00 | 12:00 | 3.4374 | 60
2022-06-29 12:30 | 12:30 | 3.4655 | 60
2022-06-29 13:00 | 13:00 | 3.5156 | 60
2022-06-29 13:30 | 13:30 | 8.0516 | 60
2022-06-29 14:00 | 14:00 | 7.5608 | 60
2022-06-29 14:30 | 14:30 | 9.5139 | 60
2022-06-29 15:00 | 15:00 | 10.962 | 60
2022-06-29 15:30 | 15:30 | 12.9907 | 60
2022-06-29 16:00 | 16:00 | 15.2532 | 60
2022-06-29 16:30 | 16:30 | 17.7157 | 60
2022-06-29 17:00 | 17:00 | 21.0696 | 60
2022-06-29 17:30 | 17:30 | 23.3632 | 60
2022-06-29 18:00 | 18:00 | 23.7896 | 60
2022-06-29 18:30 | 18:30 | 23.6956 | 60
2022-06-29 19:00 | 19:00 | 22.9056 | 60
2022-06-29 19:30 | 19:30 | 22.1791 | 60
2022-06-29 20:00 | 20:00 | 21.5245 | 60
2022-06-29 20:30 | 20:30 | 20.2477 | 60
2022-06-29 21:00 | 21:00 | 18.9318 | 60
2022-06-29 21:30 | 21:30 | 17.5426 | 60
2022-06-29 22:00 | 22:00 | 16.1355 | 60
2022-06-29 22:30 | 22:30 | 15.0232 | 60
2022-06-29 23:00 | 23:00 | 13.6319 | 60
2022-06-29 23:30 | 23:30 | 12.7147 | 60
2022-06-30 | 0:00 | 11.8659 | 60
2022-06-30 00:30 | 0:30 | 11.2902 | 60
2022-06-30 01:00 | 1:00 | 10.8984 | 60
2022-06-30 01:30 | 1:30 | 10.6117 | 60
2022-06-30 02:00 | 2:00 | 10.5397 | 60
2022-06-30 02:30 | 2:30 | 10.4119 | 60
2022-06-30 03:00 | 3:00 | 10.4024 | 60
2022-06-30 03:30 | 3:30 | 10.5708 | 60
2022-06-30 04:00 | 4:00 | 11.1093 | 60
2022-06-30 04:30 | 4:30 | 11.4261 | 60
2022-06-30 05:00 | 5:00 | 12.1981 | 60
2022-06-30 05:30 | 5:30 | 13.0505 | 60
2022-06-30 06:00 | 6:00 | 14.2192 | 60
2022-06-30 06:30 | 6:30 | 15.0173 | 60
2022-06-30 07:00 | 7:00 | 15.6474 | 60
2022-06-30 07:30 | 7:30 | 13.8966 | 60
2022-06-30 08:00 | 8:00 | 13.3671 | 60
2022-06-30 08:30 | 8:30 | 9.0752 | 60
2022-06-30 09:00 | 9:00 | 6.6751 | 60
2022-06-30 09:30 | 9:30 | 7.7388 | 60
2022-06-30 10:00 | 10:00 | 8.6855 | 60
2022-06-30 10:30 | 10:30 | 8.8373 | 60
2022-06-30 11:00 | 11:00 | 4.9353 | 60
2022-06-30 11:30 | 11:30 | 4.2461 | 60
2022-06-30 12:00 | 12:00 | 7.6918 | 60
2022-06-30 12:30 | 12:30 | 8.2037 | 60
2022-06-30 13:00 | 13:00 | 8.523 | 60
2022-06-30 13:30 | 13:30 | 7.1521 | 60
2022-06-30 14:00 | 14:00 | 9.9782 | 60
2022-06-30 14:30 | 14:30 | 12.848 | 60
2022-06-30 15:00 | 15:00 | 13.5489 | 60
2022-06-30 15:30 | 15:30 | 14.2744 | 60
2022-06-30 16:00 | 16:00 | 15.9481 | 60
2022-06-30 16:30 | 16:30 | 17.1949 | 60
2022-06-30 17:00 | 17:00 | 19.8787 | 60
2022-06-30 17:30 | 17:30 | 21.4968 | 60
2022-06-30 18:00 | 18:00 | 21.6991 | 60
2022-06-30 18:30 | 18:30 | 21.7384 | 60
2022-06-30 19:00 | 19:00 | 21.1451 | 60
2022-06-30 19:30 | 19:30 | 20.4163 | 60
2022-06-30 20:00 | 20:00 | 19.798 | 60
2022-06-30 20:30 | 20:30 | 18.8742 | 60
2022-06-30 21:00 | 21:00 | 17.8986 | 60
2022-06-30 21:30 | 21:30 | 16.7669 | 60
2022-06-30 22:00 | 22:00 | 15.339 | 60
2022-06-30 22:30 | 22:30 | 14.4259 | 60
2022-06-30 23:00 | 23:00 | 13.3319 | 60
2022-07-01 | 0:00 | 11.637 | 60
2022-07-01 00:30 | 0:30 | 10.9806 | 60
2022-07-01 01:00 | 1:00 | 10.5967 | 60
2022-07-01 01:30 | 1:30 | 10.1905 | 60
2022-07-01 02:00 | 2:00 | 9.9876 | 60
2022-07-01 02:30 | 2:30 | 9.936 | 60
2022-07-01 03:00 | 3:00 | 9.9672 | 60
2022-07-01 03:30 | 3:30 | 9.8838 | 60
2022-07-01 04:00 | 4:00 | 10.3067 | 60
2022-07-01 04:30 | 4:30 | 10.6815 | 60
2022-07-01 05:00 | 5:00 | 11.3241 | 60
2022-07-01 05:30 | 5:30 | 12.0687 | 60
2022-07-01 06:00 | 6:00 | 13.1289 | 60
2022-07-01 06:30 | 6:30 | 14.0249 | 60
2022-07-01 07:00 | 7:00 | 14.7586 | 60
2022-07-01 07:30 | 7:30 | 15.3443 | 60
2022-07-01 08:00 | 8:00 | 15.6975 | 60
2022-07-01 08:30 | 8:30 | 15.2541 | 60
2022-07-01 09:00 | 9:00 | 14.8835 | 60
2022-07-01 09:30 | 9:30 | 14.9199 | 60
2022-07-01 10:00 | 10:00 | 14.1634 | 60
2022-07-01 10:30 | 10:30 | 13.1784 | 60
2022-07-01 11:00 | 11:00 | 13.3179 | 60
2022-07-01 11:30 | 11:30 | 12.9703 | 60
2022-07-01 12:00 | 12:00 | 13.5515 | 60
2022-07-01 12:30 | 12:30 | 13.5262 | 60
2022-07-01 13:00 | 13:00 | 13.83 | 60
2022-07-01 13:30 | 13:30 | 14.5208 | 60
2022-07-01 14:00 | 14:00 | 15.2098 | 60
2022-07-01 14:30 | 14:30 | 16.5221 | 60
2022-07-01 15:00 | 15:00 | 17.5909 | 60
2022-07-01 15:30 | 15:30 | 18.4915 | 60
2022-07-01 16:00 | 16:00 | 19.4097 | 60
2022-07-01 16:30 | 16:30 | 20.9844 | 60
2022-07-01 17:00 | 17:00 | 22.4989 | 60
2022-07-01 17:30 | 17:30 | 23.3792 | 60
2022-07-01 18:00 | 18:00 | 23.5404 | 60
2022-07-01 18:30 | 18:30 | 23.5932 | 60
2022-07-01 19:00 | 19:00 | 22.6304 | 60
2022-07-01 19:30 | 19:30 | 21.5599 | 60
2022-07-01 20:00 | 20:00 | 21.2447 | 60
2022-07-01 20:30 | 20:30 | 20.1487 | 60
2022-07-01 21:00 | 21:00 | 19.1955 | 60
2022-07-01 21:30 | 21:30 | 18.3145 | 60
2022-07-01 22:00 | 22:00 | 16.8838 | 60
2022-07-01 22:30 | 22:30 | 15.7801 | 60
2022-07-01 23:00 | 23:00 | 14.5272 | 60
2022-07-01 23:30 | 23:30 | 13.479 | 60
2022-07-02 | 0:00 | 12.6394 | 60
2022-07-02 00:30 | 0:30 | 11.875 | 60
2022-07-02 01:00 | 1:00 | 11.3627 | 60
2022-07-02 01:30 | 1:30 | 11.0822 | 60
2022-07-02 02:00 | 2:00 | 10.8102 | 60
2022-07-02 02:30 | 2:30 | 10.6112 | 60
2022-07-02 03:00 | 3:00 | 10.3905 | 60
2022-07-02 03:30 | 3:30 | 10.378 | 60
2022-07-02 04:00 | 4:00 | 10.3673 | 60
2022-07-02 04:30 | 4:30 | 10.4831 | 60
2022-07-02 05:00 | 5:00 | 10.9678 | 60
2022-07-02 05:30 | 5:30 | 11.1588 | 60
2022-07-02 06:00 | 6:00 | 11.994 | 60
2022-07-02 06:30 | 6:30 | 12.7736 | 60
2022-07-02 07:00 | 7:00 | 13.7522 | 60
2022-07-02 07:30 | 7:30 | 14.4541 | 60
2022-07-02 08:00 | 8:00 | 14.7573 | 60
2022-07-02 08:30 | 8:30 | 15.4758 | 60
2022-07-02 09:00 | 9:00 | 16.6858 | 60
2022-07-02 09:30 | 9:30 | 15.8176 | 60
2022-07-02 10:00 | 10:00 | 15.1864 | 60
2022-07-02 10:30 | 10:30 | 14.5649 | 60
2022-07-02 11:00 | 11:00 | 14.517 | 60
2022-07-02 11:30 | 11:30 | 14.0674 | 60
2022-07-02 12:00 | 12:00 | 14.7584 | 60
2022-07-02 12:30 | 12:30 | 15.5046 | 60
2022-07-02 13:00 | 13:00 | 15.415 | 60
2022-07-02 13:30 | 13:30 | 16.4223 | 60
2022-07-02 14:00 | 14:00 | 15.1091 | 60
2022-07-02 14:30 | 14:30 | 16.1193 | 60
2022-07-02 15:00 | 15:00 | 17.0965 | 60
2022-07-02 15:30 | 15:30 | 17.123 | 60
2022-07-02 16:00 | 16:00 | 18.5038 | 60
2022-07-02 16:30 | 16:30 | 20.2332 | 60
2022-07-02 17:00 | 17:00 | 22.0584 | 60
2022-07-02 17:30 | 17:30 | 22.9076 | 60
2022-07-02 18:00 | 18:00 | 22.686 | 60
2022-07-02 18:30 | 18:30 | 22.0574 | 60
2022-07-02 19:00 | 19:00 | 21.2344 | 60
2022-07-02 19:30 | 19:30 | 20.5546 | 60
2022-07-02 20:00 | 20:00 | 20.045 | 60
2022-07-02 20:30 | 20:30 | 19.0815 | 60
2022-07-02 21:00 | 21:00 | 18.0566 | 60
2022-07-02 21:30 | 21:30 | 17.323 | 60
2022-07-02 22:00 | 22:00 | 16.114 | 60
2022-07-02 22:30 | 22:30 | 15.3387 | 60
2022-07-02 23:00 | 23:00 | 14.3124 | 60
2022-07-02 23:30 | 23:30 | 13.319 | 60
2022-07-03 | 0:00 | 12.4952 | 60
2022-07-03 00:30 | 0:30 | 11.8278 | 60
2022-07-03 01:00 | 1:00 | 11.2657 | 60
2022-07-03 01:30 | 1:30 | 10.9135 | 60
2022-07-03 02:00 | 2:00 | 10.5743 | 60
2022-07-03 02:30 | 2:30 | 10.4141 | 60
2022-07-03 03:00 | 3:00 | 10.3535 | 60
2022-07-03 03:30 | 3:30 | 10.3767 | 60
2022-07-03 04:00 | 4:00 | 10.365 | 60
2022-07-03 04:30 | 4:30 | 10.4956 | 60
2022-07-03 05:00 | 5:00 | 10.6784 | 60
2022-07-03 05:30 | 5:30 | 10.9331 | 60
2022-07-03 06:00 | 6:00 | 11.5481 | 60
2022-07-03 06:30 | 6:30 | 12.2081 | 60
2022-07-03 07:00 | 7:00 | 13.4103 | 60
2022-07-03 07:30 | 7:30 | 13.8432 | 60
2022-07-03 08:00 | 8:00 | 13.1803 | 60
2022-07-03 08:30 | 8:30 | 10.4034 | 60
2022-07-03 09:00 | 9:00 | 9.2081 | 60
2022-07-03 09:30 | 9:30 | 6.1675 | 60
2022-07-03 10:00 | 10:00 | 4.299 | 60
2022-07-03 10:30 | 10:30 | 3.4075 | 60
2022-07-03 11:00 | 11:00 | 2.9562 | 60
2022-07-03 11:30 | 11:30 | 3.0878 | 60
2022-07-03 12:00 | 12:00 | 4.0615 | 60
2022-07-03 12:30 | 12:30 | 2.9621 | 60
2022-07-03 13:00 | 13:00 | 2.9081 | 60
2022-07-03 13:30 | 13:30 | 7.7219 | 60
2022-07-03 14:00 | 14:00 | 11.0937 | 60
2022-07-03 14:30 | 14:30 | 11.9876 | 60
2022-07-03 15:00 | 15:00 | 11.2144 | 60
2022-07-03 15:30 | 15:30 | 15.538 | 60
2022-07-03 16:00 | 16:00 | 17.1723 | 60
2022-07-03 16:30 | 16:30 | 19.6913 | 60
2022-07-03 17:00 | 17:00 | 21.9259 | 60
2022-07-03 17:30 | 17:30 | 23.5577 | 60
2022-07-03 18:00 | 18:00 | 23.903 | 60
2022-07-03 18:30 | 18:30 | 23.3751 | 60
2022-07-03 19:00 | 19:00 | 22.7355 | 60
2022-07-03 19:30 | 19:30 | 22.0911 | 60
2022-07-03 20:00 | 20:00 | 21.4762 | 60
2022-07-03 20:30 | 20:30 | 20.2944 | 60
2022-07-03 21:00 | 21:00 | 19.0305 | 60
2022-07-03 21:30 | 21:30 | 17.7138 | 60
2022-07-03 22:00 | 22:00 | 16.2653 | 60
2022-07-03 22:30 | 22:30 | 15.2544 | 60
2022-07-03 23:00 | 23:00 | 14.1306 | 60
2022-07-03 23:30 | 23:30 | 13.1259 | 60
2022-07-04 | 0:00 | 12.3252 | 60
2022-07-04 00:30 | 0:30 | 11.6251 | 60
2022-07-04 01:00 | 1:00 | 11.1161 | 60
2022-07-04 01:30 | 1:30 | 11.0718 | 60
2022-07-04 02:00 | 2:00 | 10.8226 | 60
2022-07-04 02:30 | 2:30 | 10.7261 | 60
2022-07-04 03:00 | 3:00 | 10.7882 | 60
2022-07-04 03:30 | 3:30 | 10.7484 | 60
2022-07-04 04:00 | 4:00 | 11.0493 | 60
2022-07-04 04:30 | 4:30 | 11.7929 | 60
2022-07-04 05:00 | 5:00 | 13.0197 | 60
2022-07-04 05:30 | 5:30 | 14.0361 | 60
2022-07-04 06:00 | 6:00 | 15.429 | 60
2022-07-04 06:30 | 6:30 | 18.0476 | 60
2022-07-04 07:00 | 7:00 | 19.6765 | 60
2022-07-04 07:30 | 7:30 | 19.8004 | 60
2022-07-04 08:00 | 8:00 | 20.3671 | 60
2022-07-04 08:30 | 8:30 | 21.5808 | 60
2022-07-04 09:00 | 9:00 | 20.5754 | 60
2022-07-04 09:30 | 9:30 | 15.5775 | 60
2022-07-04 10:00 | 10:00 | 16.2601 | 60
2022-07-04 10:30 | 10:30 | 19.5225 | 60
2022-07-04 11:00 | 11:00 | 20.0557 | 60
2022-07-04 11:30 | 11:30 | 20.2667 | 60
2022-07-04 12:00 | 12:00 | 20.4467 | 60
2022-07-04 12:30 | 12:30 | 20.7613 | 60
2022-07-04 13:00 | 13:00 | 21.6492 | 60
2022-07-04 13:30 | 13:30 | 22.1828 | 60
2022-07-04 14:00 | 14:00 | 22.7461 | 60
2022-07-04 14:30 | 14:30 | 22.3014 | 60
2022-07-04 15:00 | 15:00 | 23.7079 | 60
2022-07-04 15:30 | 15:30 | 24.9143 | 60
2022-07-04 16:00 | 16:00 | 27.0255 | 60
2022-07-04 16:30 | 16:30 | 29.0659 | 60
2022-07-04 17:00 | 17:00 | 31.8612 | 60
2022-07-04 17:30 | 17:30 | 33.6549 | 60
2022-07-04 18:00 | 18:00 | 33.9124 | 60
2022-07-04 18:30 | 18:30 | 33.2642 | 60
2022-07-04 19:00 | 19:00 | 31.6548 | 60
2022-07-04 19:30 | 19:30 | 30.3512 | 60
2022-07-04 20:00 | 20:00 | 28.963 | 60
2022-07-04 20:30 | 20:30 | 26.9018 | 60
2022-07-04 21:00 | 21:00 | 24.566 | 60
2022-07-04 21:30 | 21:30 | 22.1904 | 60
2022-07-04 22:00 | 22:00 | 19.9257 | 60
2022-07-04 22:30 | 22:30 | 18.1483 | 60
2022-07-04 23:00 | 23:00 | 16.4512 | 60
2022-07-04 23:30 | 23:30 | 15.076 | 60
2022-07-05 | 0:00 | 13.8443 | 60
2022-07-05 00:30 | 0:30 | 13.1289 | 60
2022-07-05 01:00 | 1:00 | 12.7417 | 60
2022-07-05 01:30 | 1:30 | 12.4242 | 60
2022-07-05 02:00 | 2:00 | 12.0407 | 60
2022-07-05 02:30 | 2:30 | 11.8423 | 60
2022-07-05 03:00 | 3:00 | 11.8867 | 60
2022-07-05 03:30 | 3:30 | 12.2434 | 60
2022-07-05 04:00 | 4:00 | 12.8223 | 60
2022-07-05 04:30 | 4:30 | 13.6077 | 60
2022-07-05 05:00 | 5:00 | 15.256 | 60
2022-07-05 05:30 | 5:30 | 16.4881 | 60
2022-07-05 06:00 | 6:00 | 18.3243 | 60
2022-07-05 06:30 | 6:30 | 19.7602 | 60
2022-07-05 07:00 | 7:00 | 20.8483 | 60
2022-07-05 07:30 | 7:30 | 21.8719 | 60
2022-07-05 08:00 | 8:00 | 22.3165 | 60
2022-07-05 08:30 | 8:30 | 21.999 | 60
2022-07-05 09:00 | 9:00 | 22.1568 | 60
2022-07-05 09:30 | 9:30 | 21.6427 | 60
2022-07-05 10:00 | 10:00 | 22.2599 | 60
2022-07-05 10:30 | 10:30 | 21.1436 | 60
2022-07-05 11:00 | 11:00 | 19.8929 | 60
2022-07-05 11:30 | 11:30 | 20.8984 | 60
2022-07-05 12:00 | 12:00 | 20.6546 | 60
2022-07-05 12:30 | 12:30 | 19.6268 | 60
2022-07-05 13:00 | 13:00 | 20.6029 | 60
2022-07-05 13:30 | 13:30 | 20.9722 | 60
2022-07-05 14:00 | 14:00 | 21.7237 | 60
2022-07-05 14:30 | 14:30 | 22.4141 | 60
2022-07-05 15:00 | 15:00 | 23.5585 | 60
2022-07-05 15:30 | 15:30 | 23.8186 | 60
2022-07-05 16:00 | 16:00 | 25.1106 | 60
2022-07-05 16:30 | 16:30 | 26.6176 | 60
2022-07-05 17:00 | 17:00 | 29.5281 | 60
2022-07-05 17:30 | 17:30 | 30.7611 | 60
2022-07-05 18:00 | 18:00 | 30.6852 | 60
2022-07-05 18:30 | 18:30 | 30.1209 | 60
2022-07-05 19:00 | 19:00 | 28.9809 | 60
2022-07-05 19:30 | 19:30 | 27.804 | 60
2022-07-05 20:00 | 20:00 | 26.2133 | 60
2022-07-05 20:30 | 20:30 | 24.7282 | 60
2022-07-05 21:00 | 21:00 | 22.8438 | 60
2022-07-05 21:30 | 21:30 | 20.9122 | 60
2022-07-05 22:00 | 22:00 | 18.8781 | 60
2022-07-05 22:30 | 22:30 | 17.3403 | 60
2022-07-05 23:00 | 23:00 | 15.878 | 60
2022-07-05 23:30 | 23:30 | 14.3844 | 60
2022-07-06 | 0:00 | 13.4493 | 60
2022-07-06 00:30 | 0:30 | 12.7501 | 60
2022-07-06 01:00 | 1:00 | 12.2049 | 60
2022-07-06 01:30 | 1:30 | 11.8774 | 60
2022-07-06 02:00 | 2:00 | 11.8304 | 60
2022-07-06 02:30 | 2:30 | 11.4202 | 60
2022-07-06 03:00 | 3:00 | 11.2401 | 60
2022-07-06 03:30 | 3:30 | 11.4864 | 60
2022-07-06 04:00 | 4:00 | 12.1266 | 60
2022-07-06 04:30 | 4:30 | 13.1283 | 60
2022-07-06 05:00 | 5:00 | 14.321 | 60
2022-07-06 05:30 | 5:30 | 15.4344 | 60
2022-07-06 06:00 | 6:00 | 16.8759 | 60
2022-07-06 06:30 | 6:30 | 17.9957 | 60
2022-07-06 07:00 | 7:00 | 18.919 | 60
2022-07-06 07:30 | 7:30 | 18.3941 | 60
2022-07-06 08:00 | 8:00 | 18.6076 | 60
2022-07-06 08:30 | 8:30 | 17.6332 | 60
2022-07-06 09:00 | 9:00 | 16.0679 | 60
2022-07-06 09:30 | 9:30 | 18.0698 | 60
2022-07-06 10:00 | 10:00 | 15.3297 | 60
2022-07-06 10:30 | 10:30 | 8.3537 | 60
2022-07-06 11:00 | 11:00 | 5.8885 | 60
2022-07-06 11:30 | 11:30 | 5.3729 | 60
2022-07-06 12:00 | 12:00 | 2.9569 | 60
2022-07-06 12:30 | 12:30 | 3.2634 | 60
2022-07-06 13:00 | 13:00 | 8.1882 | 60
2022-07-06 13:30 | 13:30 | 11.8817 | 60
2022-07-06 14:00 | 14:00 | 8.9205 | 60
2022-07-06 14:30 | 14:30 | 7.1859 | 60
2022-07-06 15:00 | 15:00 | 9.1752 | 60
2022-07-06 15:30 | 15:30 | 11.4926 | 60
2022-07-06 16:00 | 16:00 | 15.3112 | 60
2022-07-06 16:30 | 16:30 | 18.9997 | 60
2022-07-06 17:00 | 17:00 | 22.4231 | 60
2022-07-06 17:30 | 17:30 | 25.2395 | 60
2022-07-06 18:00 | 18:00 | 26.4369 | 60
2022-07-06 18:30 | 18:30 | 26.5174 | 60
2022-07-06 19:00 | 19:00 | 26.0308 | 60
2022-07-06 19:30 | 19:30 | 25.2908 | 60
2022-07-06 20:00 | 20:00 | 24.6422 | 60
2022-07-06 20:30 | 20:30 | 23.2085 | 60
2022-07-06 21:00 | 21:00 | 22.1804 | 60
2022-07-06 21:30 | 21:30 | 20.3882 | 60
2022-07-06 22:00 | 22:00 | 18.8121 | 60
2022-07-06 22:30 | 22:30 | 17.4209 | 60
2022-07-06 23:00 | 23:00 | 15.9306 | 60
2022-07-06 23:30 | 23:30 | 14.6559 | 60
2022-07-07 | 0:00 | 13.8137 | 60
2022-07-07 00:30 | 0:30 | 12.96 | 60
2022-07-07 01:00 | 1:00 | 12.3873 | 60
2022-07-07 01:30 | 1:30 | 12.0737 | 60
2022-07-07 02:00 | 2:00 | 11.8888 | 60
2022-07-07 02:30 | 2:30 | 11.6948 | 60
2022-07-07 03:00 | 3:00 | 11.705 | 60
2022-07-07 03:30 | 3:30 | 11.8941 | 60
2022-07-07 04:00 | 4:00 | 12.5878 | 60
2022-07-07 04:30 | 4:30 | 13.3214 | 60
2022-07-07 05:00 | 5:00 | 14.7841 | 60
2022-07-07 05:30 | 5:30 | 16.14 | 60
2022-07-07 06:00 | 6:00 | 17.7125 | 60
2022-07-07 06:30 | 6:30 | 18.7669 | 60
2022-07-07 07:00 | 7:00 | 18.3004 | 60
2022-07-07 07:30 | 7:30 | 16.0698 | 60
2022-07-07 08:00 | 8:00 | 13.0514 | 60
2022-07-07 08:30 | 8:30 | 10.3946 | 60
2022-07-07 09:00 | 9:00 | 7.8725 | 60
2022-07-07 09:30 | 9:30 | 5.4101 | 60
2022-07-07 10:00 | 10:00 | 3.7054 | 60
2022-07-07 10:30 | 10:30 | 2.7261 | 60
2022-07-07 11:00 | 11:00 | 2.3107 | 60
2022-07-07 11:30 | 11:30 | 2.1671 | 60
2022-07-07 12:00 | 12:00 | 3.0109 | 60
2022-07-07 12:30 | 12:30 | 4.8398 | 60
2022-07-07 13:00 | 13:00 | 3.864 | 60
2022-07-07 13:30 | 13:30 | 5.6928 | 60
2022-07-07 14:00 | 14:00 | 8.1278 | 60
2022-07-07 14:30 | 14:30 | 6.3587 | 60
2022-07-07 15:00 | 15:00 | 7.6921 | 60
2022-07-07 15:30 | 15:30 | 10.2753 | 60
2022-07-07 16:00 | 16:00 | 13.4832 | 60
2022-07-07 16:30 | 16:30 | 16.3081 | 60
2022-07-07 17:00 | 17:00 | 19.3581 | 60
2022-07-07 17:30 | 17:30 | 21.4766 | 60
2022-07-07 18:00 | 18:00 | 22.2687 | 60
2022-07-07 18:30 | 18:30 | 22.3977 | 60
2022-07-07 19:00 | 19:00 | 21.8911 | 60
2022-07-07 19:30 | 19:30 | 21.3575 | 60
2022-07-07 20:00 | 20:00 | 21.1106 | 60
2022-07-07 20:30 | 20:30 | 20.1345 | 60
2022-07-07 21:00 | 21:00 | 19.3949 | 60
2022-07-07 21:30 | 21:30 | 18.1506 | 60
2022-07-07 22:00 | 22:00 | 16.9526 | 60
2022-07-07 22:30 | 22:30 | 16.0082 | 60
2022-07-07 23:00 | 23:00 | 14.7378 | 60
2022-07-07 23:30 | 23:30 | 13.7282 | 60
2022-07-08 | 0:00 | 12.8866 | 60
2022-07-08 00:30 | 0:30 | 12.2828 | 60
2022-07-08 01:00 | 1:00 | 11.7024 | 60
2022-07-08 01:30 | 1:30 | 11.3867 | 60
2022-07-08 02:00 | 2:00 | 11.1385 | 60
2022-07-08 02:30 | 2:30 | 11.1617 | 60
2022-07-08 03:00 | 3:00 | 11.1561 | 60
2022-07-08 03:30 | 3:30 | 11.3692 | 60
2022-07-08 04:00 | 4:00 | 12.0112 | 60
2022-07-08 04:30 | 4:30 | 12.8071 | 60
2022-07-08 05:00 | 5:00 | 14.1198 | 60
2022-07-08 05:30 | 5:30 | 15.4184 | 60
2022-07-08 06:00 | 6:00 | 16.831 | 60
2022-07-08 06:30 | 6:30 | 18.1649 | 60
2022-07-08 07:00 | 7:00 | 17.7994 | 60
2022-07-08 07:30 | 7:30 | 15.452 | 60
2022-07-08 08:00 | 8:00 | 12.745 | 60
2022-07-08 08:30 | 8:30 | 9.9374 | 60
2022-07-08 09:00 | 9:00 | 7.256 | 60
2022-07-08 09:30 | 9:30 | 5.0227 | 60
2022-07-08 10:00 | 10:00 | 3.3504 | 60
2022-07-08 10:30 | 10:30 | 2.4491 | 60
2022-07-08 11:00 | 11:00 | 2.1075 | 60
2022-07-08 11:30 | 11:30 | 2.1162 | 60
2022-07-08 12:00 | 12:00 | 2.2004 | 60
2022-07-08 12:30 | 12:30 | 2.1681 | 60
2022-07-08 13:00 | 13:00 | 2.2527 | 60
2022-07-08 13:30 | 13:30 | 2.5972 | 60
2022-07-08 14:00 | 14:00 | 3.5226 | 60
2022-07-08 14:30 | 14:30 | 5.0388 | 60
2022-07-08 15:00 | 15:00 | 7.1332 | 60
2022-07-08 15:30 | 15:30 | 9.9587 | 60
2022-07-08 16:00 | 16:00 | 13.4243 | 60
2022-07-08 16:30 | 16:30 | 17.3867 | 60
2022-07-08 17:00 | 17:00 | 20.8623 | 60
2022-07-08 17:30 | 17:30 | 23.3306 | 60
2022-07-08 18:00 | 18:00 | 24.3811 | 60
2022-07-08 18:30 | 18:30 | 24.8575 | 60
2022-07-08 19:00 | 19:00 | 24.3958 | 60
2022-07-08 19:30 | 19:30 | 23.9282 | 60
2022-07-08 20:00 | 20:00 | 23.7633 | 60
2022-07-08 20:30 | 20:30 | 23.0601 | 60
2022-07-08 21:00 | 21:00 | 22.258 | 60
2022-07-08 21:30 | 21:30 | 21.0733 | 60
2022-07-08 22:00 | 22:00 | 19.4773 | 60
2022-07-08 22:30 | 22:30 | 18.1556 | 60
2022-07-08 23:00 | 23:00 | 16.8226 | 60
2022-07-08 23:30 | 23:30 | 15.5852 | 60
2022-07-09 | 0:00 | 14.4986 | 60
2022-07-09 00:30 | 0:30 | 13.7319 | 60
2022-07-09 01:00 | 1:00 | 13.3087 | 60
2022-07-09 01:30 | 1:30 | 12.9687 | 60
2022-07-09 02:00 | 2:00 | 12.8164 | 60
2022-07-09 02:30 | 2:30 | 12.5579 | 60
2022-07-09 03:00 | 3:00 | 12.5404 | 60
2022-07-09 03:30 | 3:30 | 12.6525 | 60
2022-07-09 04:00 | 4:00 | 13.129 | 60
2022-07-09 04:30 | 4:30 | 13.4561 | 60
2022-07-09 05:00 | 5:00 | 14.5195 | 60
2022-07-09 05:30 | 5:30 | 15.5056 | 60
2022-07-09 06:00 | 6:00 | 16.7684 | 60
2022-07-09 06:30 | 6:30 | 18.3431 | 60
2022-07-09 07:00 | 7:00 | 19.0962 | 60
2022-07-09 07:30 | 7:30 | 17.8114 | 60
2022-07-09 08:00 | 8:00 | 15.6403 | 60
2022-07-09 08:30 | 8:30 | 12.7494 | 60
2022-07-09 09:00 | 9:00 | 9.7653 | 60
2022-07-09 09:30 | 9:30 | 7.1324 | 60
2022-07-09 10:00 | 10:00 | 4.8791 | 60
2022-07-09 10:30 | 10:30 | 3.4068 | 60
2022-07-09 11:00 | 11:00 | 2.7726 | 60
2022-07-09 11:30 | 11:30 | 2.5522 | 60
2022-07-09 12:00 | 12:00 | 2.7458 | 60
2022-07-09 12:30 | 12:30 | 2.8152 | 60
2022-07-09 13:00 | 13:00 | 2.8823 | 60
2022-07-09 13:30 | 13:30 | 3.2162 | 60
2022-07-09 14:00 | 14:00 | 4.0926 | 60
2022-07-09 14:30 | 14:30 | 5.6175 | 60
2022-07-09 15:00 | 15:00 | 7.79 | 60
2022-07-09 15:30 | 15:30 | 10.4953 | 60
2022-07-09 16:00 | 16:00 | 14.2356 | 60
2022-07-09 16:30 | 16:30 | 18.1248 | 60
2022-07-09 17:00 | 17:00 | 21.6769 | 60
2022-07-09 17:30 | 17:30 | 24.6189 | 60
2022-07-09 18:00 | 18:00 | 25.1679 | 60
2022-07-09 18:30 | 18:30 | 25.4334 | 60
2022-07-09 19:00 | 19:00 | 25.3294 | 60
2022-07-09 19:30 | 19:30 | 25.1182 | 60
2022-07-09 20:00 | 20:00 | 24.5465 | 60
2022-07-09 20:30 | 20:30 | 23.814 | 60
2022-07-09 21:00 | 21:00 | 22.9531 | 60
2022-07-09 21:30 | 21:30 | 21.752 | 60
2022-07-09 22:00 | 22:00 | 20.5339 | 60
2022-07-09 22:30 | 22:30 | 19.2619 | 60
2022-07-09 23:00 | 23:00 | 17.8274 | 60
2022-07-09 23:30 | 23:30 | 16.3613 | 60
2022-07-10 | 0:00 | 15.2515 | 60
2022-07-10 00:30 | 0:30 | 14.3998 | 60
2022-07-10 01:00 | 1:00 | 13.7169 | 60
2022-07-10 01:30 | 1:30 | 13.2059 | 60
2022-07-10 02:00 | 2:00 | 12.9479 | 60
2022-07-10 02:30 | 2:30 | 12.6815 | 60
2022-07-10 03:00 | 3:00 | 12.6657 | 60
2022-07-10 03:30 | 3:30 | 12.5505 | 60
2022-07-10 04:00 | 4:00 | 12.7515 | 60
2022-07-10 04:30 | 4:30 | 12.9474 | 60
2022-07-10 05:00 | 5:00 | 13.6387 | 60
2022-07-10 05:30 | 5:30 | 14.3282 | 60
2022-07-10 06:00 | 6:00 | 15.4528 | 60
2022-07-10 06:30 | 6:30 | 16.8693 | 60
2022-07-10 07:00 | 7:00 | 17.5781 | 60
2022-07-10 07:30 | 7:30 | 19.3058 | 60
2022-07-10 08:00 | 8:00 | 16.6684 | 60
2022-07-10 08:30 | 8:30 | 12.988 | 60
2022-07-10 09:00 | 9:00 | 10.0738 | 60
2022-07-10 09:30 | 9:30 | 7.4745 | 60
2022-07-10 10:00 | 10:00 | 5.4786 | 60
2022-07-10 10:30 | 10:30 | 3.7594 | 60
2022-07-10 11:00 | 11:00 | 2.9615 | 60
2022-07-10 11:30 | 11:30 | 2.8355 | 60
2022-07-10 12:00 | 12:00 | 2.8266 | 60
2022-07-10 12:30 | 12:30 | 2.8277 | 60
2022-07-10 13:00 | 13:00 | 2.9842 | 60
2022-07-10 13:30 | 13:30 | 3.464 | 60
2022-07-10 14:00 | 14:00 | 4.5437 | 60
2022-07-10 14:30 | 14:30 | 6.6148 | 60
2022-07-10 15:00 | 15:00 | 11.6304 | 60
2022-07-10 15:30 | 15:30 | 14.6235 | 60
2022-07-10 16:00 | 16:00 | 18.3849 | 60
2022-07-10 16:30 | 16:30 | 21.1238 | 60
2022-07-10 17:00 | 17:00 | 24.5288 | 60
2022-07-10 17:30 | 17:30 | 27.446 | 60
2022-07-10 18:00 | 18:00 | 28.1151 | 60
2022-07-10 18:30 | 18:30 | 28.1264 | 60
2022-07-10 19:00 | 19:00 | 27.5961 | 60
2022-07-10 19:30 | 19:30 | 26.7339 | 60
2022-07-10 20:00 | 20:00 | 26.0009 | 60
2022-07-10 20:30 | 20:30 | 24.6616 | 60
2022-07-10 21:00 | 21:00 | 22.8644 | 60
2022-07-10 21:30 | 21:30 | 20.9066 | 60
2022-07-10 22:00 | 22:00 | 19.3669 | 60
2022-07-10 22:30 | 22:30 | 17.8898 | 60
2022-07-10 23:00 | 23:00 | 16.6619 | 60
2022-07-10 23:30 | 23:30 | 15.3491 | 60
2022-07-11 | 0:00 | 14.4457 | 60
2022-07-11 00:30 | 0:30 | 13.819 | 60
2022-07-11 01:00 | 1:00 | 13.3623 | 60
2022-07-11 01:30 | 1:30 | 13.0654 | 60
2022-07-11 02:00 | 2:00 | 12.8528 | 60
2022-07-11 02:30 | 2:30 | 12.7103 | 60
2022-07-11 03:00 | 3:00 | 12.7863 | 60
2022-07-11 03:30 | 3:30 | 13.1963 | 60
2022-07-11 04:00 | 4:00 | 14.1924 | 60
2022-07-11 04:30 | 4:30 | 15.4429 | 60
2022-07-11 05:00 | 5:00 | 17.5965 | 60
2022-07-11 05:30 | 5:30 | 19.8308 | 60
2022-07-11 06:00 | 6:00 | 22.8255 | 60
2022-07-11 06:30 | 6:30 | 25.7399 | 60
2022-07-11 07:00 | 7:00 | 26.6941 | 60
2022-07-11 07:30 | 7:30 | 23.7305 | 60
2022-07-11 08:00 | 8:00 | 20.3814 | 60
2022-07-11 08:30 | 8:30 | 15.0718 | 60
2022-07-11 09:00 | 9:00 | 11.0189 | 60
2022-07-11 09:30 | 9:30 | 8.9561 | 60
2022-07-11 10:00 | 10:00 | 10.6433 | 60
2022-07-11 10:30 | 10:30 | 11.3572 | 60
2022-07-11 11:00 | 11:00 | 8.9642 | 60
2022-07-11 11:30 | 11:30 | 4.2779 | 60
2022-07-11 12:00 | 12:00 | 6.8758 | 60
2022-07-11 12:30 | 12:30 | 5.6845 | 60
2022-07-11 13:00 | 13:00 | 6.3564 | 60
2022-07-11 13:30 | 13:30 | 7.4485 | 60
2022-07-11 14:00 | 14:00 | 9.3885 | 60
2022-07-11 14:30 | 14:30 | 11.3414 | 60
2022-07-11 15:00 | 15:00 | 9.9896 | 60
2022-07-11 15:30 | 15:30 | 13.6223 | 60
2022-07-11 16:00 | 16:00 | 15.5488 | 60
2022-07-11 16:30 | 16:30 | 19.8779 | 60
2022-07-11 17:00 | 17:00 | 23.935 | 60
2022-07-11 17:30 | 17:30 | 27.2293 | 60
2022-07-11 18:00 | 18:00 | 28.3631 | 60
2022-07-11 18:30 | 18:30 | 28.4374 | 60
2022-07-11 19:00 | 19:00 | 27.5217 | 60
2022-07-11 19:30 | 19:30 | 26.8954 | 60
2022-07-11 20:00 | 20:00 | 25.8606 | 60
2022-07-11 20:30 | 20:30 | 24.1849 | 60
2022-07-11 21:00 | 21:00 | 22.4444 | 60
2022-07-11 21:30 | 21:30 | 20.5761 | 60
2022-07-11 22:00 | 22:00 | 18.5992 | 60
2022-07-11 22:30 | 22:30 | 17.129 | 60
2022-07-11 23:00 | 23:00 | 15.783 | 60
2022-07-11 23:30 | 23:30 | 14.6624 | 60
2022-07-12 | 0:00 | 13.6684 | 60
2022-07-12 00:30 | 0:30 | 12.9427 | 60
2022-07-12 01:00 | 1:00 | 12.5086 | 60
2022-07-12 01:30 | 1:30 | 12.3045 | 60
2022-07-12 02:00 | 2:00 | 12.3066 | 60
2022-07-12 02:30 | 2:30 | 12.168 | 60
2022-07-12 03:00 | 3:00 | 12.2468 | 60
2022-07-12 03:30 | 3:30 | 12.5776 | 60
2022-07-12 04:00 | 4:00 | 13.4154 | 60
2022-07-12 04:30 | 4:30 | 14.6391 | 60
2022-07-12 05:00 | 5:00 | 16.6685 | 60
2022-07-12 05:30 | 5:30 | 18.7654 | 60
2022-07-12 06:00 | 6:00 | 21.4109 | 60
2022-07-12 06:30 | 6:30 | 24.4806 | 60
2022-07-12 07:00 | 7:00 | 24.7311 | 60
2022-07-12 07:30 | 7:30 | 20.8081 | 60
2022-07-12 08:00 | 8:00 | 17.0276 | 60
2022-07-12 08:30 | 8:30 | 13.0469 | 60
2022-07-12 09:00 | 9:00 | 9.5489 | 60
2022-07-12 09:30 | 9:30 | 7.3972 | 60
2022-07-12 10:00 | 10:00 | 6.0984 | 60
2022-07-12 10:30 | 10:30 | 3.0863 | 60
2022-07-12 11:00 | 11:00 | 2.2944 | 60
2022-07-12 11:30 | 11:30 | 6.5994 | 60
2022-07-12 12:00 | 12:00 | 2.5653 | 60
2022-07-12 12:30 | 12:30 | 9.1168 | 60
2022-07-12 13:00 | 13:00 | 15.3103 | 60
2022-07-12 13:30 | 13:30 | 16.7383 | 60
2022-07-12 14:00 | 14:00 | 16.5497 | 60
2022-07-12 14:30 | 14:30 | 15.1622 | 60
2022-07-12 15:00 | 15:00 | 18.1685 | 60
2022-07-12 15:30 | 15:30 | 20.3119 | 60
2022-07-12 16:00 | 16:00 | 22.3849 | 60
2022-07-12 16:30 | 16:30 | 24.9651 | 60
2022-07-12 17:00 | 17:00 | 27.7453 | 60
2022-07-12 17:30 | 17:30 | 29.3487 | 60
2022-07-12 18:00 | 18:00 | 29.8135 | 60
2022-07-12 18:30 | 18:30 | 29.7571 | 60
2022-07-12 19:00 | 19:00 | 28.9715 | 60
2022-07-12 19:30 | 19:30 | 27.7208 | 60
2022-07-12 20:00 | 20:00 | 26.3359 | 60
2022-07-12 20:30 | 20:30 | 24.4369 | 60
2022-07-12 21:00 | 21:00 | 22.7766 | 60
2022-07-12 21:30 | 21:30 | 20.6113 | 60
2022-07-12 22:00 | 22:00 | 18.5235 | 60
2022-07-12 22:30 | 22:30 | 17.1992 | 60
2022-07-12 23:00 | 23:00 | 15.666 | 60
2022-07-12 23:30 | 23:30 | 14.4012 | 60
2022-07-13 | 0:00 | 13.3119 | 60
2022-07-13 00:30 | 0:30 | 12.8598 | 60
2022-07-13 01:00 | 1:00 | 12.3744 | 60
2022-07-13 01:30 | 1:30 | 12.1796 | 60
2022-07-13 02:00 | 2:00 | 11.923 | 60
2022-07-13 02:30 | 2:30 | 11.9006 | 60
2022-07-13 03:00 | 3:00 | 12.1544 | 60
2022-07-13 03:30 | 3:30 | 12.367 | 60
2022-07-13 04:00 | 4:00 | 13.1365 | 60
2022-07-13 04:30 | 4:30 | 14.3891 | 60
2022-07-13 05:00 | 5:00 | 16.4908 | 60
2022-07-13 05:30 | 5:30 | 18.523 | 60
2022-07-13 06:00 | 6:00 | 21.2663 | 60
2022-07-13 06:30 | 6:30 | 23.7284 | 60
2022-07-13 07:00 | 7:00 | 24.3203 | 60
2022-07-13 07:30 | 7:30 | 21.3198 | 60
2022-07-13 08:00 | 8:00 | 16.4084 | 60
2022-07-13 08:30 | 8:30 | 12.4891 | 60
2022-07-13 09:00 | 9:00 | 9.2537 | 60
2022-07-13 09:30 | 9:30 | 6.5868 | 60
2022-07-13 10:00 | 10:00 | 4.3215 | 60
2022-07-13 10:30 | 10:30 | 3.0059 | 60
2022-07-13 11:00 | 11:00 | 2.2736 | 60
2022-07-13 11:30 | 11:30 | 2.2047 | 60
2022-07-13 12:00 | 12:00 | 2.195 | 60
2022-07-13 12:30 | 12:30 | 2.3095 | 60
2022-07-13 13:00 | 13:00 | 2.7616 | 60
2022-07-13 13:30 | 13:30 | 12.5604 | 60
2022-07-13 14:00 | 14:00 | 12.1175 | 60
2022-07-13 14:30 | 14:30 | 8.3888 | 60
2022-07-13 15:00 | 15:00 | 9.7325 | 60
2022-07-13 15:30 | 15:30 | 12.4259 | 60
2022-07-13 16:00 | 16:00 | 15.9259 | 60
2022-07-13 16:30 | 16:30 | 20.6397 | 60
2022-07-13 17:00 | 17:00 | 24.9665 | 60
2022-07-13 17:30 | 17:30 | 28.7607 | 60
2022-07-13 18:00 | 18:00 | 30.0578 | 60
2022-07-13 18:30 | 18:30 | 30.4902 | 60
2022-07-13 19:00 | 19:00 | 30.1181 | 60
2022-07-13 19:30 | 19:30 | 29.2588 | 60
2022-07-13 20:00 | 20:00 | 28.1923 | 60
2022-07-13 20:30 | 20:30 | 26.5771 | 60
2022-07-13 21:00 | 21:00 | 25.2867 | 60
2022-07-13 21:30 | 21:30 | 23.5285 | 60
2022-07-13 22:00 | 22:00 | 21.4413 | 60
2022-07-13 22:30 | 22:30 | 19.5402 | 60
2022-07-13 23:00 | 23:00 | 17.72 | 60
2022-07-13 23:30 | 23:30 | 16.1935 | 60
2022-07-14 | 0:00 | 14.8595 | 60
2022-07-14 00:30 | 0:30 | 13.9699 | 60
2022-07-14 01:00 | 1:00 | 13.4495 | 60
2022-07-14 01:30 | 1:30 | 12.9737 | 60
2022-07-14 02:00 | 2:00 | 12.8561 | 60
2022-07-14 02:30 | 2:30 | 12.6781 | 60
2022-07-14 03:00 | 3:00 | 12.6052 | 60
2022-07-14 03:30 | 3:30 | 13.0475 | 60
2022-07-14 04:00 | 4:00 | 13.8549 | 60
2022-07-14 04:30 | 4:30 | 15.0555 | 60
2022-07-14 05:00 | 5:00 | 17.0244 | 60
2022-07-14 05:30 | 5:30 | 18.8764 | 60
2022-07-14 06:00 | 6:00 | 22.1178 | 60
2022-07-14 06:30 | 6:30 | 24.5036 | 60
2022-07-14 07:00 | 7:00 | 24.9278 | 60
2022-07-14 07:30 | 7:30 | 22.2038 | 60
2022-07-14 08:00 | 8:00 | 17.6298 | 60
2022-07-14 08:30 | 8:30 | 13.3345 | 60
2022-07-14 09:00 | 9:00 | 12.3403 | 60
2022-07-14 09:30 | 9:30 | 9.0294 | 60
2022-07-14 10:00 | 10:00 | 11.7749 | 60
2022-07-14 10:30 | 10:30 | 5.7823 | 60
2022-07-14 11:00 | 11:00 | 3.4092 | 60
2022-07-14 11:30 | 11:30 | 2.5624 | 60
2022-07-14 12:00 | 12:00 | 2.5385 | 60
2022-07-14 12:30 | 12:30 | 2.3856 | 60
2022-07-14 13:00 | 13:00 | 2.5461 | 60
2022-07-14 13:30 | 13:30 | 3.076 | 60
2022-07-14 14:00 | 14:00 | 4.2774 | 60
2022-07-14 14:30 | 14:30 | 5.7306 | 60
2022-07-14 15:00 | 15:00 | 8.0271 | 60
2022-07-14 15:30 | 15:30 | 10.9419 | 60
2022-07-14 16:00 | 16:00 | 14.8865 | 60
2022-07-14 16:30 | 16:30 | 19.3573 | 60
2022-07-14 17:00 | 17:00 | 22.3526 | 60
2022-07-14 17:30 | 17:30 | 25.7068 | 60
2022-07-14 18:00 | 18:00 | 27.4838 | 60
2022-07-14 18:30 | 18:30 | 27.9746 | 60
2022-07-14 19:00 | 19:00 | 28.1224 | 60
2022-07-14 19:30 | 19:30 | 27.6529 | 60
2022-07-14 20:00 | 20:00 | 26.8906 | 60
2022-07-14 20:30 | 20:30 | 25.4424 | 60
2022-07-14 21:00 | 21:00 | 23.6735 | 60
2022-07-14 21:30 | 21:30 | 21.8416 | 60
2022-07-14 22:00 | 22:00 | 19.6426 | 60
2022-07-14 22:30 | 22:30 | 18.119 | 60
2022-07-14 23:00 | 23:00 | 16.3717 | 60
2022-07-14 23:30 | 23:30 | 15.2271 | 60
2022-07-15 | 0:00 | 14.2706 | 60
2022-07-15 00:30 | 0:30 | 13.5818 | 60
2022-07-15 01:00 | 1:00 | 13.0489 | 60
2022-07-15 01:30 | 1:30 | 12.7135 | 60
2022-07-15 02:00 | 2:00 | 12.6862 | 60
2022-07-15 02:30 | 2:30 | 12.5213 | 60
2022-07-15 03:00 | 3:00 | 12.627 | 60
2022-07-15 03:30 | 3:30 | 12.9672 | 60
2022-07-15 04:00 | 4:00 | 13.7598 | 60
2022-07-15 04:30 | 4:30 | 14.9963 | 60
2022-07-15 05:00 | 5:00 | 16.6575 | 60
2022-07-15 05:30 | 5:30 | 18.6924 | 60
2022-07-15 06:00 | 6:00 | 21.4921 | 60
2022-07-15 06:30 | 6:30 | 24.305 | 60
2022-07-15 07:00 | 7:00 | 24.7146 | 60
2022-07-15 07:30 | 7:30 | 21.8947 | 60
2022-07-15 08:00 | 8:00 | 17.4094 | 60
2022-07-15 08:30 | 8:30 | 13.0488 | 60
2022-07-15 09:00 | 9:00 | 9.5823 | 60
2022-07-15 09:30 | 9:30 | 6.5706 | 60
2022-07-15 10:00 | 10:00 | 4.2643 | 60
2022-07-15 10:30 | 10:30 | 2.8831 | 60
2022-07-15 11:00 | 11:00 | 2.2616 | 60
2022-07-15 11:30 | 11:30 | 2.1136 | 60
2022-07-15 12:00 | 12:00 | 2.107 | 60
2022-07-15 12:30 | 12:30 | 2.3343 | 60
2022-07-15 13:00 | 13:00 | 2.3898 | 60
2022-07-15 13:30 | 13:30 | 2.7637 | 60
2022-07-15 14:00 | 14:00 | 3.6678 | 60
2022-07-15 14:30 | 14:30 | 5.0181 | 60
2022-07-15 15:00 | 15:00 | 7.0404 | 60
2022-07-15 15:30 | 15:30 | 10.3643 | 60
2022-07-15 16:00 | 16:00 | 14.345 | 60
2022-07-15 16:30 | 16:30 | 17.4513 | 60
2022-07-15 17:00 | 17:00 | 20.5355 | 60
2022-07-15 17:30 | 17:30 | 23.1711 | 60
2022-07-15 18:00 | 18:00 | 24.142 | 60
2022-07-15 18:30 | 18:30 | 24.604 | 60
2022-07-15 19:00 | 19:00 | 24.3626 | 60
2022-07-15 19:30 | 19:30 | 24.1652 | 60
2022-07-15 20:00 | 20:00 | 23.8807 | 60
2022-07-15 20:30 | 20:30 | 23.0735 | 60
2022-07-15 21:00 | 21:00 | 22.2049 | 60
2022-07-15 21:30 | 21:30 | 20.8522 | 60
2022-07-15 22:00 | 22:00 | 19.3855 | 60
2022-07-15 22:30 | 22:30 | 18.0975 | 60
2022-07-15 23:00 | 23:00 | 16.879 | 60
2022-07-15 23:30 | 23:30 | 15.5233 | 60
2022-07-16 | 0:00 | 14.6743 | 60
2022-07-16 00:30 | 0:30 | 13.8171 | 60
2022-07-16 01:00 | 1:00 | 13.1587 | 60
2022-07-16 01:30 | 1:30 | 12.8598 | 60
2022-07-16 02:00 | 2:00 | 12.5969 | 60
2022-07-16 02:30 | 2:30 | 12.4939 | 60
2022-07-16 03:00 | 3:00 | 12.364 | 60
2022-07-16 03:30 | 3:30 | 12.4469 | 60
2022-07-16 04:00 | 4:00 | 12.5039 | 60
2022-07-16 04:30 | 4:30 | 12.982 | 60
2022-07-16 05:00 | 5:00 | 13.6652 | 60
2022-07-16 05:30 | 5:30 | 14.5859 | 60
2022-07-16 06:00 | 6:00 | 15.9871 | 60
2022-07-16 06:30 | 6:30 | 17.8061 | 60
2022-07-16 07:00 | 7:00 | 18.4049 | 60
2022-07-16 07:30 | 7:30 | 16.8668 | 60
2022-07-16 08:00 | 8:00 | 14.6266 | 60
2022-07-16 08:30 | 8:30 | 11.6724 | 60
2022-07-16 09:00 | 9:00 | 8.7668 | 60
2022-07-16 09:30 | 9:30 | 6.2404 | 60
2022-07-16 10:00 | 10:00 | 4.3167 | 60
2022-07-16 10:30 | 10:30 | 3.0773 | 60
2022-07-16 11:00 | 11:00 | 2.7872 | 60
2022-07-16 11:30 | 11:30 | 3.694 | 60
2022-07-16 12:00 | 12:00 | 3.1512 | 60
2022-07-16 12:30 | 12:30 | 5.9922 | 60
2022-07-16 13:00 | 13:00 | 5.5701 | 60
2022-07-16 13:30 | 13:30 | 5.3742 | 60
2022-07-16 14:00 | 14:00 | 8.052 | 60
2022-07-16 14:30 | 14:30 | 9.6808 | 60
2022-07-16 15:00 | 15:00 | 9.5788 | 60
2022-07-16 15:30 | 15:30 | 11.5842 | 60
2022-07-16 16:00 | 16:00 | 13.645 | 60
2022-07-16 16:30 | 16:30 | 17.1833 | 60
2022-07-16 17:00 | 17:00 | 20.3051 | 60
2022-07-16 17:30 | 17:30 | 22.8956 | 60
2022-07-16 18:00 | 18:00 | 23.3889 | 60
2022-07-16 18:30 | 18:30 | 23.5925 | 60
2022-07-16 19:00 | 19:00 | 23.1891 | 60
2022-07-16 19:30 | 19:30 | 22.7343 | 60
2022-07-16 20:00 | 20:00 | 22.2034 | 60
2022-07-16 20:30 | 20:30 | 21.2948 | 60
2022-07-16 21:00 | 21:00 | 20.2695 | 60
2022-07-16 21:30 | 21:30 | 18.9745 | 60
2022-07-16 22:00 | 22:00 | 17.8061 | 60
2022-07-16 22:30 | 22:30 | 16.9085 | 60
2022-07-16 23:00 | 23:00 | 15.7152 | 60
2022-07-16 23:30 | 23:30 | 14.5066 | 60
2022-07-17 | 0:00 | 13.7021 | 60
2022-07-17 00:30 | 0:30 | 12.8987 | 60
2022-07-17 01:00 | 1:00 | 12.3506 | 60
2022-07-17 01:30 | 1:30 | 11.9813 | 60
2022-07-17 02:00 | 2:00 | 11.7229 | 60
2022-07-17 02:30 | 2:30 | 11.5032 | 60
2022-07-17 03:00 | 3:00 | 11.4633 | 60
2022-07-17 03:30 | 3:30 | 11.522 | 60
2022-07-17 04:00 | 4:00 | 11.6406 | 60
2022-07-17 04:30 | 4:30 | 11.9636 | 60
2022-07-17 05:00 | 5:00 | 12.2461 | 60
2022-07-17 05:30 | 5:30 | 12.6579 | 60
2022-07-17 06:00 | 6:00 | 13.6204 | 60
2022-07-17 06:30 | 6:30 | 14.6722 | 60
2022-07-17 07:00 | 7:00 | 15.1832 | 60
2022-07-17 07:30 | 7:30 | 16.5564 | 60
2022-07-17 08:00 | 8:00 | 16.6036 | 60
2022-07-17 08:30 | 8:30 | 11.9844 | 60
2022-07-17 09:00 | 9:00 | 8.5943 | 60
2022-07-17 09:30 | 9:30 | 7.7716 | 60
2022-07-17 10:00 | 10:00 | 4.0053 | 60
2022-07-17 10:30 | 10:30 | 3.0232 | 60
2022-07-17 11:00 | 11:00 | 3.269 | 60
2022-07-17 11:30 | 11:30 | 2.9822 | 60
2022-07-17 12:00 | 12:00 | 3.112 | 60
2022-07-17 12:30 | 12:30 | 3.4687 | 60
2022-07-17 13:00 | 13:00 | 3.1197 | 60
2022-07-17 13:30 | 13:30 | 4.3521 | 60
2022-07-17 14:00 | 14:00 | 4.518 | 60
2022-07-17 14:30 | 14:30 | 7.5002 | 60
2022-07-17 15:00 | 15:00 | 7.8621 | 60
2022-07-17 15:30 | 15:30 | 11.2856 | 60
2022-07-17 16:00 | 16:00 | 14.6553 | 60
2022-07-17 16:30 | 16:30 | 18.3057 | 60
2022-07-17 17:00 | 17:00 | 21.9379 | 60
2022-07-17 17:30 | 17:30 | 23.9858 | 60
2022-07-17 18:00 | 18:00 | 24.3803 | 60
2022-07-17 18:30 | 18:30 | 24.1699 | 60
2022-07-17 19:00 | 19:00 | 23.2071 | 60
2022-07-17 19:30 | 19:30 | 22.5859 | 60
2022-07-17 20:00 | 20:00 | 21.8578 | 60
2022-07-17 20:30 | 20:30 | 20.4594 | 60
2022-07-17 21:00 | 21:00 | 18.8917 | 60
2022-07-17 21:30 | 21:30 | 17.2729 | 60
2022-07-17 22:00 | 22:00 | 16.1271 | 60
2022-07-17 22:30 | 22:30 | 14.6849 | 60
2022-07-17 23:00 | 23:00 | 13.6672 | 60
2022-07-17 23:30 | 23:30 | 12.6267 | 60
2022-07-18 | 0:00 | 11.8448 | 60
2022-07-18 00:30 | 0:30 | 11.2109 | 60
2022-07-18 01:00 | 1:00 | 10.9038 | 60
2022-07-18 01:30 | 1:30 | 10.5222 | 60
2022-07-18 02:00 | 2:00 | 10.4222 | 60
2022-07-18 02:30 | 2:30 | 10.1606 | 60
2022-07-18 03:00 | 3:00 | 10.2689 | 60
2022-07-18 03:30 | 3:30 | 10.3798 | 60
2022-07-18 04:00 | 4:00 | 10.7625 | 60
2022-07-18 04:30 | 4:30 | 11.4393 | 60
2022-07-18 05:00 | 5:00 | 12.5736 | 60
2022-07-18 05:30 | 5:30 | 13.8671 | 60
2022-07-18 06:00 | 6:00 | 15.732 | 60
2022-07-18 06:30 | 6:30 | 17.4048 | 60
2022-07-18 07:00 | 7:00 | 17.143 | 60
2022-07-18 07:30 | 7:30 | 14.3129 | 60
2022-07-18 08:00 | 8:00 | 10.669 | 60
2022-07-18 08:30 | 8:30 | 7.4508 | 60
2022-07-18 09:00 | 9:00 | 5.176 | 60
2022-07-18 09:30 | 9:30 | 3.3932 | 60
2022-07-18 10:00 | 10:00 | 2.8765 | 60
2022-07-18 10:30 | 10:30 | 3.0085 | 60
2022-07-18 11:00 | 11:00 | 3.5356 | 60
2022-07-18 11:30 | 11:30 | 3.7861 | 60
2022-07-18 12:00 | 12:00 | 3.8022 | 60
2022-07-18 12:30 | 12:30 | 3.4469 | 60
2022-07-18 13:00 | 13:00 | 3.0966 | 60
2022-07-18 13:30 | 13:30 | 3.7105 | 60
2022-07-18 14:00 | 14:00 | 5.8028 | 60
2022-07-18 14:30 | 14:30 | 6.7709 | 60
2022-07-18 15:00 | 15:00 | 6.5006 | 60
2022-07-18 15:30 | 15:30 | 9.631 | 60
2022-07-18 16:00 | 16:00 | 12.7159 | 60
2022-07-18 16:30 | 16:30 | 15.9759 | 60
2022-07-18 17:00 | 17:00 | 19.337 | 60
2022-07-18 17:30 | 17:30 | 22.0962 | 60
2022-07-18 18:00 | 18:00 | 22.8899 | 60
2022-07-18 18:30 | 18:30 | 22.9516 | 60
2022-07-18 19:00 | 19:00 | 22.3397 | 60
2022-07-18 19:30 | 19:30 | 21.5323 | 60
2022-07-18 20:00 | 20:00 | 21.0057 | 60
2022-07-18 20:30 | 20:30 | 19.9527 | 60
2022-07-18 21:00 | 21:00 | 18.8107 | 60
2022-07-18 21:30 | 21:30 | 17.4249 | 60
2022-07-18 22:00 | 22:00 | 16.2641 | 60
2022-07-18 22:30 | 22:30 | 15.1943 | 60
2022-07-18 23:00 | 23:00 | 14.0689 | 60
2022-07-18 23:30 | 23:30 | 13.0671 | 60
2022-07-19 | 0:00 | 12.2128 | 60
2022-07-19 00:30 | 0:30 | 11.7093 | 60
2022-07-19 01:00 | 1:00 | 11.2923 | 60
2022-07-19 01:30 | 1:30 | 11.1065 | 60
2022-07-19 02:00 | 2:00 | 11.0725 | 60
2022-07-19 02:30 | 2:30 | 11.026 | 60
2022-07-19 03:00 | 3:00 | 11.1694 | 60
2022-07-19 03:30 | 3:30 | 11.2891 | 60
2022-07-19 04:00 | 4:00 | 11.9888 | 60
2022-07-19 04:30 | 4:30 | 12.8518 | 60
2022-07-19 05:00 | 5:00 | 14.3543 | 60
2022-07-19 05:30 | 5:30 | 16.0831 | 60
2022-07-19 06:00 | 6:00 | 19.0085 | 60
2022-07-19 06:30 | 6:30 | 21.4156 | 60
2022-07-19 07:00 | 7:00 | 21.0969 | 60
2022-07-19 07:30 | 7:30 | 18.7815 | 60
2022-07-19 08:00 | 8:00 | 14.0601 | 60
2022-07-19 08:30 | 8:30 | 11.9407 | 60
2022-07-19 09:00 | 9:00 | 7.2804 | 60
2022-07-19 09:30 | 9:30 | 4.6064 | 60
2022-07-19 10:00 | 10:00 | 3.0921 | 60
2022-07-19 10:30 | 10:30 | 2.9793 | 60
2022-07-19 11:00 | 11:00 | 3.4515 | 60
2022-07-19 11:30 | 11:30 | 3.7435 | 60
2022-07-19 12:00 | 12:00 | 4.8678 | 60
2022-07-19 12:30 | 12:30 | 3.8855 | 60
2022-07-19 13:00 | 13:00 | 7.5366 | 60
2022-07-19 13:30 | 13:30 | 9.1253 | 60
2022-07-19 14:00 | 14:00 | 11.6614 | 60
2022-07-19 14:30 | 14:30 | 13.2079 | 60
2022-07-19 15:00 | 15:00 | 14.5957 | 60
2022-07-19 15:30 | 15:30 | 16.2529 | 60
2022-07-19 16:00 | 16:00 | 18.327 | 60
2022-07-19 16:30 | 16:30 | 21.0824 | 60
2022-07-19 17:00 | 17:00 | 24.339 | 60
2022-07-19 17:30 | 17:30 | 27.1851 | 60
2022-07-19 18:00 | 18:00 | 27.606 | 60
2022-07-19 18:30 | 18:30 | 27.5009 | 60
2022-07-19 19:00 | 19:00 | 26.436 | 60
2022-07-19 19:30 | 19:30 | 25.1842 | 60
2022-07-19 20:00 | 20:00 | 24.1607 | 60
2022-07-19 20:30 | 20:30 | 22.6239 | 60
2022-07-19 21:00 | 21:00 | 21.0051 | 60
2022-07-19 21:30 | 21:30 | 19.1022 | 60
2022-07-19 22:00 | 22:00 | 17.3682 | 60
2022-07-19 22:30 | 22:30 | 16.0961 | 60
2022-07-19 23:00 | 23:00 | 14.673 | 60
2022-07-19 23:30 | 23:30 | 13.4543 | 60
2022-07-20 | 0:00 | 12.4978 | 60
2022-07-20 00:30 | 0:30 | 11.9833 | 60
2022-07-20 01:00 | 1:00 | 11.5935 | 60
2022-07-20 01:30 | 1:30 | 11.2313 | 60
2022-07-20 02:00 | 2:00 | 11.0557 | 60
2022-07-20 02:30 | 2:30 | 10.8967 | 60
2022-07-20 03:00 | 3:00 | 10.985 | 60
2022-07-20 03:30 | 3:30 | 11.1076 | 60
2022-07-20 04:00 | 4:00 | 11.52 | 60
2022-07-20 04:30 | 4:30 | 12.1936 | 60
2022-07-20 05:00 | 5:00 | 13.3452 | 60
2022-07-20 05:30 | 5:30 | 14.5845 | 60
2022-07-20 06:00 | 6:00 | 16.4925 | 60
2022-07-20 06:30 | 6:30 | 17.9031 | 60
2022-07-20 07:00 | 7:00 | 18.5253 | 60
2022-07-20 07:30 | 7:30 | 18.4253 | 60
2022-07-20 08:00 | 8:00 | 16.9491 | 60
2022-07-20 08:30 | 8:30 | 13.1071 | 60
2022-07-20 09:00 | 9:00 | 9.7203 | 60
2022-07-20 09:30 | 9:30 | 7.9176 | 60
2022-07-20 10:00 | 10:00 | 3.4976 | 60
2022-07-20 10:30 | 10:30 | 4.202 | 60
2022-07-20 11:00 | 11:00 | 12.445 | 60
2022-07-20 11:30 | 11:30 | 11.7318 | 60
2022-07-20 12:00 | 12:00 | 12.7194 | 60
2022-07-20 12:30 | 12:30 | 10.9861 | 60
2022-07-20 13:00 | 13:00 | 12.7819 | 60
2022-07-20 13:30 | 13:30 | 12.2331 | 60
2022-07-20 14:00 | 14:00 | 12.4179 | 60
2022-07-20 14:30 | 14:30 | 10.1227 | 60
2022-07-20 15:00 | 15:00 | 10.6425 | 60
2022-07-20 15:30 | 15:30 | 15.0478 | 60
2022-07-20 16:00 | 16:00 | 17.0072 | 60
2022-07-20 16:30 | 16:30 | 20.6559 | 60
2022-07-20 17:00 | 17:00 | 23.6249 | 60
2022-07-20 17:30 | 17:30 | 26.7728 | 60
2022-07-20 18:00 | 18:00 | 27.9715 | 60
2022-07-20 18:30 | 18:30 | 28.0014 | 60
2022-07-20 19:00 | 19:00 | 27.0871 | 60
2022-07-20 19:30 | 19:30 | 25.9639 | 60
2022-07-20 20:00 | 20:00 | 25.1095 | 60
2022-07-20 20:30 | 20:30 | 23.5368 | 60
2022-07-20 21:00 | 21:00 | 21.9008 | 60
2022-07-20 21:30 | 21:30 | 19.9501 | 60
2022-07-20 22:00 | 22:00 | 17.9882 | 60
2022-07-20 22:30 | 22:30 | 16.4527 | 60
2022-07-20 23:00 | 23:00 | 14.9053 | 60
2022-07-20 23:30 | 23:30 | 13.7238 | 60
2022-07-21 | 0:00 | 12.6437 | 60
2022-07-21 00:30 | 0:30 | 12.143 | 60
2022-07-21 01:00 | 1:00 | 11.6748 | 60
2022-07-21 01:30 | 1:30 | 11.3359 | 60
2022-07-21 02:00 | 2:00 | 10.9688 | 60
2022-07-21 02:30 | 2:30 | 11.1301 | 60
2022-07-21 03:00 | 3:00 | 10.8963 | 60
2022-07-21 03:30 | 3:30 | 10.9945 | 60
2022-07-21 04:00 | 4:00 | 11.5113 | 60
2022-07-21 04:30 | 4:30 | 12.2171 | 60
2022-07-21 05:00 | 5:00 | 13.341 | 60
2022-07-21 05:30 | 5:30 | 14.6484 | 60
2022-07-21 06:00 | 6:00 | 16.1381 | 60
2022-07-21 06:30 | 6:30 | 17.8218 | 60
2022-07-21 07:00 | 7:00 | 19.4203 | 60
2022-07-21 07:30 | 7:30 | 19.4126 | 60
2022-07-21 08:00 | 8:00 | 18.679 | 60
2022-07-21 08:30 | 8:30 | 17.5204 | 60
2022-07-21 09:00 | 9:00 | 17.4947 | 60
2022-07-21 09:30 | 9:30 | 16.5034 | 60
2022-07-21 10:00 | 10:00 | 15.694 | 60
2022-07-21 10:30 | 10:30 | 15.5191 | 60
2022-07-21 11:00 | 11:00 | 14.7871 | 60
2022-07-21 11:30 | 11:30 | 13.1121 | 60
2022-07-21 12:00 | 12:00 | 14.6348 | 60
2022-07-21 12:30 | 12:30 | 14.2102 | 60
2022-07-21 13:00 | 13:00 | 12.7376 | 60
2022-07-21 13:30 | 13:30 | 15.3776 | 60
2022-07-21 14:00 | 14:00 | 13.092 | 60
2022-07-21 14:30 | 14:30 | 14.9256 | 60
2022-07-21 15:00 | 15:00 | 17.7157 | 60
2022-07-21 15:30 | 15:30 | 18.7218 | 60
2022-07-21 16:00 | 16:00 | 19.9012 | 60
2022-07-21 16:30 | 16:30 | 22.0929 | 60
2022-07-21 17:00 | 17:00 | 24.8912 | 60
2022-07-21 17:30 | 17:30 | 26.9167 | 60
2022-07-21 18:00 | 18:00 | 27.3104 | 60
2022-07-21 18:30 | 18:30 | 26.721 | 60
2022-07-21 19:00 | 19:00 | 25.9261 | 60
2022-07-21 19:30 | 19:30 | 24.8923 | 60
2022-07-21 20:00 | 20:00 | 24.0887 | 60
2022-07-21 20:30 | 20:30 | 22.7396 | 60
2022-07-21 21:00 | 21:00 | 21.1001 | 60
2022-07-21 21:30 | 21:30 | 19.4345 | 60
2022-07-21 22:00 | 22:00 | 17.5391 | 60
2022-07-21 22:30 | 22:30 | 16.2603 | 60
2022-07-21 23:00 | 23:00 | 14.8577 | 60
2022-07-21 23:30 | 23:30 | 13.6369 | 60
2022-07-22 | 0:00 | 12.6503 | 60
2022-07-22 00:30 | 0:30 | 12.1102 | 60
2022-07-22 01:00 | 1:00 | 11.5884 | 60
2022-07-22 01:30 | 1:30 | 11.23 | 60
2022-07-22 02:00 | 2:00 | 11.0132 | 60
2022-07-22 02:30 | 2:30 | 10.7476 | 60
2022-07-22 03:00 | 3:00 | 10.7813 | 60
2022-07-22 03:30 | 3:30 | 10.889 | 60
2022-07-22 04:00 | 4:00 | 11.0981 | 60
2022-07-22 04:30 | 4:30 | 11.7331 | 60
2022-07-22 05:00 | 5:00 | 12.5829 | 60
2022-07-22 05:30 | 5:30 | 13.5087 | 60
2022-07-22 06:00 | 6:00 | 15.0534 | 60
2022-07-22 06:30 | 6:30 | 16.7084 | 60
2022-07-22 07:00 | 7:00 | 18.1345 | 60
2022-07-22 07:30 | 7:30 | 18.4659 | 60
2022-07-22 08:00 | 8:00 | 18.7413 | 60
2022-07-22 08:30 | 8:30 | 17.8841 | 60
2022-07-22 09:00 | 9:00 | 18.0448 | 60
2022-07-22 09:30 | 9:30 | 18.1144 | 60
2022-07-22 10:00 | 10:00 | 18.3531 | 60
2022-07-22 10:30 | 10:30 | 16.1409 | 60
2022-07-22 11:00 | 11:00 | 14.4468 | 60
2022-07-22 11:30 | 11:30 | 15.0884 | 60
2022-07-22 12:00 | 12:00 | 16.101 | 60
2022-07-22 12:30 | 12:30 | 14.9297 | 60
2022-07-22 13:00 | 13:00 | 15.785 | 60
2022-07-22 13:30 | 13:30 | 16.0059 | 60
2022-07-22 14:00 | 14:00 | 15.7214 | 60
2022-07-22 14:30 | 14:30 | 16.7134 | 60
2022-07-22 15:00 | 15:00 | 17.6486 | 60
2022-07-22 15:30 | 15:30 | 19.0166 | 60
2022-07-22 16:00 | 16:00 | 19.4508 | 60
2022-07-22 16:30 | 16:30 | 21.3514 | 60
2022-07-22 17:00 | 17:00 | 23.5432 | 60
2022-07-22 17:30 | 17:30 | 25.6397 | 60
2022-07-22 18:00 | 18:00 | 25.9568 | 60
2022-07-22 18:30 | 18:30 | 25.7057 | 60
2022-07-22 19:00 | 19:00 | 25.0066 | 60
2022-07-22 19:30 | 19:30 | 24.2376 | 60
2022-07-22 20:00 | 20:00 | 23.4571 | 60
2022-07-22 20:30 | 20:30 | 22.0902 | 60
2022-07-22 21:00 | 21:00 | 20.7599 | 60
2022-07-22 21:30 | 21:30 | 19.1685 | 60
2022-07-22 22:00 | 22:00 | 17.7141 | 60
2022-07-22 22:30 | 22:30 | 16.8036 | 60
2022-07-22 23:00 | 23:00 | 15.4252 | 60
2022-07-22 23:30 | 23:30 | 14.2054 | 60
2022-07-23 | 0:00 | 13.2129 | 60
2022-07-23 00:30 | 0:30 | 12.5384 | 60
2022-07-23 01:00 | 1:00 | 11.9134 | 60
2022-07-23 01:30 | 1:30 | 11.5837 | 60
2022-07-23 02:00 | 2:00 | 11.2396 | 60
2022-07-23 02:30 | 2:30 | 11.0274 | 60
2022-07-23 03:00 | 3:00 | 11.0613 | 60
2022-07-23 03:30 | 3:30 | 10.8441 | 60
2022-07-23 04:00 | 4:00 | 10.8041 | 60
2022-07-23 04:30 | 4:30 | 11.1276 | 60
2022-07-23 05:00 | 5:00 | 11.4256 | 60
2022-07-23 05:30 | 5:30 | 11.8224 | 60
2022-07-23 06:00 | 6:00 | 12.8704 | 60
2022-07-23 06:30 | 6:30 | 13.4975 | 60
2022-07-23 07:00 | 7:00 | 13.5689 | 60
2022-07-23 07:30 | 7:30 | 12.4287 | 60
2022-07-23 08:00 | 8:00 | 11.0603 | 60
2022-07-23 08:30 | 8:30 | 12.4771 | 60
2022-07-23 09:00 | 9:00 | 10.7135 | 60
2022-07-23 09:30 | 9:30 | 7.9086 | 60
2022-07-23 10:00 | 10:00 | 6.7427 | 60
2022-07-23 10:30 | 10:30 | 3.6126 | 60
2022-07-23 11:00 | 11:00 | 2.9106 | 60
2022-07-23 11:30 | 11:30 | 3.0014 | 60
2022-07-23 12:00 | 12:00 | 3.0729 | 60
2022-07-23 12:30 | 12:30 | 3.1654 | 60
2022-07-23 13:00 | 13:00 | 3.8642 | 60
2022-07-23 13:30 | 13:30 | 4.4183 | 60
2022-07-23 14:00 | 14:00 | 5.2347 | 60
2022-07-23 14:30 | 14:30 | 6.4472 | 60
2022-07-23 15:00 | 15:00 | 7.5129 | 60
2022-07-23 15:30 | 15:30 | 10.8514 | 60
2022-07-23 16:00 | 16:00 | 13.3008 | 60
2022-07-23 16:30 | 16:30 | 16.0989 | 60
2022-07-23 17:00 | 17:00 | 18.7791 | 60
2022-07-23 17:30 | 17:30 | 20.811 | 60
2022-07-23 18:00 | 18:00 | 21.6018 | 60
2022-07-23 18:30 | 18:30 | 21.7107 | 60
2022-07-23 19:00 | 19:00 | 21.3329 | 60
2022-07-23 19:30 | 19:30 | 20.7458 | 60
2022-07-23 20:00 | 20:00 | 20.1836 | 60
2022-07-23 20:30 | 20:30 | 19.302 | 60
2022-07-23 21:00 | 21:00 | 18.7497 | 60
2022-07-23 21:30 | 21:30 | 17.7678 | 60
2022-07-23 22:00 | 22:00 | 16.9025 | 60
2022-07-23 22:30 | 22:30 | 16.0694 | 60
2022-07-23 23:00 | 23:00 | 14.999 | 60
2022-07-23 23:30 | 23:30 | 13.8735 | 60
2022-07-24 | 0:00 | 13.0141 | 60
2022-07-24 00:30 | 0:30 | 12.2553 | 60
2022-07-24 01:00 | 1:00 | 11.7101 | 60
2022-07-24 01:30 | 1:30 | 11.4253 | 60
2022-07-24 02:00 | 2:00 | 11.1383 | 60
2022-07-24 02:30 | 2:30 | 11.0005 | 60
2022-07-24 03:00 | 3:00 | 10.7686 | 60
2022-07-24 03:30 | 3:30 | 10.8412 | 60
2022-07-24 04:00 | 4:00 | 10.8361 | 60
2022-07-24 04:30 | 4:30 | 11.0306 | 60
2022-07-24 05:00 | 5:00 | 11.4022 | 60
2022-07-24 05:30 | 5:30 | 11.8594 | 60
2022-07-24 06:00 | 6:00 | 12.734 | 60
2022-07-24 06:30 | 6:30 | 13.6996 | 60
2022-07-24 07:00 | 7:00 | 13.4393 | 60
2022-07-24 07:30 | 7:30 | 12.0777 | 60
2022-07-24 08:00 | 8:00 | 10.0553 | 60
2022-07-24 08:30 | 8:30 | 8.0378 | 60
2022-07-24 09:00 | 9:00 | 6.2168 | 60
2022-07-24 09:30 | 9:30 | 4.3342 | 60
2022-07-24 10:00 | 10:00 | 3.2652 | 60
2022-07-24 10:30 | 10:30 | 2.8288 | 60
2022-07-24 11:00 | 11:00 | 2.8463 | 60
2022-07-24 11:30 | 11:30 | 3.0526 | 60
2022-07-24 12:00 | 12:00 | 3.1762 | 60
2022-07-24 12:30 | 12:30 | 3.1019 | 60
2022-07-24 13:00 | 13:00 | 3.0237 | 60
2022-07-24 13:30 | 13:30 | 3.435 | 60
2022-07-24 14:00 | 14:00 | 3.5892 | 60
2022-07-24 14:30 | 14:30 | 5.3221 | 60
2022-07-24 15:00 | 15:00 | 9.3316 | 60
2022-07-24 15:30 | 15:30 | 10.7521 | 60
2022-07-24 16:00 | 16:00 | 15.1799 | 60
2022-07-24 16:30 | 16:30 | 17.7993 | 60
2022-07-24 17:00 | 17:00 | 20.8772 | 60
2022-07-24 17:30 | 17:30 | 23.3073 | 60
2022-07-24 18:00 | 18:00 | 24.0624 | 60
2022-07-24 18:30 | 18:30 | 23.8989 | 60
2022-07-24 19:00 | 19:00 | 22.9866 | 60
2022-07-24 19:30 | 19:30 | 22.1284 | 60
2022-07-24 20:00 | 20:00 | 21.5101 | 60
2022-07-24 20:30 | 20:30 | 20.218 | 60
2022-07-24 21:00 | 21:00 | 19.1071 | 60
2022-07-24 21:30 | 21:30 | 17.7614 | 60
2022-07-24 22:00 | 22:00 | 16.5159 | 60
2022-07-24 22:30 | 22:30 | 15.2231 | 60
2022-07-24 23:00 | 23:00 | 14.1223 | 60
2022-07-24 23:30 | 23:30 | 13.1049 | 60
2022-07-25 | 0:00 | 12.2971 | 60
2022-07-25 00:30 | 0:30 | 11.6865 | 60
2022-07-25 01:00 | 1:00 | 11.4251 | 60
2022-07-25 01:30 | 1:30 | 11.1987 | 60
2022-07-25 02:00 | 2:00 | 10.9924 | 60
2022-07-25 02:30 | 2:30 | 10.8203 | 60
2022-07-25 03:00 | 3:00 | 10.9396 | 60
2022-07-25 03:30 | 3:30 | 11.0764 | 60
2022-07-25 04:00 | 4:00 | 11.5759 | 60
2022-07-25 04:30 | 4:30 | 12.253 | 60
2022-07-25 05:00 | 5:00 | 13.7371 | 60
2022-07-25 05:30 | 5:30 | 15.4084 | 60
2022-07-25 06:00 | 6:00 | 17.444 | 60
2022-07-25 06:30 | 6:30 | 19.5628 | 60
2022-07-25 07:00 | 7:00 | 18.9587 | 60
2022-07-25 07:30 | 7:30 | 16.0087 | 60
2022-07-25 08:00 | 8:00 | 11.8205 | 60
2022-07-25 08:30 | 8:30 | 8.4218 | 60
2022-07-25 09:00 | 9:00 | 5.5349 | 60
2022-07-25 09:30 | 9:30 | 3.6648 | 60
2022-07-25 10:00 | 10:00 | 2.7769 | 60
2022-07-25 10:30 | 10:30 | 2.9141 | 60
2022-07-25 11:00 | 11:00 | 3.4078 | 60
2022-07-25 11:30 | 11:30 | 4.0631 | 60
2022-07-25 12:00 | 12:00 | 3.2399 | 60
2022-07-25 12:30 | 12:30 | 3.7153 | 60
2022-07-25 13:00 | 13:00 | 3.3336 | 60
2022-07-25 13:30 | 13:30 | 3.2981 | 60
2022-07-25 14:00 | 14:00 | 3.0606 | 60
2022-07-25 14:30 | 14:30 | 4.3469 | 60
2022-07-25 15:00 | 15:00 | 6.4033 | 60
2022-07-25 15:30 | 15:30 | 9.0506 | 60
2022-07-25 16:00 | 16:00 | 12.5294 | 60
2022-07-25 16:30 | 16:30 | 16.0309 | 60
2022-07-25 17:00 | 17:00 | 19.4855 | 60
2022-07-25 17:30 | 17:30 | 22.6533 | 60
2022-07-25 18:00 | 18:00 | 24.1489 | 60
2022-07-25 18:30 | 18:30 | 24.3514 | 60
2022-07-25 19:00 | 19:00 | 23.5529 | 60
2022-07-25 19:30 | 19:30 | 22.9479 | 60
2022-07-25 20:00 | 20:00 | 22.269 | 60
2022-07-25 20:30 | 20:30 | 21.099 | 60
2022-07-25 21:00 | 21:00 | 19.8177 | 60
2022-07-25 21:30 | 21:30 | 18.1618 | 60
2022-07-25 22:00 | 22:00 | 16.7517 | 60
2022-07-25 22:30 | 22:30 | 15.6359 | 60
2022-07-25 23:00 | 23:00 | 14.3869 | 60
2022-07-25 23:30 | 23:30 | 13.213 | 60
2022-07-26 | 0:00 | 12.3647 | 60
2022-07-26 00:30 | 0:30 | 11.7547 | 60
2022-07-26 01:00 | 1:00 | 11.3356 | 60
2022-07-26 01:30 | 1:30 | 11.1919 | 60
2022-07-26 02:00 | 2:00 | 11.0429 | 60
2022-07-26 02:30 | 2:30 | 10.856 | 60
2022-07-26 03:00 | 3:00 | 10.9644 | 60
2022-07-26 03:30 | 3:30 | 11.189 | 60
2022-07-26 04:00 | 4:00 | 11.684 | 60
2022-07-26 04:30 | 4:30 | 12.6488 | 60
2022-07-26 05:00 | 5:00 | 13.9096 | 60
2022-07-26 05:30 | 5:30 | 15.5706 | 60
2022-07-26 06:00 | 6:00 | 17.6779 | 60
2022-07-26 06:30 | 6:30 | 19.6764 | 60
2022-07-26 07:00 | 7:00 | 19.5148 | 60
2022-07-26 07:30 | 7:30 | 15.845 | 60
2022-07-26 08:00 | 8:00 | 11.5605 | 60
2022-07-26 08:30 | 8:30 | 7.8301 | 60
2022-07-26 09:00 | 9:00 | 5.199 | 60
2022-07-26 09:30 | 9:30 | 3.3169 | 60
2022-07-26 10:00 | 10:00 | 2.7157 | 60
2022-07-26 10:30 | 10:30 | 2.8825 | 60
2022-07-26 11:00 | 11:00 | 3.6498 | 60
2022-07-26 11:30 | 11:30 | 3.8792 | 60
2022-07-26 12:00 | 12:00 | 4.0451 | 60
2022-07-26 12:30 | 12:30 | 3.8548 | 60
2022-07-26 13:00 | 13:00 | 3.4944 | 60
2022-07-26 13:30 | 13:30 | 3.02 | 60
2022-07-26 14:00 | 14:00 | 3.0273 | 60
2022-07-26 14:30 | 14:30 | 4.2313 | 60
2022-07-26 15:00 | 15:00 | 6.6892 | 60
2022-07-26 15:30 | 15:30 | 10.0994 | 60
2022-07-26 16:00 | 16:00 | 13.9596 | 60
2022-07-26 16:30 | 16:30 | 17.3747 | 60
2022-07-26 17:00 | 17:00 | 20.197 | 60
2022-07-26 17:30 | 17:30 | 21.7483 | 60
2022-07-26 18:00 | 18:00 | 22.5011 | 60
2022-07-26 18:30 | 18:30 | 22.7134 | 60
2022-07-26 19:00 | 19:00 | 22.2127 | 60
2022-07-26 19:30 | 19:30 | 21.4269 | 60
2022-07-26 20:00 | 20:00 | 20.7473 | 60
2022-07-26 20:30 | 20:30 | 19.807 | 60
2022-07-26 21:00 | 21:00 | 18.5386 | 60
2022-07-26 21:30 | 21:30 | 17.0499 | 60
2022-07-26 22:00 | 22:00 | 15.8735 | 60
2022-07-26 22:30 | 22:30 | 14.7607 | 60
2022-07-26 23:00 | 23:00 | 13.5993 | 60
2022-07-26 23:30 | 23:30 | 12.728 | 60
2022-07-27 | 0:00 | 11.9156 | 60
2022-07-27 00:30 | 0:30 | 11.4521 | 60
2022-07-27 01:00 | 1:00 | 10.9894 | 60
2022-07-27 01:30 | 1:30 | 10.8257 | 60
2022-07-27 02:00 | 2:00 | 10.6805 | 60
2022-07-27 02:30 | 2:30 | 10.5737 | 60
2022-07-27 03:00 | 3:00 | 10.6788 | 60
2022-07-27 03:30 | 3:30 | 10.9724 | 60
2022-07-27 04:00 | 4:00 | 11.591 | 60
2022-07-27 04:30 | 4:30 | 12.384 | 60
2022-07-27 05:00 | 5:00 | 13.9237 | 60
2022-07-27 05:30 | 5:30 | 15.5092 | 60
2022-07-27 06:00 | 6:00 | 17.7585 | 60
2022-07-27 06:30 | 6:30 | 19.8625 | 60
2022-07-27 07:00 | 7:00 | 19.1358 | 60
2022-07-27 07:30 | 7:30 | 16.1132 | 60
2022-07-27 08:00 | 8:00 | 11.7308 | 60
2022-07-27 08:30 | 8:30 | 8.1884 | 60
2022-07-27 09:00 | 9:00 | 5.2792 | 60
2022-07-27 09:30 | 9:30 | 3.3008 | 60
2022-07-27 10:00 | 10:00 | 2.7492 | 60
2022-07-27 10:30 | 10:30 | 3.203 | 60
2022-07-27 11:00 | 11:00 | 3.7017 | 60
2022-07-27 11:30 | 11:30 | 4.096 | 60
2022-07-27 12:00 | 12:00 | 4.2514 | 60
2022-07-27 12:30 | 12:30 | 4.1876 | 60
2022-07-27 13:00 | 13:00 | 3.6964 | 60
2022-07-27 13:30 | 13:30 | 3.1078 | 60
2022-07-27 14:00 | 14:00 | 2.9776 | 60
2022-07-27 14:30 | 14:30 | 3.6427 | 60
2022-07-27 15:00 | 15:00 | 5.5622 | 60
2022-07-27 15:30 | 15:30 | 8.5728 | 60
2022-07-27 16:00 | 16:00 | 12.3154 | 60
2022-07-27 16:30 | 16:30 | 16.2328 | 60
2022-07-27 17:00 | 17:00 | 20.271 | 60
2022-07-27 17:30 | 17:30 | 23.7369 | 60
2022-07-27 18:00 | 18:00 | 25.2211 | 60
2022-07-27 18:30 | 18:30 | 25.7353 | 60
2022-07-27 19:00 | 19:00 | 25.6579 | 60
2022-07-27 19:30 | 19:30 | 25.2539 | 60
2022-07-27 20:00 | 20:00 | 25.0977 | 60
2022-07-27 20:30 | 20:30 | 23.7534 | 60
2022-07-27 21:00 | 21:00 | 22.5937 | 60
2022-07-27 21:30 | 21:30 | 20.6398 | 60
2022-07-27 22:00 | 22:00 | 18.7052 | 60
2022-07-27 22:30 | 22:30 | 17.3979 | 60
2022-07-27 23:00 | 23:00 | 15.8972 | 60
2022-07-27 23:30 | 23:30 | 14.6255 | 60
2022-07-28 | 0:00 | 13.6941 | 60
2022-07-28 00:30 | 0:30 | 13.0357 | 60
2022-07-28 01:00 | 1:00 | 12.6136 | 60
2022-07-28 01:30 | 1:30 | 12.3094 | 60
2022-07-28 02:00 | 2:00 | 12.1907 | 60
2022-07-28 02:30 | 2:30 | 12.033 | 60
2022-07-28 03:00 | 3:00 | 12.1088 | 60
2022-07-28 03:30 | 3:30 | 12.3785 | 60
2022-07-28 04:00 | 4:00 | 13.2737 | 60
2022-07-28 04:30 | 4:30 | 14.252 | 60
2022-07-28 05:00 | 5:00 | 15.9736 | 60
2022-07-28 05:30 | 5:30 | 17.9321 | 60
2022-07-28 06:00 | 6:00 | 20.5199 | 60
2022-07-28 06:30 | 6:30 | 22.9966 | 60
2022-07-28 07:00 | 7:00 | 22.8267 | 60
2022-07-28 07:30 | 7:30 | 19.1759 | 60
2022-07-28 08:00 | 8:00 | 15.6522 | 60
2022-07-28 08:30 | 8:30 | 11.4656 | 60
2022-07-28 09:00 | 9:00 | 8.1356 | 60
2022-07-28 09:30 | 9:30 | 5.0887 | 60
2022-07-28 10:00 | 10:00 | 3.4005 | 60
2022-07-28 10:30 | 10:30 | 2.9661 | 60
2022-07-28 11:00 | 11:00 | 3.3783 | 60
2022-07-28 11:30 | 11:30 | 3.952 | 60
2022-07-28 12:00 | 12:00 | 4.0025 | 60
2022-07-28 12:30 | 12:30 | 3.6986 | 60
2022-07-28 13:00 | 13:00 | 3.8246 | 60
2022-07-28 13:30 | 13:30 | 3.8037 | 60
2022-07-28 14:00 | 14:00 | 5.5482 | 60
2022-07-28 14:30 | 14:30 | 6.8506 | 60
2022-07-28 15:00 | 15:00 | 8.1393 | 60
2022-07-28 15:30 | 15:30 | 10.7705 | 60
2022-07-28 16:00 | 16:00 | 14.0035 | 60
2022-07-28 16:30 | 16:30 | 16.744 | 60
2022-07-28 17:00 | 17:00 | 20.1971 | 60
2022-07-28 17:30 | 17:30 | 23.1475 | 60
2022-07-28 18:00 | 18:00 | 24.6428 | 60
2022-07-28 18:30 | 18:30 | 25.1611 | 60
2022-07-28 19:00 | 19:00 | 25.2128 | 60
2022-07-28 19:30 | 19:30 | 24.923 | 60
2022-07-28 20:00 | 20:00 | 24.5553 | 60
2022-07-28 20:30 | 20:30 | 23.3841 | 60
2022-07-28 21:00 | 21:00 | 22.0134 | 60
2022-07-28 21:30 | 21:30 | 19.9935 | 60
2022-07-28 22:00 | 22:00 | 18.3217 | 60
2022-07-28 22:30 | 22:30 | 16.9779 | 60
2022-07-28 23:00 | 23:00 | 15.4212 | 60
2022-07-28 23:30 | 23:30 | 14.1809 | 60
2022-07-29 | 0:00 | 13.2918 | 60
2022-07-29 00:30 | 0:30 | 12.6143 | 60
2022-07-29 01:00 | 1:00 | 12.1167 | 60
2022-07-29 01:30 | 1:30 | 11.8399 | 60
2022-07-29 02:00 | 2:00 | 11.7087 | 60
2022-07-29 02:30 | 2:30 | 11.7479 | 60
2022-07-29 03:00 | 3:00 | 11.7865 | 60
2022-07-29 03:30 | 3:30 | 11.9281 | 60
2022-07-29 04:00 | 4:00 | 12.6625 | 60
2022-07-29 04:30 | 4:30 | 13.5987 | 60
2022-07-29 05:00 | 5:00 | 15.1088 | 60
2022-07-29 05:30 | 5:30 | 16.9739 | 60
2022-07-29 06:00 | 6:00 | 19.5964 | 60
2022-07-29 06:30 | 6:30 | 22.0188 | 60
2022-07-29 07:00 | 7:00 | 21.8622 | 60
2022-07-29 07:30 | 7:30 | 18.2953 | 60
2022-07-29 08:00 | 8:00 | 13.4684 | 60
2022-07-29 08:30 | 8:30 | 9.5975 | 60
2022-07-29 09:00 | 9:00 | 6.4411 | 60
2022-07-29 09:30 | 9:30 | 4.0895 | 60
2022-07-29 10:00 | 10:00 | 2.9098 | 60
2022-07-29 10:30 | 10:30 | 2.9444 | 60
2022-07-29 11:00 | 11:00 | 3.5911 | 60
2022-07-29 11:30 | 11:30 | 3.9943 | 60
2022-07-29 12:00 | 12:00 | 4.191 | 60
2022-07-29 12:30 | 12:30 | 3.898 | 60
2022-07-29 13:00 | 13:00 | 3.5077 | 60
2022-07-29 13:30 | 13:30 | 3.0319 | 60
2022-07-29 14:00 | 14:00 | 2.8691 | 60
2022-07-29 14:30 | 14:30 | 3.6764 | 60
2022-07-29 15:00 | 15:00 | 5.5429 | 60
2022-07-29 15:30 | 15:30 | 8.3401 | 60
2022-07-29 16:00 | 16:00 | 11.6043 | 60
2022-07-29 16:30 | 16:30 | 15.2616 | 60
2022-07-29 17:00 | 17:00 | 18.6094 | 60
2022-07-29 17:30 | 17:30 | 21.4766 | 60
2022-07-29 18:00 | 18:00 | 22.7897 | 60
2022-07-29 18:30 | 18:30 | 23.2729 | 60
2022-07-29 19:00 | 19:00 | 23.1813 | 60
2022-07-29 19:30 | 19:30 | 22.7463 | 60
2022-07-29 20:00 | 20:00 | 22.3756 | 60
2022-07-29 20:30 | 20:30 | 21.5312 | 60
2022-07-29 21:00 | 21:00 | 20.5212 | 60
2022-07-29 21:30 | 21:30 | 19.153 | 60
2022-07-29 22:00 | 22:00 | 17.6704 | 60
2022-07-29 22:30 | 22:30 | 16.8037 | 60
2022-07-29 23:00 | 23:00 | 15.4515 | 60
2022-07-29 23:30 | 23:30 | 14.1968 | 60
2022-07-30 | 0:00 | 13.3313 | 60
2022-07-30 00:30 | 0:30 | 12.5739 | 60
2022-07-30 01:00 | 1:00 | 12.1821 | 60
2022-07-30 01:30 | 1:30 | 11.7324 | 60
2022-07-30 02:00 | 2:00 | 11.4111 | 60
2022-07-30 02:30 | 2:30 | 11.2015 | 60
2022-07-30 03:00 | 3:00 | 11.2472 | 60
2022-07-30 03:30 | 3:30 | 11.1314 | 60
2022-07-30 04:00 | 4:00 | 11.1872 | 60
2022-07-30 04:30 | 4:30 | 11.4248 | 60
2022-07-30 05:00 | 5:00 | 12.0831 | 60
2022-07-30 05:30 | 5:30 | 12.7347 | 60
2022-07-30 06:00 | 6:00 | 13.6818 | 60
2022-07-30 06:30 | 6:30 | 14.6687 | 60
2022-07-30 07:00 | 7:00 | 14.5039 | 60
2022-07-30 07:30 | 7:30 | 12.2311 | 60
2022-07-30 08:00 | 8:00 | 9.9134 | 60
2022-07-30 08:30 | 8:30 | 7.6736 | 60
2022-07-30 09:00 | 9:00 | 5.3236 | 60
2022-07-30 09:30 | 9:30 | 3.5585 | 60
2022-07-30 10:00 | 10:00 | 2.904 | 60
2022-07-30 10:30 | 10:30 | 3.0205 | 60
2022-07-30 11:00 | 11:00 | 3.4022 | 60
2022-07-30 11:30 | 11:30 | 3.6549 | 60
2022-07-30 12:00 | 12:00 | 3.8362 | 60
2022-07-30 12:30 | 12:30 | 3.7998 | 60
2022-07-30 13:00 | 13:00 | 3.567 | 60
2022-07-30 13:30 | 13:30 | 3.0687 | 60
2022-07-30 14:00 | 14:00 | 3.6696 | 60
2022-07-30 14:30 | 14:30 | 4.933 | 60
2022-07-30 15:00 | 15:00 | 6.4762 | 60
2022-07-30 15:30 | 15:30 | 10.1717 | 60
2022-07-30 16:00 | 16:00 | 12.0482 | 60
2022-07-30 16:30 | 16:30 | 15.5248 | 60
2022-07-30 17:00 | 17:00 | 19.0218 | 60
2022-07-30 17:30 | 17:30 | 21.4002 | 60
2022-07-30 18:00 | 18:00 | 22.1011 | 60
2022-07-30 18:30 | 18:30 | 22.4997 | 60
2022-07-30 19:00 | 19:00 | 21.8578 | 60
2022-07-30 19:30 | 19:30 | 21.2186 | 60
2022-07-30 20:00 | 20:00 | 20.6447 | 60
2022-07-30 20:30 | 20:30 | 19.6145 | 60
2022-07-30 21:00 | 21:00 | 18.9926 | 60
2022-07-30 21:30 | 21:30 | 17.765 | 60
2022-07-30 22:00 | 22:00 | 16.5523 | 60
2022-07-30 22:30 | 22:30 | 15.9553 | 60
2022-07-30 23:00 | 23:00 | 14.7249 | 60
2022-07-30 23:30 | 23:30 | 13.7521 | 60
2022-07-31 | 0:00 | 12.9064 | 60
2022-07-31 00:30 | 0:30 | 12.2421 | 60
2022-07-31 01:00 | 1:00 | 11.7375 | 60
2022-07-31 01:30 | 1:30 | 11.2177 | 60
2022-07-31 02:00 | 2:00 | 10.9318 | 60
2022-07-31 02:30 | 2:30 | 10.8309 | 60
2022-07-31 03:00 | 3:00 | 10.6159 | 60
2022-07-31 03:30 | 3:30 | 10.6647 | 60
2022-07-31 04:00 | 4:00 | 10.7723 | 60
2022-07-31 04:30 | 4:30 | 10.803 | 60
2022-07-31 05:00 | 5:00 | 11.2151 | 60
2022-07-31 05:30 | 5:30 | 11.5241 | 60
2022-07-31 06:00 | 6:00 | 12.1727 | 60
2022-07-31 06:30 | 6:30 | 12.9157 | 60
2022-07-31 07:00 | 7:00 | 13.3261 | 60
2022-07-31 07:30 | 7:30 | 13.5232 | 60
2022-07-31 08:00 | 8:00 | 14.1913 | 60
2022-07-31 08:30 | 8:30 | 12.2166 | 60
2022-07-31 09:00 | 9:00 | 8.0882 | 60
2022-07-31 09:30 | 9:30 | 8.6252 | 60
2022-07-31 10:00 | 10:00 | 9.608 | 60
2022-07-31 10:30 | 10:30 | 7.0347 | 60
2022-07-31 11:00 | 11:00 | 7.3604 | 60
2022-07-31 11:30 | 11:30 | 8.987 | 60
2022-07-31 12:00 | 12:00 | 4.5953 | 60
2022-07-31 12:30 | 12:30 | 6.2655 | 60
2022-07-31 13:00 | 13:00 | 8.7635 | 60
2022-07-31 13:30 | 13:30 | 5.4347 | 60
2022-07-31 14:00 | 14:00 | 8.3383 | 60
2022-07-31 14:30 | 14:30 | 9.6488 | 60
2022-07-31 15:00 | 15:00 | 11.0865 | 60
2022-07-31 15:30 | 15:30 | 15.6148 | 60
2022-07-31 16:00 | 16:00 | 17.5022 | 60
2022-07-31 16:30 | 16:30 | 19.9913 | 60
2022-07-31 17:00 | 17:00 | 22.1794 | 60
2022-07-31 17:30 | 17:30 | 24.3002 | 60
2022-07-31 18:00 | 18:00 | 24.9083 | 60
2022-07-31 18:30 | 18:30 | 24.3842 | 60
2022-07-31 19:00 | 19:00 | 23.5614 | 60
2022-07-31 19:30 | 19:30 | 22.4128 | 60
2022-07-31 20:00 | 20:00 | 21.8743 | 60
2022-07-31 20:30 | 20:30 | 20.411 | 60
2022-07-31 21:00 | 21:00 | 19.0405 | 60
2022-07-31 21:30 | 21:30 | 17.4544 | 60
2022-07-31 22:00 | 22:00 | 15.8717 | 60
2022-07-31 22:30 | 22:30 | 14.7899 | 60
2022-07-31 23:00 | 23:00 | 13.8279 | 60
2022-07-31 23:30 | 23:30 | 12.8364 | 60
2022-08-01 | 0:00 | 11.9126 | 60
2022-08-01 00:30 | 0:30 | 11.3942 | 60
2022-08-01 01:00 | 1:00 | 11.0352 | 60
2022-08-01 01:30 | 1:30 | 10.7746 | 60
2022-08-01 02:00 | 2:00 | 10.5658 | 60
2022-08-01 02:30 | 2:30 | 10.3657 | 60
2022-08-01 03:00 | 3:00 | 10.3433 | 60
2022-08-01 03:30 | 3:30 | 10.4147 | 60
2022-08-01 04:00 | 4:00 | 10.7772 | 60
2022-08-01 04:30 | 4:30 | 11.48 | 60
2022-08-01 05:00 | 5:00 | 12.5759 | 60
2022-08-01 05:30 | 5:30 | 13.8793 | 60
2022-08-01 06:00 | 6:00 | 15.4319 | 60
2022-08-01 06:30 | 6:30 | 16.9818 | 60
2022-08-01 07:00 | 7:00 | 18.0847 | 60
2022-08-01 07:30 | 7:30 | 18.1587 | 60
2022-08-01 08:00 | 8:00 | 16.8008 | 60
2022-08-01 08:30 | 8:30 | 15.5821 | 60
2022-08-01 09:00 | 9:00 | 13.3331 | 60
2022-08-01 09:30 | 9:30 | 11.6108 | 60
2022-08-01 10:00 | 10:00 | 13.3978 | 60
2022-08-01 10:30 | 10:30 | 11.6983 | 60
2022-08-01 11:00 | 11:00 | 9.5735 | 60
2022-08-01 11:30 | 11:30 | 11.3744 | 60
2022-08-01 12:00 | 12:00 | 9.4098 | 60
2022-08-01 12:30 | 12:30 | 6.8925 | 60
2022-08-01 13:00 | 13:00 | 6.725 | 60
2022-08-01 13:30 | 13:30 | 7.7301 | 60
2022-08-01 14:00 | 14:00 | 7.0947 | 60
2022-08-01 14:30 | 14:30 | 9.6931 | 60
2022-08-01 15:00 | 15:00 | 11.1114 | 60
2022-08-01 15:30 | 15:30 | 12.7883 | 60
2022-08-01 16:00 | 16:00 | 15.7514 | 60
2022-08-01 16:30 | 16:30 | 18.423 | 60
2022-08-01 17:00 | 17:00 | 21.3799 | 60
2022-08-01 17:30 | 17:30 | 23.7713 | 60
2022-08-01 18:00 | 18:00 | 24.5697 | 60
2022-08-01 18:30 | 18:30 | 24.6345 | 60
2022-08-01 19:00 | 19:00 | 23.9417 | 60
2022-08-01 19:30 | 19:30 | 23.1456 | 60
2022-08-01 20:00 | 20:00 | 21.99 | 60
2022-08-01 20:30 | 20:30 | 20.7265 | 60
2022-08-01 21:00 | 21:00 | 19.373 | 60
2022-08-01 21:30 | 21:30 | 17.679 | 60
2022-08-01 22:00 | 22:00 | 16.1456 | 60
2022-08-01 22:30 | 22:30 | 14.9383 | 60
2022-08-01 23:00 | 23:00 | 13.7674 | 60
2022-08-01 23:30 | 23:30 | 12.7283 | 60
2022-08-02 | 0:00 | 12.043 | 60
2022-08-02 00:30 | 0:30 | 11.4536 | 60
2022-08-02 01:00 | 1:00 | 11.0454 | 60
2022-08-02 01:30 | 1:30 | 10.7312 | 60
2022-08-02 02:00 | 2:00 | 10.7186 | 60
2022-08-02 02:30 | 2:30 | 10.5579 | 60
2022-08-02 03:00 | 3:00 | 10.4047 | 60
2022-08-02 03:30 | 3:30 | 10.7561 | 60
2022-08-02 04:00 | 4:00 | 11.041 | 60
2022-08-02 04:30 | 4:30 | 11.6928 | 60
2022-08-02 05:00 | 5:00 | 13.1177 | 60
2022-08-02 05:30 | 5:30 | 14.5238 | 60
2022-08-02 06:00 | 6:00 | 16.6863 | 60
2022-08-02 06:30 | 6:30 | 18.4073 | 60
2022-08-02 07:00 | 7:00 | 17.5536 | 60
2022-08-02 07:30 | 7:30 | 14.3439 | 60
2022-08-02 08:00 | 8:00 | 10.4527 | 60
2022-08-02 08:30 | 8:30 | 6.8354 | 60
2022-08-02 09:00 | 9:00 | 4.5767 | 60
2022-08-02 09:30 | 9:30 | 3.1617 | 60
2022-08-02 10:00 | 10:00 | 2.9796 | 60
2022-08-02 10:30 | 10:30 | 3.5263 | 60
2022-08-02 11:00 | 11:00 | 3.7748 | 60
2022-08-02 11:30 | 11:30 | 3.8561 | 60
2022-08-02 12:00 | 12:00 | 4.409 | 60
2022-08-02 12:30 | 12:30 | 4.0317 | 60
2022-08-02 13:00 | 13:00 | 3.8811 | 60
2022-08-02 13:30 | 13:30 | 3.0739 | 60
2022-08-02 14:00 | 14:00 | 2.8843 | 60
2022-08-02 14:30 | 14:30 | 3.5418 | 60
2022-08-02 15:00 | 15:00 | 5.1752 | 60
2022-08-02 15:30 | 15:30 | 7.9703 | 60
2022-08-02 16:00 | 16:00 | 11.8022 | 60
2022-08-02 16:30 | 16:30 | 15.1645 | 60
2022-08-02 17:00 | 17:00 | 18.7886 | 60
2022-08-02 17:30 | 17:30 | 21.2403 | 60
2022-08-02 18:00 | 18:00 | 22.379 | 60
2022-08-02 18:30 | 18:30 | 22.6257 | 60
2022-08-02 19:00 | 19:00 | 22.0022 | 60
2022-08-02 19:30 | 19:30 | 21.2658 | 60
2022-08-02 20:00 | 20:00 | 20.7646 | 60
2022-08-02 20:30 | 20:30 | 19.6363 | 60
2022-08-02 21:00 | 21:00 | 18.6507 | 60
2022-08-02 21:30 | 21:30 | 16.8789 | 60
2022-08-02 22:00 | 22:00 | 15.574 | 60
2022-08-02 22:30 | 22:30 | 14.5547 | 60
2022-08-02 23:00 | 23:00 | 13.4046 | 60
2022-08-02 23:30 | 23:30 | 12.3156 | 60
2022-08-03 | 0:00 | 11.6046 | 60
2022-08-03 00:30 | 0:30 | 11.0884 | 60
2022-08-03 01:00 | 1:00 | 10.7767 | 60
2022-08-03 01:30 | 1:30 | 10.4949 | 60
2022-08-03 02:00 | 2:00 | 10.312 | 60
2022-08-03 02:30 | 2:30 | 10.2396 | 60
2022-08-03 03:00 | 3:00 | 10.32 | 60
2022-08-03 03:30 | 3:30 | 10.4477 | 60
2022-08-03 04:00 | 4:00 | 10.8796 | 60
2022-08-03 04:30 | 4:30 | 11.4308 | 60
2022-08-03 05:00 | 5:00 | 12.5507 | 60
2022-08-03 05:30 | 5:30 | 13.9634 | 60
2022-08-03 06:00 | 6:00 | 15.6677 | 60
2022-08-03 06:30 | 6:30 | 16.8792 | 60
2022-08-03 07:00 | 7:00 | 15.8583 | 60
2022-08-03 07:30 | 7:30 | 14.3458 | 60
2022-08-03 08:00 | 8:00 | 11.8455 | 60
2022-08-03 08:30 | 8:30 | 8.4741 | 60
2022-08-03 09:00 | 9:00 | 6.3924 | 60
2022-08-03 09:30 | 9:30 | 7.6739 | 60
2022-08-03 10:00 | 10:00 | 3.0846 | 60
2022-08-03 10:30 | 10:30 | 3.5763 | 60
2022-08-03 11:00 | 11:00 | 3.8881 | 60
2022-08-03 11:30 | 11:30 | 3.3955 | 60
2022-08-03 12:00 | 12:00 | 3.2427 | 60
2022-08-03 12:30 | 12:30 | 3.416 | 60
2022-08-03 13:00 | 13:00 | 2.9738 | 60
2022-08-03 13:30 | 13:30 | 4.2089 | 60
2022-08-03 14:00 | 14:00 | 3.7025 | 60
2022-08-03 14:30 | 14:30 | 6.2667 | 60
2022-08-03 15:00 | 15:00 | 4.8861 | 60
2022-08-03 15:30 | 15:30 | 8.1555 | 60
2022-08-03 16:00 | 16:00 | 11.5921 | 60
2022-08-03 16:30 | 16:30 | 14.7787 | 60
2022-08-03 17:00 | 17:00 | 18.1344 | 60
2022-08-03 17:30 | 17:30 | 20.6756 | 60
2022-08-03 18:00 | 18:00 | 21.9306 | 60
2022-08-03 18:30 | 18:30 | 22.2365 | 60
2022-08-03 19:00 | 19:00 | 21.6595 | 60
2022-08-03 19:30 | 19:30 | 20.9435 | 60
2022-08-03 20:00 | 20:00 | 20.2939 | 60
2022-08-03 20:30 | 20:30 | 19.4627 | 60
2022-08-03 21:00 | 21:00 | 18.4532 | 60
2022-08-03 21:30 | 21:30 | 16.8535 | 60
2022-08-03 22:00 | 22:00 | 15.682 | 60
2022-08-03 22:30 | 22:30 | 14.5168 | 60
2022-08-03 23:00 | 23:00 | 13.3919 | 60
2022-08-03 23:30 | 23:30 | 12.4833 | 60
2022-08-04 | 0:00 | 11.7205 | 60
2022-08-04 00:30 | 0:30 | 11.2643 | 60
2022-08-04 01:00 | 1:00 | 10.8086 | 60
2022-08-04 01:30 | 1:30 | 10.4584 | 60
2022-08-04 02:00 | 2:00 | 10.2486 | 60
2022-08-04 02:30 | 2:30 | 10.0527 | 60
2022-08-04 03:00 | 3:00 | 10.1634 | 60
2022-08-04 03:30 | 3:30 | 10.2693 | 60
2022-08-04 04:00 | 4:00 | 10.7493 | 60
2022-08-04 04:30 | 4:30 | 11.4106 | 60
2022-08-04 05:00 | 5:00 | 12.4639 | 60
2022-08-04 05:30 | 5:30 | 13.8983 | 60
2022-08-04 06:00 | 6:00 | 15.5771 | 60
2022-08-04 06:30 | 6:30 | 17.1482 | 60
2022-08-04 07:00 | 7:00 | 16.1331 | 60
2022-08-04 07:30 | 7:30 | 13.4372 | 60
2022-08-04 08:00 | 8:00 | 10.1146 | 60
2022-08-04 08:30 | 8:30 | 6.4814 | 60
2022-08-04 09:00 | 9:00 | 4.1541 | 60
2022-08-04 09:30 | 9:30 | 3.0473 | 60
2022-08-04 10:00 | 10:00 | 2.9809 | 60
2022-08-04 10:30 | 10:30 | 2.9731 | 60
2022-08-04 11:00 | 11:00 | 3.0581 | 60
2022-08-04 11:30 | 11:30 | 3.6468 | 60
2022-08-04 12:00 | 12:00 | 4.2549 | 60
2022-08-04 12:30 | 12:30 | 3.7482 | 60
2022-08-04 13:00 | 13:00 | 3.0313 | 60
2022-08-04 13:30 | 13:30 | 2.9482 | 60
2022-08-04 14:00 | 14:00 | 2.9714 | 60
2022-08-04 14:30 | 14:30 | 3.8939 | 60
2022-08-04 15:00 | 15:00 | 5.3788 | 60
2022-08-04 15:30 | 15:30 | 8.1337 | 60
2022-08-04 16:00 | 16:00 | 11.7442 | 60
2022-08-04 16:30 | 16:30 | 15.247 | 60
2022-08-04 17:00 | 17:00 | 17.5735 | 60
2022-08-04 17:30 | 17:30 | 20.2505 | 60
2022-08-04 18:00 | 18:00 | 21.1883 | 60
2022-08-04 18:30 | 18:30 | 21.2401 | 60
2022-08-04 19:00 | 19:00 | 20.9591 | 60
2022-08-04 19:30 | 19:30 | 20.1712 | 60
2022-08-04 20:00 | 20:00 | 19.6682 | 60
2022-08-04 20:30 | 20:30 | 18.8763 | 60
2022-08-04 21:00 | 21:00 | 17.7829 | 60
2022-08-04 21:30 | 21:30 | 16.6136 | 60
2022-08-04 22:00 | 22:00 | 15.3805 | 60
2022-08-04 22:30 | 22:30 | 14.1612 | 60
2022-08-04 23:00 | 23:00 | 13.0895 | 60
2022-08-04 23:30 | 23:30 | 12.0539 | 60
2022-08-05 | 0:00 | 11.2685 | 60
2022-08-05 00:30 | 0:30 | 10.8108 | 60
2022-08-05 01:00 | 1:00 | 10.2869 | 60
2022-08-05 01:30 | 1:30 | 10.0416 | 60
2022-08-05 02:00 | 2:00 | 9.9585 | 60
2022-08-05 02:30 | 2:30 | 9.8395 | 60
2022-08-05 03:00 | 3:00 | 9.8105 | 60
2022-08-05 03:30 | 3:30 | 9.8635 | 60
2022-08-05 04:00 | 4:00 | 10.0804 | 60
2022-08-05 04:30 | 4:30 | 10.5755 | 60
2022-08-05 05:00 | 5:00 | 11.3695 | 60
2022-08-05 05:30 | 5:30 | 12.3279 | 60
2022-08-05 06:00 | 6:00 | 13.452 | 60
2022-08-05 06:30 | 6:30 | 14.3248 | 60
2022-08-05 07:00 | 7:00 | 12.5782 | 60
2022-08-05 07:30 | 7:30 | 10.604 | 60
2022-08-05 08:00 | 8:00 | 7.9896 | 60
2022-08-05 08:30 | 8:30 | 5.6597 | 60
2022-08-05 09:00 | 9:00 | 6.8913 | 60
2022-08-05 09:30 | 9:30 | 7.0452 | 60
2022-08-05 10:00 | 10:00 | 3.3414 | 60
2022-08-05 10:30 | 10:30 | 4.4173 | 60
2022-08-05 11:00 | 11:00 | 3.3074 | 60
2022-08-05 11:30 | 11:30 | 3.2192 | 60
2022-08-05 12:00 | 12:00 | 3.9127 | 60
2022-08-05 12:30 | 12:30 | 4.5503 | 60
2022-08-05 13:00 | 13:00 | 7.0532 | 60
2022-08-05 13:30 | 13:30 | 10.509 | 60
2022-08-05 14:00 | 14:00 | 11.6635 | 60
2022-08-05 14:30 | 14:30 | 11.9484 | 60
2022-08-05 15:00 | 15:00 | 11.5963 | 60
2022-08-05 15:30 | 15:30 | 9.3576 | 60
2022-08-05 16:00 | 16:00 | 12.0921 | 60
2022-08-05 16:30 | 16:30 | 14.92 | 60
2022-08-05 17:00 | 17:00 | 17.1588 | 60
2022-08-05 17:30 | 17:30 | 18.6328 | 60
2022-08-05 18:00 | 18:00 | 19.2824 | 60
2022-08-05 18:30 | 18:30 | 19.2374 | 60
2022-08-05 19:00 | 19:00 | 18.8979 | 60
2022-08-05 19:30 | 19:30 | 18.2068 | 60
2022-08-05 20:00 | 20:00 | 17.8079 | 60
2022-08-05 20:30 | 20:30 | 17.1509 | 60
2022-08-05 21:00 | 21:00 | 16.1338 | 60
2022-08-05 21:30 | 21:30 | 15.2967 | 60
2022-08-05 22:00 | 22:00 | 14.4538 | 60
2022-08-05 22:30 | 22:30 | 13.8165 | 60
2022-08-05 23:00 | 23:00 | 12.8223 | 60
2022-08-05 23:30 | 23:30 | 11.9058 | 60
2022-08-06 | 0:00 | 11.126 | 60
2022-08-06 00:30 | 0:30 | 10.567 | 60
2022-08-06 01:00 | 1:00 | 10.1965 | 60
2022-08-06 01:30 | 1:30 | 10.1052 | 60
2022-08-06 02:00 | 2:00 | 9.8253 | 60
2022-08-06 02:30 | 2:30 | 9.7402 | 60
2022-08-06 03:00 | 3:00 | 9.6508 | 60
2022-08-06 03:30 | 3:30 | 9.5329 | 60
2022-08-06 04:00 | 4:00 | 9.9406 | 60
2022-08-06 04:30 | 4:30 | 9.8391 | 60
2022-08-06 05:00 | 5:00 | 10.0841 | 60
2022-08-06 05:30 | 5:30 | 10.3748 | 60
2022-08-06 06:00 | 6:00 | 10.9442 | 60
2022-08-06 06:30 | 6:30 | 11.7583 | 60
2022-08-06 07:00 | 7:00 | 11.0626 | 60
2022-08-06 07:30 | 7:30 | 9.788 | 60
2022-08-06 08:00 | 8:00 | 11.0046 | 60
2022-08-06 08:30 | 8:30 | 10.8668 | 60
2022-08-06 09:00 | 9:00 | 10.4228 | 60
2022-08-06 09:30 | 9:30 | 12.2646 | 60
2022-08-06 10:00 | 10:00 | 8.4327 | 60
2022-08-06 10:30 | 10:30 | 7.6945 | 60
2022-08-06 11:00 | 11:00 | 5.4274 | 60
2022-08-06 11:30 | 11:30 | 9.0207 | 60
2022-08-06 12:00 | 12:00 | 9.8659 | 60
2022-08-06 12:30 | 12:30 | 6.2155 | 60
2022-08-06 13:00 | 13:00 | 5.84 | 60
2022-08-06 13:30 | 13:30 | 5.1351 | 60
2022-08-06 14:00 | 14:00 | 3.0559 | 60
2022-08-06 14:30 | 14:30 | 4.237 | 60
2022-08-06 15:00 | 15:00 | 8.0971 | 60
2022-08-06 15:30 | 15:30 | 12.2871 | 60
2022-08-06 16:00 | 16:00 | 13.2416 | 60
2022-08-06 16:30 | 16:30 | 14.5266 | 60
2022-08-06 17:00 | 17:00 | 16.8971 | 60
2022-08-06 17:30 | 17:30 | 18.712 | 60
2022-08-06 18:00 | 18:00 | 19.5579 | 60
2022-08-06 18:30 | 18:30 | 19.4792 | 60
2022-08-06 19:00 | 19:00 | 19.012 | 60
2022-08-06 19:30 | 19:30 | 18.3074 | 60
2022-08-06 20:00 | 20:00 | 17.7662 | 60
2022-08-06 20:30 | 20:30 | 17.1237 | 60
2022-08-06 21:00 | 21:00 | 16.6047 | 60
2022-08-06 21:30 | 21:30 | 15.8676 | 60
2022-08-06 22:00 | 22:00 | 15.1317 | 60
2022-08-06 22:30 | 22:30 | 14.4466 | 60
2022-08-06 23:00 | 23:00 | 13.5291 | 60
2022-08-06 23:30 | 23:30 | 12.6327 | 60
2022-08-07 | 0:00 | 11.9134 | 60
2022-08-07 00:30 | 0:30 | 11.2554 | 60
2022-08-07 01:00 | 1:00 | 10.7019 | 60
2022-08-07 01:30 | 1:30 | 10.4847 | 60
2022-08-07 02:00 | 2:00 | 10.247 | 60
2022-08-07 02:30 | 2:30 | 10.0186 | 60
2022-08-07 03:00 | 3:00 | 10.0522 | 60
2022-08-07 03:30 | 3:30 | 9.9366 | 60
2022-08-07 04:00 | 4:00 | 9.9945 | 60
2022-08-07 04:30 | 4:30 | 10.1443 | 60
2022-08-07 05:00 | 5:00 | 10.4423 | 60
2022-08-07 05:30 | 5:30 | 10.8558 | 60
2022-08-07 06:00 | 6:00 | 11.5434 | 60
2022-08-07 06:30 | 6:30 | 11.8234 | 60
2022-08-07 07:00 | 7:00 | 10.7358 | 60
2022-08-07 07:30 | 7:30 | 8.9283 | 60
2022-08-07 08:00 | 8:00 | 7.1375 | 60
2022-08-07 08:30 | 8:30 | 5.6192 | 60
2022-08-07 09:00 | 9:00 | 4.1041 | 60
2022-08-07 09:30 | 9:30 | 3.0829 | 60
2022-08-07 10:00 | 10:00 | 2.9351 | 60
2022-08-07 10:30 | 10:30 | 3.5719 | 60
2022-08-07 11:00 | 11:00 | 4.0222 | 60
2022-08-07 11:30 | 11:30 | 4.3108 | 60
2022-08-07 12:00 | 12:00 | 4.5877 | 60
2022-08-07 12:30 | 12:30 | 4.3693 | 60
2022-08-07 13:00 | 13:00 | 4.0294 | 60
2022-08-07 13:30 | 13:30 | 3.4304 | 60
2022-08-07 14:00 | 14:00 | 3.0198 | 60
2022-08-07 14:30 | 14:30 | 3.7598 | 60
2022-08-07 15:00 | 15:00 | 6.0783 | 60
2022-08-07 15:30 | 15:30 | 9.2238 | 60
2022-08-07 16:00 | 16:00 | 12.6413 | 60
2022-08-07 16:30 | 16:30 | 15.0581 | 60
2022-08-07 17:00 | 17:00 | 18.7016 | 60
2022-08-07 17:30 | 17:30 | 21.2605 | 60
2022-08-07 18:00 | 18:00 | 22.3537 | 60
2022-08-07 18:30 | 18:30 | 22.394 | 60
2022-08-07 19:00 | 19:00 | 21.9014 | 60
2022-08-07 19:30 | 19:30 | 21.2002 | 60
2022-08-07 20:00 | 20:00 | 20.4473 | 60
2022-08-07 20:30 | 20:30 | 19.5421 | 60
2022-08-07 21:00 | 21:00 | 18.3584 | 60
2022-08-07 21:30 | 21:30 | 17.0417 | 60
2022-08-07 22:00 | 22:00 | 15.7156 | 60
2022-08-07 22:30 | 22:30 | 14.6826 | 60
2022-08-07 23:00 | 23:00 | 13.5279 | 60
2022-08-07 23:30 | 23:30 | 12.625 | 60
2022-08-08 | 0:00 | 11.9382 | 60
2022-08-08 00:30 | 0:30 | 11.4076 | 60
2022-08-08 01:00 | 1:00 | 11.0503 | 60
2022-08-08 01:30 | 1:30 | 10.9522 | 60
2022-08-08 02:00 | 2:00 | 10.7065 | 60
2022-08-08 02:30 | 2:30 | 10.6188 | 60
2022-08-08 03:00 | 3:00 | 10.6621 | 60
2022-08-08 03:30 | 3:30 | 10.9634 | 60
2022-08-08 04:00 | 4:00 | 11.3463 | 60
2022-08-08 04:30 | 4:30 | 12.0973 | 60
2022-08-08 05:00 | 5:00 | 13.3644 | 60
2022-08-08 05:30 | 5:30 | 14.7568 | 60
2022-08-08 06:00 | 6:00 | 17.1251 | 60
2022-08-08 06:30 | 6:30 | 18.8973 | 60
2022-08-08 07:00 | 7:00 | 17.8521 | 60
2022-08-08 07:30 | 7:30 | 14.7442 | 60
2022-08-08 08:00 | 8:00 | 10.7111 | 60
2022-08-08 08:30 | 8:30 | 7.2976 | 60
2022-08-08 09:00 | 9:00 | 4.511 | 60
2022-08-08 09:30 | 9:30 | 3.0414 | 60
2022-08-08 10:00 | 10:00 | 3.1092 | 60
2022-08-08 10:30 | 10:30 | 3.8163 | 60
2022-08-08 11:00 | 11:00 | 4.5367 | 60
2022-08-08 11:30 | 11:30 | 4.9935 | 60
2022-08-08 12:00 | 12:00 | 5.0255 | 60
2022-08-08 12:30 | 12:30 | 4.7357 | 60
2022-08-08 13:00 | 13:00 | 3.8919 | 60
2022-08-08 13:30 | 13:30 | 3.3453 | 60
2022-08-08 14:00 | 14:00 | 3.1293 | 60
2022-08-08 14:30 | 14:30 | 3.7635 | 60
2022-08-08 15:00 | 15:00 | 7.4254 | 60
2022-08-08 15:30 | 15:30 | 8.2102 | 60
2022-08-08 16:00 | 16:00 | 11.2128 | 60
2022-08-08 16:30 | 16:30 | 15.3198 | 60
2022-08-08 17:00 | 17:00 | 19.4651 | 60
2022-08-08 17:30 | 17:30 | 22.4134 | 60
2022-08-08 18:00 | 18:00 | 23.5719 | 60
2022-08-08 18:30 | 18:30 | 23.835 | 60
2022-08-08 19:00 | 19:00 | 23.1451 | 60
2022-08-08 19:30 | 19:30 | 22.472 | 60
2022-08-08 20:00 | 20:00 | 21.9018 | 60
2022-08-08 20:30 | 20:30 | 20.5228 | 60
2022-08-08 21:00 | 21:00 | 19.388 | 60
2022-08-08 21:30 | 21:30 | 17.7921 | 60
2022-08-08 22:00 | 22:00 | 16.2762 | 60
2022-08-08 22:30 | 22:30 | 15.0709 | 60
2022-08-08 23:00 | 23:00 | 13.8838 | 60
2022-08-08 23:30 | 23:30 | 12.867 | 60
2022-08-09 | 0:00 | 12.0747 | 60
2022-08-09 00:30 | 0:30 | 11.5602 | 60
2022-08-09 01:00 | 1:00 | 11.1412 | 60
2022-08-09 01:30 | 1:30 | 10.9806 | 60
2022-08-09 02:00 | 2:00 | 10.7212 | 60
2022-08-09 02:30 | 2:30 | 10.6072 | 60
2022-08-09 03:00 | 3:00 | 10.6674 | 60
2022-08-09 03:30 | 3:30 | 10.8702 | 60
2022-08-09 04:00 | 4:00 | 11.4651 | 60
2022-08-09 04:30 | 4:30 | 12.3331 | 60
2022-08-09 05:00 | 5:00 | 13.5592 | 60
2022-08-09 05:30 | 5:30 | 15.1965 | 60
2022-08-09 06:00 | 6:00 | 17.6812 | 60
2022-08-09 06:30 | 6:30 | 19.2978 | 60
2022-08-09 07:00 | 7:00 | 17.563 | 60
2022-08-09 07:30 | 7:30 | 14.1387 | 60
2022-08-09 08:00 | 8:00 | 9.9588 | 60
2022-08-09 08:30 | 8:30 | 6.2801 | 60
2022-08-09 09:00 | 9:00 | 3.9146 | 60
2022-08-09 09:30 | 9:30 | 3.0118 | 60
2022-08-09 10:00 | 10:00 | 3.5385 | 60
2022-08-09 10:30 | 10:30 | 4.3113 | 60
2022-08-09 11:00 | 11:00 | 4.9376 | 60
2022-08-09 11:30 | 11:30 | 4.7724 | 60
2022-08-09 12:00 | 12:00 | 3.6854 | 60
2022-08-09 12:30 | 12:30 | 3.8673 | 60
2022-08-09 13:00 | 13:00 | 3.3256 | 60
2022-08-09 13:30 | 13:30 | 3.6627 | 60
2022-08-09 14:00 | 14:00 | 4.0795 | 60
2022-08-09 14:30 | 14:30 | 6.0308 | 60
2022-08-09 15:00 | 15:00 | 6.1092 | 60
2022-08-09 15:30 | 15:30 | 7.7051 | 60
2022-08-09 16:00 | 16:00 | 11.2929 | 60
2022-08-09 16:30 | 16:30 | 15.7852 | 60
2022-08-09 17:00 | 17:00 | 19.723 | 60
2022-08-09 17:30 | 17:30 | 22.9092 | 60
2022-08-09 18:00 | 18:00 | 23.9473 | 60
2022-08-09 18:30 | 18:30 | 24.4282 | 60
2022-08-09 19:00 | 19:00 | 23.9676 | 60
2022-08-09 19:30 | 19:30 | 22.8665 | 60
2022-08-09 20:00 | 20:00 | 21.9129 | 60
2022-08-09 20:30 | 20:30 | 20.5696 | 60
2022-08-09 21:00 | 21:00 | 19.1355 | 60
2022-08-09 21:30 | 21:30 | 17.4777 | 60
2022-08-09 22:00 | 22:00 | 16.0268 | 60
2022-08-09 22:30 | 22:30 | 14.9395 | 60
2022-08-09 23:00 | 23:00 | 13.8585 | 60
2022-08-09 23:30 | 23:30 | 12.9666 | 60
2022-08-10 | 0:00 | 12.0862 | 60
2022-08-10 00:30 | 0:30 | 11.5515 | 60
2022-08-10 01:00 | 1:00 | 11.2638 | 60
2022-08-10 01:30 | 1:30 | 10.9225 | 60
2022-08-10 02:00 | 2:00 | 10.7107 | 60
2022-08-10 02:30 | 2:30 | 10.7115 | 60
2022-08-10 03:00 | 3:00 | 10.7905 | 60
2022-08-10 03:30 | 3:30 | 10.8854 | 60
2022-08-10 04:00 | 4:00 | 11.3479 | 60
2022-08-10 04:30 | 4:30 | 11.9589 | 60
2022-08-10 05:00 | 5:00 | 13.1752 | 60
2022-08-10 05:30 | 5:30 | 14.8272 | 60
2022-08-10 06:00 | 6:00 | 16.9561 | 60
2022-08-10 06:30 | 6:30 | 18.4577 | 60
2022-08-10 07:00 | 7:00 | 17.015 | 60
2022-08-10 07:30 | 7:30 | 13.5919 | 60
2022-08-10 08:00 | 8:00 | 9.6826 | 60
2022-08-10 08:30 | 8:30 | 6.3696 | 60
2022-08-10 09:00 | 9:00 | 4.0364 | 60
2022-08-10 09:30 | 9:30 | 3.0825 | 60
2022-08-10 10:00 | 10:00 | 3.4262 | 60
2022-08-10 10:30 | 10:30 | 4.3282 | 60
2022-08-10 11:00 | 11:00 | 5.029 | 60
2022-08-10 11:30 | 11:30 | 5.4983 | 60
2022-08-10 12:00 | 12:00 | 5.2644 | 60
2022-08-10 12:30 | 12:30 | 4.674 | 60
2022-08-10 13:00 | 13:00 | 3.4284 | 60
2022-08-10 13:30 | 13:30 | 3.28 | 60
2022-08-10 14:00 | 14:00 | 3.6307 | 60
2022-08-10 14:30 | 14:30 | 4.506 | 60
2022-08-10 15:00 | 15:00 | 7.4676 | 60
2022-08-10 15:30 | 15:30 | 9.1073 | 60
2022-08-10 16:00 | 16:00 | 11.5787 | 60
2022-08-10 16:30 | 16:30 | 15.115 | 60
2022-08-10 17:00 | 17:00 | 18.6824 | 60
2022-08-10 17:30 | 17:30 | 21.9221 | 60
2022-08-10 18:00 | 18:00 | 23.5368 | 60
2022-08-10 18:30 | 18:30 | 23.7177 | 60
2022-08-10 19:00 | 19:00 | 23.4629 | 60
2022-08-10 19:30 | 19:30 | 22.8502 | 60
2022-08-10 20:00 | 20:00 | 22.3805 | 60
2022-08-10 20:30 | 20:30 | 21.1963 | 60
2022-08-10 21:00 | 21:00 | 19.8049 | 60
2022-08-10 21:30 | 21:30 | 18.2138 | 60
2022-08-10 22:00 | 22:00 | 16.7783 | 60
2022-08-10 22:30 | 22:30 | 15.5552 | 60
2022-08-10 23:00 | 23:00 | 14.3386 | 60
2022-08-10 23:30 | 23:30 | 13.1423 | 60
2022-08-11 | 0:00 | 12.259 | 60
2022-08-11 00:30 | 0:30 | 11.6244 | 60
2022-08-11 01:00 | 1:00 | 11.2317 | 60
2022-08-11 01:30 | 1:30 | 11.0102 | 60
2022-08-11 02:00 | 2:00 | 10.7412 | 60
2022-08-11 02:30 | 2:30 | 10.7482 | 60
2022-08-11 03:00 | 3:00 | 10.8937 | 60
2022-08-11 03:30 | 3:30 | 10.9761 | 60
2022-08-11 04:00 | 4:00 | 11.4541 | 60
2022-08-11 04:30 | 4:30 | 12.0625 | 60
2022-08-11 05:00 | 5:00 | 13.4671 | 60
2022-08-11 05:30 | 5:30 | 14.9224 | 60
2022-08-11 06:00 | 6:00 | 17.0063 | 60
2022-08-11 06:30 | 6:30 | 18.2696 | 60
2022-08-11 07:00 | 7:00 | 16.0104 | 60
2022-08-11 07:30 | 7:30 | 12.7027 | 60
2022-08-11 08:00 | 8:00 | 9.2708 | 60
2022-08-11 08:30 | 8:30 | 6.1453 | 60
2022-08-11 09:00 | 9:00 | 3.6368 | 60
2022-08-11 09:30 | 9:30 | 4.5373 | 60
2022-08-11 10:00 | 10:00 | 3.2541 | 60
2022-08-11 10:30 | 10:30 | 4.2298 | 60
2022-08-11 11:00 | 11:00 | 4.8614 | 60
2022-08-11 11:30 | 11:30 | 3.4816 | 60
2022-08-11 12:00 | 12:00 | 3.1784 | 60
2022-08-11 12:30 | 12:30 | 4.0255 | 60
2022-08-11 13:00 | 13:00 | 3.3211 | 60
2022-08-11 13:30 | 13:30 | 4.2794 | 60
2022-08-11 14:00 | 14:00 | 6.2458 | 60
2022-08-11 14:30 | 14:30 | 10.1458 | 60
2022-08-11 15:00 | 15:00 | 9.5394 | 60
2022-08-11 15:30 | 15:30 | 10.8372 | 60
2022-08-11 16:00 | 16:00 | 12.5816 | 60
2022-08-11 16:30 | 16:30 | 16.9538 | 60
2022-08-11 17:00 | 17:00 | 19.388 | 60
2022-08-11 17:30 | 17:30 | 21.5603 | 60
2022-08-11 18:00 | 18:00 | 22.4104 | 60
2022-08-11 18:30 | 18:30 | 22.6234 | 60
2022-08-11 19:00 | 19:00 | 22.0219 | 60
2022-08-11 19:30 | 19:30 | 21.6594 | 60
2022-08-11 20:00 | 20:00 | 20.919 | 60
2022-08-11 20:30 | 20:30 | 19.7455 | 60
2022-08-11 21:00 | 21:00 | 18.4657 | 60
2022-08-11 21:30 | 21:30 | 17.0031 | 60
2022-08-11 22:00 | 22:00 | 15.6635 | 60
2022-08-11 22:30 | 22:30 | 14.5866 | 60
2022-08-11 23:00 | 23:00 | 13.391 | 60
2022-08-11 23:30 | 23:30 | 12.2932 | 60
2022-08-12 | 0:00 | 11.4935 | 60
2022-08-12 00:30 | 0:30 | 10.791 | 60
2022-08-12 01:00 | 1:00 | 10.5041 | 60
2022-08-12 01:30 | 1:30 | 10.1932 | 60
2022-08-12 02:00 | 2:00 | 9.9723 | 60
2022-08-12 02:30 | 2:30 | 9.9375 | 60
2022-08-12 03:00 | 3:00 | 9.8743 | 60
2022-08-12 03:30 | 3:30 | 10.0521 | 60
2022-08-12 04:00 | 4:00 | 10.5495 | 60
2022-08-12 04:30 | 4:30 | 10.9373 | 60
2022-08-12 05:00 | 5:00 | 11.6959 | 60
2022-08-12 05:30 | 5:30 | 12.6 | 60
2022-08-12 06:00 | 6:00 | 14.0105 | 60
2022-08-12 06:30 | 6:30 | 15.4209 | 60
2022-08-12 07:00 | 7:00 | 15.6897 | 60
2022-08-12 07:30 | 7:30 | 14.6317 | 60
2022-08-12 08:00 | 8:00 | 12.046 | 60
2022-08-12 08:30 | 8:30 | 10.1412 | 60
2022-08-12 09:00 | 9:00 | 9.3977 | 60
2022-08-12 09:30 | 9:30 | 8.2682 | 60
2022-08-12 10:00 | 10:00 | 5.2756 | 60
2022-08-12 10:30 | 10:30 | 5.5829 | 60
2022-08-12 11:00 | 11:00 | 4.1611 | 60
2022-08-12 11:30 | 11:30 | 6.9516 | 60
2022-08-12 12:00 | 12:00 | 6.0346 | 60
2022-08-12 12:30 | 12:30 | 6.8895 | 60
2022-08-12 13:00 | 13:00 | 8.4555 | 60
2022-08-12 13:30 | 13:30 | 8.3121 | 60
2022-08-12 14:00 | 14:00 | 10.8979 | 60
2022-08-12 14:30 | 14:30 | 13.221 | 60
2022-08-12 15:00 | 15:00 | 12.8053 | 60
2022-08-12 15:30 | 15:30 | 14.7116 | 60
2022-08-12 16:00 | 16:00 | 16.3419 | 60
2022-08-12 16:30 | 16:30 | 18.1514 | 60
2022-08-12 17:00 | 17:00 | 20.0139 | 60
2022-08-12 17:30 | 17:30 | 21.742 | 60
2022-08-12 18:00 | 18:00 | 22.4006 | 60
2022-08-12 18:30 | 18:30 | 22.1169 | 60
2022-08-12 19:00 | 19:00 | 21.3402 | 60
2022-08-12 19:30 | 19:30 | 20.6271 | 60
2022-08-12 20:00 | 20:00 | 20.2488 | 60
2022-08-12 20:30 | 20:30 | 19.1748 | 60
2022-08-12 21:00 | 21:00 | 18.1778 | 60
2022-08-12 21:30 | 21:30 | 16.9855 | 60
2022-08-12 22:00 | 22:00 | 15.8394 | 60
2022-08-12 22:30 | 22:30 | 14.9172 | 60
2022-08-12 23:00 | 23:00 | 13.8126 | 60
2022-08-12 23:30 | 23:30 | 12.7909 | 60
2022-08-13 | 0:00 | 11.9143 | 60
2022-08-13 00:30 | 0:30 | 11.2445 | 60
2022-08-13 01:00 | 1:00 | 10.8398 | 60
2022-08-13 01:30 | 1:30 | 10.4052 | 60
2022-08-13 02:00 | 2:00 | 10.2416 | 60
2022-08-13 02:30 | 2:30 | 10.1128 | 60
2022-08-13 03:00 | 3:00 | 10.0483 | 60
2022-08-13 03:30 | 3:30 | 10.0355 | 60
2022-08-13 04:00 | 4:00 | 10.0846 | 60
2022-08-13 04:30 | 4:30 | 10.2598 | 60
2022-08-13 05:00 | 5:00 | 10.5568 | 60
2022-08-13 05:30 | 5:30 | 10.9008 | 60
2022-08-13 06:00 | 6:00 | 11.7008 | 60
2022-08-13 06:30 | 6:30 | 12.4765 | 60
2022-08-13 07:00 | 7:00 | 12.9743 | 60
2022-08-13 07:30 | 7:30 | 13.9761 | 60
2022-08-13 08:00 | 8:00 | 14.937 | 60
2022-08-13 08:30 | 8:30 | 16.0251 | 60
2022-08-13 09:00 | 9:00 | 16.2208 | 60
2022-08-13 09:30 | 9:30 | 16.2665 | 60
2022-08-13 10:00 | 10:00 | 15.3616 | 60
2022-08-13 10:30 | 10:30 | 15.9143 | 60
2022-08-13 11:00 | 11:00 | 15.328 | 60
2022-08-13 11:30 | 11:30 | 14.2965 | 60
2022-08-13 12:00 | 12:00 | 15.0668 | 60
2022-08-13 12:30 | 12:30 | 15.1237 | 60
2022-08-13 13:00 | 13:00 | 13.9415 | 60
2022-08-13 13:30 | 13:30 | 14.6604 | 60
2022-08-13 14:00 | 14:00 | 16.1339 | 60
2022-08-13 14:30 | 14:30 | 15.8899 | 60
2022-08-13 15:00 | 15:00 | 15.7346 | 60
2022-08-13 15:30 | 15:30 | 15.6105 | 60
2022-08-13 16:00 | 16:00 | 16.5788 | 60
2022-08-13 16:30 | 16:30 | 17.6108 | 60
2022-08-13 17:00 | 17:00 | 19.9977 | 60
2022-08-13 17:30 | 17:30 | 22.0435 | 60
2022-08-13 18:00 | 18:00 | 23.2747 | 60
2022-08-13 18:30 | 18:30 | 23.0674 | 60
2022-08-13 19:00 | 19:00 | 22.7919 | 60
2022-08-13 19:30 | 19:30 | 22.1116 | 60
2022-08-13 20:00 | 20:00 | 21.5329 | 60
2022-08-13 20:30 | 20:30 | 20.9759 | 60
2022-08-13 21:00 | 21:00 | 20.2762 | 60
2022-08-13 21:30 | 21:30 | 19.0698 | 60
2022-08-13 22:00 | 22:00 | 17.8478 | 60
2022-08-13 22:30 | 22:30 | 16.9618 | 60
2022-08-13 23:00 | 23:00 | 15.7511 | 60
2022-08-13 23:30 | 23:30 | 14.6276 | 60
2022-08-14 | 0:00 | 13.5241 | 60
2022-08-14 00:30 | 0:30 | 12.7393 | 60
2022-08-14 01:00 | 1:00 | 12.2114 | 60
2022-08-14 01:30 | 1:30 | 11.7703 | 60
2022-08-14 02:00 | 2:00 | 11.4676 | 60
2022-08-14 02:30 | 2:30 | 11.1396 | 60
2022-08-14 03:00 | 3:00 | 11.0036 | 60
2022-08-14 03:30 | 3:30 | 11.1636 | 60
2022-08-14 04:00 | 4:00 | 11.2343 | 60
2022-08-14 04:30 | 4:30 | 11.2748 | 60
2022-08-14 05:00 | 5:00 | 11.578 | 60
2022-08-14 05:30 | 5:30 | 12.2706 | 60
2022-08-14 06:00 | 6:00 | 13.1332 | 60
2022-08-14 06:30 | 6:30 | 13.5509 | 60
2022-08-14 07:00 | 7:00 | 12.5606 | 60
2022-08-14 07:30 | 7:30 | 10.6566 | 60
2022-08-14 08:00 | 8:00 | 8.7233 | 60
2022-08-14 08:30 | 8:30 | 6.5779 | 60
2022-08-14 09:00 | 9:00 | 4.5343 | 60
2022-08-14 09:30 | 9:30 | 3.2488 | 60
2022-08-14 10:00 | 10:00 | 2.8602 | 60
2022-08-14 10:30 | 10:30 | 3.3538 | 60
2022-08-14 11:00 | 11:00 | 4.0107 | 60
2022-08-14 11:30 | 11:30 | 4.5009 | 60
2022-08-14 12:00 | 12:00 | 4.6155 | 60
2022-08-14 12:30 | 12:30 | 4.381 | 60
2022-08-14 13:00 | 13:00 | 4.0582 | 60
2022-08-14 13:30 | 13:30 | 3.3447 | 60
2022-08-14 14:00 | 14:00 | 2.9552 | 60
2022-08-14 14:30 | 14:30 | 3.598 | 60
2022-08-14 15:00 | 15:00 | 5.5667 | 60
2022-08-14 15:30 | 15:30 | 8.253 | 60
2022-08-14 16:00 | 16:00 | 11.8648 | 60
2022-08-14 16:30 | 16:30 | 15.9002 | 60
2022-08-14 17:00 | 17:00 | 19.3685 | 60
2022-08-14 17:30 | 17:30 | 22.2785 | 60
2022-08-14 18:00 | 18:00 | 23.8773 | 60
2022-08-14 18:30 | 18:30 | 24.1956 | 60
2022-08-14 19:00 | 19:00 | 23.5853 | 60
2022-08-14 19:30 | 19:30 | 22.9118 | 60
2022-08-14 20:00 | 20:00 | 22.4853 | 60
2022-08-14 20:30 | 20:30 | 21.2359 | 60
2022-08-14 21:00 | 21:00 | 20.0734 | 60
2022-08-14 21:30 | 21:30 | 18.4535 | 60
2022-08-14 22:00 | 22:00 | 16.9576 | 60
2022-08-14 22:30 | 22:30 | 16.0565 | 60
2022-08-14 23:00 | 23:00 | 14.5602 | 60
2022-08-14 23:30 | 23:30 | 13.5126 | 60
2022-08-15 | 0:00 | 12.6571 | 60
2022-08-15 00:30 | 0:30 | 12.1108 | 60
2022-08-15 01:00 | 1:00 | 11.8029 | 60
2022-08-15 01:30 | 1:30 | 11.4353 | 60
2022-08-15 02:00 | 2:00 | 11.3923 | 60
2022-08-15 02:30 | 2:30 | 11.2853 | 60
2022-08-15 03:00 | 3:00 | 11.3065 | 60
2022-08-15 03:30 | 3:30 | 11.4232 | 60
2022-08-15 04:00 | 4:00 | 12.1123 | 60
2022-08-15 04:30 | 4:30 | 12.939 | 60
2022-08-15 05:00 | 5:00 | 14.5831 | 60
2022-08-15 05:30 | 5:30 | 16.1187 | 60
2022-08-15 06:00 | 6:00 | 18.4757 | 60
2022-08-15 06:30 | 6:30 | 20.588 | 60
2022-08-15 07:00 | 7:00 | 18.7586 | 60
2022-08-15 07:30 | 7:30 | 15.0167 | 60
2022-08-15 08:00 | 8:00 | 10.6737 | 60
2022-08-15 08:30 | 8:30 | 6.935 | 60
2022-08-15 09:00 | 9:00 | 4.2732 | 60
2022-08-15 09:30 | 9:30 | 2.8732 | 60
2022-08-15 10:00 | 10:00 | 3.1274 | 60
2022-08-15 10:30 | 10:30 | 3.9226 | 60
2022-08-15 11:00 | 11:00 | 4.8068 | 60
2022-08-15 11:30 | 11:30 | 5.3544 | 60
2022-08-15 12:00 | 12:00 | 5.5322 | 60
2022-08-15 12:30 | 12:30 | 5.2975 | 60
2022-08-15 13:00 | 13:00 | 5.0258 | 60
2022-08-15 13:30 | 13:30 | 4.205 | 60
2022-08-15 14:00 | 14:00 | 3.3076 | 60
2022-08-15 14:30 | 14:30 | 3.2373 | 60
2022-08-15 15:00 | 15:00 | 4.6612 | 60
2022-08-15 15:30 | 15:30 | 7.3779 | 60
2022-08-15 16:00 | 16:00 | 10.8459 | 60
2022-08-15 16:30 | 16:30 | 14.9502 | 60
2022-08-15 17:00 | 17:00 | 19.4127 | 60
2022-08-15 17:30 | 17:30 | 22.7721 | 60
2022-08-15 18:00 | 18:00 | 25.1569 | 60
2022-08-15 18:30 | 18:30 | 25.4262 | 60
2022-08-15 19:00 | 19:00 | 24.8383 | 60
2022-08-15 19:30 | 19:30 | 24.3907 | 60
2022-08-15 20:00 | 20:00 | 23.6295 | 60
2022-08-15 20:30 | 20:30 | 22.2132 | 60
2022-08-15 21:00 | 21:00 | 20.8895 | 60
2022-08-15 21:30 | 21:30 | 19.0501 | 60
2022-08-15 22:00 | 22:00 | 17.4511 | 60
2022-08-15 22:30 | 22:30 | 16.0633 | 60
2022-08-15 23:00 | 23:00 | 14.8403 | 60
2022-08-15 23:30 | 23:30 | 13.7654 | 60
2022-08-16 | 0:00 | 12.9619 | 60
2022-08-16 00:30 | 0:30 | 12.3284 | 60
2022-08-16 01:00 | 1:00 | 11.9977 | 60
2022-08-16 01:30 | 1:30 | 11.7558 | 60
2022-08-16 02:00 | 2:00 | 11.6363 | 60
2022-08-16 02:30 | 2:30 | 11.4787 | 60
2022-08-16 03:00 | 3:00 | 11.505 | 60
2022-08-16 03:30 | 3:30 | 11.832 | 60
2022-08-16 04:00 | 4:00 | 12.4477 | 60
2022-08-16 04:30 | 4:30 | 13.4586 | 60
2022-08-16 05:00 | 5:00 | 15.0784 | 60
2022-08-16 05:30 | 5:30 | 16.9708 | 60
2022-08-16 06:00 | 6:00 | 19.7431 | 60
2022-08-16 06:30 | 6:30 | 21.3465 | 60
2022-08-16 07:00 | 7:00 | 19.4679 | 60
2022-08-16 07:30 | 7:30 | 15.8858 | 60
2022-08-16 08:00 | 8:00 | 11.2325 | 60
2022-08-16 08:30 | 8:30 | 7.324 | 60
2022-08-16 09:00 | 9:00 | 4.3707 | 60
2022-08-16 09:30 | 9:30 | 2.8974 | 60
2022-08-16 10:00 | 10:00 | 3.1497 | 60
2022-08-16 10:30 | 10:30 | 4.1166 | 60
2022-08-16 11:00 | 11:00 | 4.8427 | 60
2022-08-16 11:30 | 11:30 | 5.3896 | 60
2022-08-16 12:00 | 12:00 | 5.2359 | 60
2022-08-16 12:30 | 12:30 | 5.391 | 60
2022-08-16 13:00 | 13:00 | 4.8821 | 60
2022-08-16 13:30 | 13:30 | 3.7725 | 60
2022-08-16 14:00 | 14:00 | 3.1684 | 60
2022-08-16 14:30 | 14:30 | 3.8147 | 60
2022-08-16 15:00 | 15:00 | 8.1505 | 60
2022-08-16 15:30 | 15:30 | 11.2965 | 60
2022-08-16 16:00 | 16:00 | 13.477 | 60
2022-08-16 16:30 | 16:30 | 16.3152 | 60
2022-08-16 17:00 | 17:00 | 19.7229 | 60
2022-08-16 17:30 | 17:30 | 22.996 | 60
2022-08-16 18:00 | 18:00 | 25.1587 | 60
2022-08-16 18:30 | 18:30 | 25.1393 | 60
2022-08-16 19:00 | 19:00 | 24.5868 | 60
2022-08-16 19:30 | 19:30 | 23.8296 | 60
2022-08-16 20:00 | 20:00 | 22.9691 | 60
2022-08-16 20:30 | 20:30 | 21.8435 | 60
2022-08-16 21:00 | 21:00 | 20.3388 | 60
2022-08-16 21:30 | 21:30 | 18.4512 | 60
2022-08-16 22:00 | 22:00 | 16.8386 | 60
2022-08-16 22:30 | 22:30 | 15.6666 | 60
2022-08-16 23:00 | 23:00 | 14.4331 | 60
2022-08-16 23:30 | 23:30 | 13.357 | 60
2022-08-17 | 0:00 | 12.6019 | 60
2022-08-17 00:30 | 0:30 | 11.9239 | 60
2022-08-17 01:00 | 1:00 | 11.5369 | 60
2022-08-17 01:30 | 1:30 | 11.3951 | 60
2022-08-17 02:00 | 2:00 | 11.3612 | 60
2022-08-17 02:30 | 2:30 | 11.2412 | 60
2022-08-17 03:00 | 3:00 | 11.2398 | 60
2022-08-17 03:30 | 3:30 | 11.6293 | 60
2022-08-17 04:00 | 4:00 | 12.1489 | 60
2022-08-17 04:30 | 4:30 | 12.9782 | 60
2022-08-17 05:00 | 5:00 | 14.6822 | 60
2022-08-17 05:30 | 5:30 | 16.2746 | 60
2022-08-17 06:00 | 6:00 | 19.0619 | 60
2022-08-17 06:30 | 6:30 | 20.2285 | 60
2022-08-17 07:00 | 7:00 | 18.2797 | 60
2022-08-17 07:30 | 7:30 | 14.4372 | 60
2022-08-17 08:00 | 8:00 | 10.0983 | 60
2022-08-17 08:30 | 8:30 | 6.3004 | 60
2022-08-17 09:00 | 9:00 | 3.7863 | 60
2022-08-17 09:30 | 9:30 | 2.9895 | 60
2022-08-17 10:00 | 10:00 | 3.8007 | 60
2022-08-17 10:30 | 10:30 | 4.8339 | 60
2022-08-17 11:00 | 11:00 | 5.4466 | 60
2022-08-17 11:30 | 11:30 | 5.8398 | 60
2022-08-17 12:00 | 12:00 | 5.2908 | 60
2022-08-17 12:30 | 12:30 | 4.2847 | 60
2022-08-17 13:00 | 13:00 | 3.9233 | 60
2022-08-17 13:30 | 13:30 | 4.0355 | 60
2022-08-17 14:00 | 14:00 | 3.1563 | 60
2022-08-17 14:30 | 14:30 | 3.2884 | 60
2022-08-17 15:00 | 15:00 | 4.542 | 60
2022-08-17 15:30 | 15:30 | 7.2451 | 60
2022-08-17 16:00 | 16:00 | 10.4166 | 60
2022-08-17 16:30 | 16:30 | 14.4307 | 60
2022-08-17 17:00 | 17:00 | 18.0085 | 60
2022-08-17 17:30 | 17:30 | 21.4172 | 60
2022-08-17 18:00 | 18:00 | 23.5275 | 60
2022-08-17 18:30 | 18:30 | 24.0239 | 60
2022-08-17 19:00 | 19:00 | 23.7652 | 60
2022-08-17 19:30 | 19:30 | 23.1983 | 60
2022-08-17 20:00 | 20:00 | 22.7457 | 60
2022-08-17 20:30 | 20:30 | 21.482 | 60
2022-08-17 21:00 | 21:00 | 20.3137 | 60
2022-08-17 21:30 | 21:30 | 18.7542 | 60
2022-08-17 22:00 | 22:00 | 17.1188 | 60
2022-08-17 22:30 | 22:30 | 15.9829 | 60
2022-08-17 23:00 | 23:00 | 14.6654 | 60
2022-08-17 23:30 | 23:30 | 13.4966 | 60
2022-08-18 | 0:00 | 12.7756 | 60
2022-08-18 00:30 | 0:30 | 12.1177 | 60
2022-08-18 01:00 | 1:00 | 11.6002 | 60
2022-08-18 01:30 | 1:30 | 11.3458 | 60
2022-08-18 02:00 | 2:00 | 11.144 | 60
2022-08-18 02:30 | 2:30 | 11.1326 | 60
2022-08-18 03:00 | 3:00 | 11.2404 | 60
2022-08-18 03:30 | 3:30 | 11.5065 | 60
2022-08-18 04:00 | 4:00 | 12.0816 | 60
2022-08-18 04:30 | 4:30 | 12.9626 | 60
2022-08-18 05:00 | 5:00 | 14.4856 | 60
2022-08-18 05:30 | 5:30 | 16.0102 | 60
2022-08-18 06:00 | 6:00 | 18.6933 | 60
2022-08-18 06:30 | 6:30 | 21.6518 | 60
2022-08-18 07:00 | 7:00 | 20.2308 | 60
2022-08-18 07:30 | 7:30 | 15.808 | 60
2022-08-18 08:00 | 8:00 | 10.8708 | 60
2022-08-18 08:30 | 8:30 | 6.5641 | 60
2022-08-18 09:00 | 9:00 | 3.9197 | 60
2022-08-18 09:30 | 9:30 | 2.9721 | 60
2022-08-18 10:00 | 10:00 | 3.5243 | 60
2022-08-18 10:30 | 10:30 | 4.5068 | 60
2022-08-18 11:00 | 11:00 | 5.0317 | 60
2022-08-18 11:30 | 11:30 | 5.5176 | 60
2022-08-18 12:00 | 12:00 | 5.5724 | 60
2022-08-18 12:30 | 12:30 | 5.5762 | 60
2022-08-18 13:00 | 13:00 | 5.0366 | 60
2022-08-18 13:30 | 13:30 | 4.162 | 60
2022-08-18 14:00 | 14:00 | 3.1881 | 60
2022-08-18 14:30 | 14:30 | 3.0724 | 60
2022-08-18 15:00 | 15:00 | 4.5104 | 60
2022-08-18 15:30 | 15:30 | 7.1391 | 60
2022-08-18 16:00 | 16:00 | 10.1906 | 60
2022-08-18 16:30 | 16:30 | 13.6771 | 60
2022-08-18 17:00 | 17:00 | 17.2156 | 60
2022-08-18 17:30 | 17:30 | 20.0535 | 60
2022-08-18 18:00 | 18:00 | 21.6685 | 60
2022-08-18 18:30 | 18:30 | 22.1017 | 60
2022-08-18 19:00 | 19:00 | 21.6724 | 60
2022-08-18 19:30 | 19:30 | 21.2799 | 60
2022-08-18 20:00 | 20:00 | 21.1319 | 60
2022-08-18 20:30 | 20:30 | 20.2053 | 60
2022-08-18 21:00 | 21:00 | 19.2993 | 60
2022-08-18 21:30 | 21:30 | 17.8218 | 60
2022-08-18 22:00 | 22:00 | 16.3794 | 60
2022-08-18 22:30 | 22:30 | 15.1724 | 60
2022-08-18 23:00 | 23:00 | 13.9035 | 60
2022-08-18 23:30 | 23:30 | 12.9141 | 60
2022-08-19 | 0:00 | 11.9596 | 60
2022-08-19 00:30 | 0:30 | 11.4347 | 60
2022-08-19 01:00 | 1:00 | 11.089 | 60
2022-08-19 01:30 | 1:30 | 10.8328 | 60
2022-08-19 02:00 | 2:00 | 10.802 | 60
2022-08-19 02:30 | 2:30 | 10.6135 | 60
2022-08-19 03:00 | 3:00 | 10.7267 | 60
2022-08-19 03:30 | 3:30 | 10.8414 | 60
2022-08-19 04:00 | 4:00 | 11.4276 | 60
2022-08-19 04:30 | 4:30 | 12.3014 | 60
2022-08-19 05:00 | 5:00 | 13.497 | 60
2022-08-19 05:30 | 5:30 | 14.8118 | 60
2022-08-19 06:00 | 6:00 | 16.8235 | 60
2022-08-19 06:30 | 6:30 | 17.9074 | 60
2022-08-19 07:00 | 7:00 | 16.2468 | 60
2022-08-19 07:30 | 7:30 | 12.8839 | 60
2022-08-19 08:00 | 8:00 | 9.1454 | 60
2022-08-19 08:30 | 8:30 | 5.6799 | 60
2022-08-19 09:00 | 9:00 | 3.5118 | 60
2022-08-19 09:30 | 9:30 | 3.0457 | 60
2022-08-19 10:00 | 10:00 | 3.7761 | 60
2022-08-19 10:30 | 10:30 | 4.8418 | 60
2022-08-19 11:00 | 11:00 | 5.5292 | 60
2022-08-19 11:30 | 11:30 | 5.8812 | 60
2022-08-19 12:00 | 12:00 | 5.884 | 60
2022-08-19 12:30 | 12:30 | 5.775 | 60
2022-08-19 13:00 | 13:00 | 5.1084 | 60
2022-08-19 13:30 | 13:30 | 4.0907 | 60
2022-08-19 14:00 | 14:00 | 3.1399 | 60
2022-08-19 14:30 | 14:30 | 3.1637 | 60
2022-08-19 15:00 | 15:00 | 4.6179 | 60
2022-08-19 15:30 | 15:30 | 7.2614 | 60
2022-08-19 16:00 | 16:00 | 10.1272 | 60
2022-08-19 16:30 | 16:30 | 13.5562 | 60
2022-08-19 17:00 | 17:00 | 16.2027 | 60
2022-08-19 17:30 | 17:30 | 18.272 | 60
2022-08-19 18:00 | 18:00 | 19.5828 | 60
2022-08-19 18:30 | 18:30 | 19.9195 | 60
2022-08-19 19:00 | 19:00 | 19.4355 | 60
2022-08-19 19:30 | 19:30 | 18.938 | 60
2022-08-19 20:00 | 20:00 | 18.6699 | 60
2022-08-19 20:30 | 20:30 | 17.9801 | 60
2022-08-19 21:00 | 21:00 | 17.3586 | 60
2022-08-19 21:30 | 21:30 | 16.2707 | 60
2022-08-19 22:00 | 22:00 | 15.3169 | 60
2022-08-19 22:30 | 22:30 | 14.3684 | 60
2022-08-19 23:00 | 23:00 | 13.5175 | 60
2022-08-19 23:30 | 23:30 | 12.4321 | 60
2022-08-20 | 0:00 | 11.7703 | 60
2022-08-20 00:30 | 0:30 | 11.1749 | 60
2022-08-20 01:00 | 1:00 | 10.8045 | 60
2022-08-20 01:30 | 1:30 | 10.6249 | 60
2022-08-20 02:00 | 2:00 | 10.2955 | 60
2022-08-20 02:30 | 2:30 | 10.1475 | 60
2022-08-20 03:00 | 3:00 | 10.1424 | 60
2022-08-20 03:30 | 3:30 | 10.0731 | 60
2022-08-20 04:00 | 4:00 | 10.2699 | 60
2022-08-20 04:30 | 4:30 | 10.5166 | 60
2022-08-20 05:00 | 5:00 | 11.0474 | 60
2022-08-20 05:30 | 5:30 | 11.7102 | 60
2022-08-20 06:00 | 6:00 | 12.6754 | 60
2022-08-20 06:30 | 6:30 | 12.6726 | 60
2022-08-20 07:00 | 7:00 | 11.2471 | 60
2022-08-20 07:30 | 7:30 | 9.053 | 60
2022-08-20 08:00 | 8:00 | 6.8546 | 60
2022-08-20 08:30 | 8:30 | 4.8592 | 60
2022-08-20 09:00 | 9:00 | 3.5842 | 60
2022-08-20 09:30 | 9:30 | 3.0704 | 60
2022-08-20 10:00 | 10:00 | 3.4664 | 60
2022-08-20 10:30 | 10:30 | 3.9922 | 60
2022-08-20 11:00 | 11:00 | 4.9812 | 60
2022-08-20 11:30 | 11:30 | 5.131 | 60
2022-08-20 12:00 | 12:00 | 5.1223 | 60
2022-08-20 12:30 | 12:30 | 3.4369 | 60
2022-08-20 13:00 | 13:00 | 3.7419 | 60
2022-08-20 13:30 | 13:30 | 3.1182 | 60
2022-08-20 14:00 | 14:00 | 2.9239 | 60
2022-08-20 14:30 | 14:30 | 3.3 | 60
2022-08-20 15:00 | 15:00 | 5.0068 | 60
2022-08-20 15:30 | 15:30 | 7.5986 | 60
2022-08-20 16:00 | 16:00 | 10.394 | 60
2022-08-20 16:30 | 16:30 | 13.7955 | 60
2022-08-20 17:00 | 17:00 | 16.6474 | 60
2022-08-20 17:30 | 17:30 | 18.7628 | 60
2022-08-20 18:00 | 18:00 | 19.805 | 60
2022-08-20 18:30 | 18:30 | 19.8263 | 60
2022-08-20 19:00 | 19:00 | 19.2193 | 60
2022-08-20 19:30 | 19:30 | 18.9611 | 60
2022-08-20 20:00 | 20:00 | 18.4833 | 60
2022-08-20 20:30 | 20:30 | 17.7402 | 60
2022-08-20 21:00 | 21:00 | 17.1032 | 60
2022-08-20 21:30 | 21:30 | 16.1599 | 60
2022-08-20 22:00 | 22:00 | 15.2959 | 60
2022-08-20 22:30 | 22:30 | 14.7216 | 60
2022-08-20 23:00 | 23:00 | 13.7805 | 60
2022-08-20 23:30 | 23:30 | 12.8623 | 60
2022-08-21 | 0:00 | 12.1588 | 60
2022-08-21 00:30 | 0:30 | 11.5226 | 60
2022-08-21 01:00 | 1:00 | 11.0417 | 60
2022-08-21 01:30 | 1:30 | 10.8186 | 60
2022-08-21 02:00 | 2:00 | 10.5685 | 60
2022-08-21 02:30 | 2:30 | 10.545 | 60
2022-08-21 03:00 | 3:00 | 10.3173 | 60
2022-08-21 03:30 | 3:30 | 10.4072 | 60
2022-08-21 04:00 | 4:00 | 10.5012 | 60
2022-08-21 04:30 | 4:30 | 10.657 | 60
2022-08-21 05:00 | 5:00 | 11.1199 | 60
2022-08-21 05:30 | 5:30 | 11.533 | 60
2022-08-21 06:00 | 6:00 | 12.1847 | 60
2022-08-21 06:30 | 6:30 | 12.1649 | 60
2022-08-21 07:00 | 7:00 | 10.7972 | 60
2022-08-21 07:30 | 7:30 | 9.3116 | 60
2022-08-21 08:00 | 8:00 | 8.5474 | 60
2022-08-21 08:30 | 8:30 | 6.5509 | 60
2022-08-21 09:00 | 9:00 | 8.3063 | 60
2022-08-21 09:30 | 9:30 | 7.1857 | 60
2022-08-21 10:00 | 10:00 | 5.6773 | 60
2022-08-21 10:30 | 10:30 | 3.6469 | 60
2022-08-21 11:00 | 11:00 | 5.7234 | 60
2022-08-21 11:30 | 11:30 | 4.9153 | 60
2022-08-21 12:00 | 12:00 | 4.4687 | 60
2022-08-21 12:30 | 12:30 | 3.5194 | 60
2022-08-21 13:00 | 13:00 | 3.3283 | 60
2022-08-21 13:30 | 13:30 | 3.1263 | 60
2022-08-21 14:00 | 14:00 | 6.3061 | 60
2022-08-21 14:30 | 14:30 | 6.7643 | 60
2022-08-21 15:00 | 15:00 | 5.4445 | 60
2022-08-21 15:30 | 15:30 | 8.3045 | 60
2022-08-21 16:00 | 16:00 | 12.8374 | 60
2022-08-21 16:30 | 16:30 | 16.9511 | 60
2022-08-21 17:00 | 17:00 | 19.7837 | 60
2022-08-21 17:30 | 17:30 | 22.2524 | 60
2022-08-21 18:00 | 18:00 | 23.163 | 60
2022-08-21 18:30 | 18:30 | 23.4324 | 60
2022-08-21 19:00 | 19:00 | 22.6635 | 60
2022-08-21 19:30 | 19:30 | 21.4191 | 60
2022-08-21 20:00 | 20:00 | 20.6776 | 60
2022-08-21 20:30 | 20:30 | 19.573 | 60
2022-08-21 21:00 | 21:00 | 18.3586 | 60
2022-08-21 21:30 | 21:30 | 16.9901 | 60
2022-08-21 22:00 | 22:00 | 15.5753 | 60
2022-08-21 22:30 | 22:30 | 14.4234 | 60
2022-08-21 23:00 | 23:00 | 13.3734 | 60
2022-08-21 23:30 | 23:30 | 12.4139 | 60
2022-08-22 | 0:00 | 11.6136 | 60
2022-08-22 00:30 | 0:30 | 11.0802 | 60
2022-08-22 01:00 | 1:00 | 10.8985 | 60
2022-08-22 01:30 | 1:30 | 10.6301 | 60
2022-08-22 02:00 | 2:00 | 10.3313 | 60
2022-08-22 02:30 | 2:30 | 10.3027 | 60
2022-08-22 03:00 | 3:00 | 10.3547 | 60
2022-08-22 03:30 | 3:30 | 10.4873 | 60
2022-08-22 04:00 | 4:00 | 11.1103 | 60
2022-08-22 04:30 | 4:30 | 11.633 | 60
2022-08-22 05:00 | 5:00 | 12.7561 | 60
2022-08-22 05:30 | 5:30 | 14.4327 | 60
2022-08-22 06:00 | 6:00 | 16.237 | 60
2022-08-22 06:30 | 6:30 | 16.5911 | 60
2022-08-22 07:00 | 7:00 | 14.657 | 60
2022-08-22 07:30 | 7:30 | 11.1499 | 60
2022-08-22 08:00 | 8:00 | 7.5346 | 60
2022-08-22 08:30 | 8:30 | 4.5894 | 60
2022-08-22 09:00 | 9:00 | 2.9827 | 60
2022-08-22 09:30 | 9:30 | 3.2054 | 60
2022-08-22 10:00 | 10:00 | 3.9062 | 60
2022-08-22 10:30 | 10:30 | 3.9741 | 60
2022-08-22 11:00 | 11:00 | 3.3958 | 60
2022-08-22 11:30 | 11:30 | 3.948 | 60
2022-08-22 12:00 | 12:00 | 4.3685 | 60
2022-08-22 12:30 | 12:30 | 3.5346 | 60
2022-08-22 13:00 | 13:00 | 2.9224 | 60
2022-08-22 13:30 | 13:30 | 2.8859 | 60
2022-08-22 14:00 | 14:00 | 4.4922 | 60
2022-08-22 14:30 | 14:30 | 6.9881 | 60
2022-08-22 15:00 | 15:00 | 4.9131 | 60
2022-08-22 15:30 | 15:30 | 7.8396 | 60
2022-08-22 16:00 | 16:00 | 10.3234 | 60
2022-08-22 16:30 | 16:30 | 14.4415 | 60
2022-08-22 17:00 | 17:00 | 18.5504 | 60
2022-08-22 17:30 | 17:30 | 21.6586 | 60
2022-08-22 18:00 | 18:00 | 22.9536 | 60
2022-08-22 18:30 | 18:30 | 23.3378 | 60
2022-08-22 19:00 | 19:00 | 22.3046 | 60
2022-08-22 19:30 | 19:30 | 21.7738 | 60
2022-08-22 20:00 | 20:00 | 21.0348 | 60
2022-08-22 20:30 | 20:30 | 19.9167 | 60
2022-08-22 21:00 | 21:00 | 18.8173 | 60
2022-08-22 21:30 | 21:30 | 17.0874 | 60
2022-08-22 22:00 | 22:00 | 15.6307 | 60
2022-08-22 22:30 | 22:30 | 14.5509 | 60
2022-08-22 23:00 | 23:00 | 13.5031 | 60
2022-08-22 23:30 | 23:30 | 12.4405 | 60
2022-08-23 | 0:00 | 11.8069 | 60
2022-08-23 00:30 | 0:30 | 11.1815 | 60
2022-08-23 01:00 | 1:00 | 10.7794 | 60
2022-08-23 01:30 | 1:30 | 10.5577 | 60
2022-08-23 02:00 | 2:00 | 10.4484 | 60
2022-08-23 02:30 | 2:30 | 10.2217 | 60
2022-08-23 03:00 | 3:00 | 10.3253 | 60
2022-08-23 03:30 | 3:30 | 10.4618 | 60
2022-08-23 04:00 | 4:00 | 10.8874 | 60
2022-08-23 04:30 | 4:30 | 11.5276 | 60
2022-08-23 05:00 | 5:00 | 12.5119 | 60
2022-08-23 05:30 | 5:30 | 13.9327 | 60
2022-08-23 06:00 | 6:00 | 15.7965 | 60
2022-08-23 06:30 | 6:30 | 15.8496 | 60
2022-08-23 07:00 | 7:00 | 13.6722 | 60
2022-08-23 07:30 | 7:30 | 10.4633 | 60
2022-08-23 08:00 | 8:00 | 7.0199 | 60
2022-08-23 08:30 | 8:30 | 4.2969 | 60
2022-08-23 09:00 | 9:00 | 3.6924 | 60
2022-08-23 09:30 | 9:30 | 4.7869 | 60
2022-08-23 10:00 | 10:00 | 4.3915 | 60
2022-08-23 10:30 | 10:30 | 5.5381 | 60
2022-08-23 11:00 | 11:00 | 5.8987 | 60
2022-08-23 11:30 | 11:30 | 6.0191 | 60
2022-08-23 12:00 | 12:00 | 4.1957 | 60
2022-08-23 12:30 | 12:30 | 3.5139 | 60
2022-08-23 13:00 | 13:00 | 3.6819 | 60
2022-08-23 13:30 | 13:30 | 3.1398 | 60
2022-08-23 14:00 | 14:00 | 3.4222 | 60
2022-08-23 14:30 | 14:30 | 2.9409 | 60
2022-08-23 15:00 | 15:00 | 4.5101 | 60
2022-08-23 15:30 | 15:30 | 7.265 | 60
2022-08-23 16:00 | 16:00 | 10.6658 | 60
2022-08-23 16:30 | 16:30 | 14.1019 | 60
2022-08-23 17:00 | 17:00 | 17.7103 | 60
2022-08-23 17:30 | 17:30 | 20.3957 | 60
2022-08-23 18:00 | 18:00 | 21.8842 | 60
2022-08-23 18:30 | 18:30 | 21.9497 | 60
2022-08-23 19:00 | 19:00 | 21.4581 | 60
2022-08-23 19:30 | 19:30 | 20.3374 | 60
2022-08-23 20:00 | 20:00 | 20.0211 | 60
2022-08-23 20:30 | 20:30 | 18.8191 | 60
2022-08-23 21:00 | 21:00 | 17.5837 | 60
2022-08-23 21:30 | 21:30 | 16.1913 | 60
2022-08-23 22:00 | 22:00 | 14.935 | 60
2022-08-23 22:30 | 22:30 | 14.0127 | 60
2022-08-23 23:00 | 23:00 | 13.0874 | 60
2022-08-23 23:30 | 23:30 | 12.001 | 60
2022-08-24 | 0:00 | 11.4155 | 60
2022-08-24 00:30 | 0:30 | 10.7712 | 60
2022-08-24 01:00 | 1:00 | 10.623 | 60
2022-08-24 01:30 | 1:30 | 10.4585 | 60
2022-08-24 02:00 | 2:00 | 10.4561 | 60
2022-08-24 02:30 | 2:30 | 10.2717 | 60
2022-08-24 03:00 | 3:00 | 10.3542 | 60
2022-08-24 03:30 | 3:30 | 10.5204 | 60
2022-08-24 04:00 | 4:00 | 11.1886 | 60
2022-08-24 04:30 | 4:30 | 11.946 | 60
2022-08-24 05:00 | 5:00 | 13.3147 | 60
2022-08-24 05:30 | 5:30 | 14.7847 | 60
2022-08-24 06:00 | 6:00 | 16.7559 | 60
2022-08-24 06:30 | 6:30 | 17.0077 | 60
2022-08-24 07:00 | 7:00 | 14.8981 | 60
2022-08-24 07:30 | 7:30 | 11.2619 | 60
2022-08-24 08:00 | 8:00 | 7.6232 | 60
2022-08-24 08:30 | 8:30 | 4.7089 | 60
2022-08-24 09:00 | 9:00 | 3.0423 | 60
2022-08-24 09:30 | 9:30 | 3.3118 | 60
2022-08-24 10:00 | 10:00 | 4.4379 | 60
2022-08-24 10:30 | 10:30 | 5.3377 | 60
2022-08-24 11:00 | 11:00 | 6.0657 | 60
2022-08-24 11:30 | 11:30 | 6.4549 | 60
2022-08-24 12:00 | 12:00 | 6.6288 | 60
2022-08-24 12:30 | 12:30 | 6.3631 | 60
2022-08-24 13:00 | 13:00 | 5.7035 | 60
2022-08-24 13:30 | 13:30 | 4.7781 | 60
2022-08-24 14:00 | 14:00 | 3.6742 | 60
2022-08-24 14:30 | 14:30 | 3.1038 | 60
2022-08-24 15:00 | 15:00 | 4.0706 | 60
2022-08-24 15:30 | 15:30 | 6.7432 | 60
2022-08-24 16:00 | 16:00 | 9.4329 | 60
2022-08-24 16:30 | 16:30 | 13.1779 | 60
2022-08-24 17:00 | 17:00 | 17.337 | 60
2022-08-24 17:30 | 17:30 | 20.5479 | 60
2022-08-24 18:00 | 18:00 | 22.4052 | 60
2022-08-24 18:30 | 18:30 | 23.1538 | 60
2022-08-24 19:00 | 19:00 | 22.7313 | 60
2022-08-24 19:30 | 19:30 | 22.456 | 60
2022-08-24 20:00 | 20:00 | 22.0612 | 60
2022-08-24 20:30 | 20:30 | 20.7889 | 60
2022-08-24 21:00 | 21:00 | 19.6731 | 60
2022-08-24 21:30 | 21:30 | 18.0763 | 60
2022-08-24 22:00 | 22:00 | 16.6546 | 60
2022-08-24 22:30 | 22:30 | 15.5575 | 60
2022-08-24 23:00 | 23:00 | 14.252 | 60
2022-08-24 23:30 | 23:30 | 13.0614 | 60
2022-08-25 | 0:00 | 12.3196 | 60
2022-08-25 00:30 | 0:30 | 11.7255 | 60
2022-08-25 01:00 | 1:00 | 11.3859 | 60
2022-08-25 01:30 | 1:30 | 11.1636 | 60
2022-08-25 02:00 | 2:00 | 11.0485 | 60
2022-08-25 02:30 | 2:30 | 10.962 | 60
2022-08-25 03:00 | 3:00 | 11.1107 | 60
2022-08-25 03:30 | 3:30 | 11.3231 | 60
2022-08-25 04:00 | 4:00 | 11.9026 | 60
2022-08-25 04:30 | 4:30 | 12.8857 | 60
2022-08-25 05:00 | 5:00 | 14.5183 | 60
2022-08-25 05:30 | 5:30 | 16.0407 | 60
2022-08-25 06:00 | 6:00 | 18.5798 | 60
2022-08-25 06:30 | 6:30 | 19.1921 | 60
2022-08-25 07:00 | 7:00 | 16.966 | 60
2022-08-25 07:30 | 7:30 | 13.1149 | 60
2022-08-25 08:00 | 8:00 | 8.6741 | 60
2022-08-25 08:30 | 8:30 | 4.9726 | 60
2022-08-25 09:00 | 9:00 | 3.0608 | 60
2022-08-25 09:30 | 9:30 | 3.0496 | 60
2022-08-25 10:00 | 10:00 | 4.0932 | 60
2022-08-25 10:30 | 10:30 | 5.0494 | 60
2022-08-25 11:00 | 11:00 | 5.7324 | 60
2022-08-25 11:30 | 11:30 | 6.1993 | 60
2022-08-25 12:00 | 12:00 | 6.535 | 60
2022-08-25 12:30 | 12:30 | 6.4054 | 60
2022-08-25 13:00 | 13:00 | 5.8964 | 60
2022-08-25 13:30 | 13:30 | 4.9864 | 60
2022-08-25 14:00 | 14:00 | 3.9354 | 60
2022-08-25 14:30 | 14:30 | 3.279 | 60
2022-08-25 15:00 | 15:00 | 3.9042 | 60
2022-08-25 15:30 | 15:30 | 6.25 | 60
2022-08-25 16:00 | 16:00 | 9.4638 | 60
2022-08-25 16:30 | 16:30 | 13.2316 | 60
2022-08-25 17:00 | 17:00 | 16.7515 | 60
2022-08-25 17:30 | 17:30 | 19.3439 | 60
2022-08-25 18:00 | 18:00 | 21.2523 | 60
2022-08-25 18:30 | 18:30 | 21.7791 | 60
2022-08-25 19:00 | 19:00 | 21.5132 | 60
2022-08-25 19:30 | 19:30 | 21.5154 | 60
2022-08-25 20:00 | 20:00 | 21.401 | 60
2022-08-25 20:30 | 20:30 | 20.6335 | 60
2022-08-25 21:00 | 21:00 | 19.9284 | 60
2022-08-25 21:30 | 21:30 | 18.5096 | 60
2022-08-25 22:00 | 22:00 | 17.1051 | 60
2022-08-25 22:30 | 22:30 | 16.1537 | 60
2022-08-25 23:00 | 23:00 | 14.7218 | 60
2022-08-25 23:30 | 23:30 | 13.6023 | 60
2022-08-26 | 0:00 | 12.8497 | 60
2022-08-26 00:30 | 0:30 | 12.0119 | 60
2022-08-26 01:00 | 1:00 | 11.5938 | 60
2022-08-26 01:30 | 1:30 | 11.355 | 60
2022-08-26 02:00 | 2:00 | 11.0893 | 60
2022-08-26 02:30 | 2:30 | 11.0049 | 60
2022-08-26 03:00 | 3:00 | 10.9668 | 60
2022-08-26 03:30 | 3:30 | 10.9793 | 60
2022-08-26 04:00 | 4:00 | 11.4035 | 60
2022-08-26 04:30 | 4:30 | 11.7554 | 60
2022-08-26 05:00 | 5:00 | 12.4682 | 60
2022-08-26 05:30 | 5:30 | 13.173 | 60
2022-08-26 06:00 | 6:00 | 14.4301 | 60
2022-08-26 06:30 | 6:30 | 14.748 | 60
2022-08-26 07:00 | 7:00 | 14.436 | 60
2022-08-26 07:30 | 7:30 | 14.7864 | 60
2022-08-26 08:00 | 8:00 | 13.8876 | 60
2022-08-26 08:30 | 8:30 | 12.6976 | 60
2022-08-26 09:00 | 9:00 | 10.8189 | 60
2022-08-26 09:30 | 9:30 | 8.0066 | 60
2022-08-26 10:00 | 10:00 | 6.9908 | 60
2022-08-26 10:30 | 10:30 | 4.7368 | 60
2022-08-26 11:00 | 11:00 | 3.6587 | 60
2022-08-26 11:30 | 11:30 | 3.0387 | 60
2022-08-26 12:00 | 12:00 | 3.4015 | 60
2022-08-26 12:30 | 12:30 | 3.4816 | 60
2022-08-26 13:00 | 13:00 | 4.5721 | 60
2022-08-26 13:30 | 13:30 | 4.1054 | 60
2022-08-26 14:00 | 14:00 | 3.3053 | 60
2022-08-26 14:30 | 14:30 | 3.2791 | 60
2022-08-26 15:00 | 15:00 | 5.0553 | 60
2022-08-26 15:30 | 15:30 | 7.1084 | 60
2022-08-26 16:00 | 16:00 | 9.9707 | 60
2022-08-26 16:30 | 16:30 | 13.9057 | 60
2022-08-26 17:00 | 17:00 | 16.9789 | 60
2022-08-26 17:30 | 17:30 | 19.0736 | 60
2022-08-26 18:00 | 18:00 | 20.4312 | 60
2022-08-26 18:30 | 18:30 | 20.7246 | 60
2022-08-26 19:00 | 19:00 | 20.1856 | 60
2022-08-26 19:30 | 19:30 | 19.6507 | 60
2022-08-26 20:00 | 20:00 | 19.3012 | 60
2022-08-26 20:30 | 20:30 | 18.6761 | 60
2022-08-26 21:00 | 21:00 | 17.9743 | 60
2022-08-26 21:30 | 21:30 | 16.8447 | 60
2022-08-26 22:00 | 22:00 | 15.7181 | 60
2022-08-26 22:30 | 22:30 | 15.2213 | 60
2022-08-26 23:00 | 23:00 | 14.1354 | 60
2022-08-26 23:30 | 23:30 | 13.2036 | 60
2022-08-27 | 0:00 | 12.4204 | 60
2022-08-27 00:30 | 0:30 | 11.7092 | 60
2022-08-27 01:00 | 1:00 | 11.344 | 60
2022-08-27 01:30 | 1:30 | 11.0256 | 60
2022-08-27 02:00 | 2:00 | 10.764 | 60
2022-08-27 02:30 | 2:30 | 10.7538 | 60
2022-08-27 03:00 | 3:00 | 10.7538 | 60
2022-08-27 03:30 | 3:30 | 10.6903 | 60
2022-08-27 04:00 | 4:00 | 10.8947 | 60
2022-08-27 04:30 | 4:30 | 11.1752 | 60
2022-08-27 05:00 | 5:00 | 11.6123 | 60
2022-08-27 05:30 | 5:30 | 12.0729 | 60
2022-08-27 06:00 | 6:00 | 12.9507 | 60
2022-08-27 06:30 | 6:30 | 12.4779 | 60
2022-08-27 07:00 | 7:00 | 10.7478 | 60
2022-08-27 07:30 | 7:30 | 8.4684 | 60
2022-08-27 08:00 | 8:00 | 6.2976 | 60
2022-08-27 08:30 | 8:30 | 4.4648 | 60
2022-08-27 09:00 | 9:00 | 3.2724 | 60
2022-08-27 09:30 | 9:30 | 3.102 | 60
2022-08-27 10:00 | 10:00 | 2.9565 | 60
2022-08-27 10:30 | 10:30 | 2.9978 | 60
2022-08-27 11:00 | 11:00 | 3.4974 | 60
2022-08-27 11:30 | 11:30 | 5.0732 | 60
2022-08-27 12:00 | 12:00 | 5.4159 | 60
2022-08-27 12:30 | 12:30 | 5.6557 | 60
2022-08-27 13:00 | 13:00 | 4.8896 | 60
2022-08-27 13:30 | 13:30 | 3.33 | 60
2022-08-27 14:00 | 14:00 | 3.7138 | 60
2022-08-27 14:30 | 14:30 | 3.3489 | 60
2022-08-27 15:00 | 15:00 | 3.5751 | 60
2022-08-27 15:30 | 15:30 | 7.8096 | 60
2022-08-27 16:00 | 16:00 | 11.4583 | 60
2022-08-27 16:30 | 16:30 | 14.8688 | 60
2022-08-27 17:00 | 17:00 | 16.7755 | 60
2022-08-27 17:30 | 17:30 | 18.7072 | 60
2022-08-27 18:00 | 18:00 | 19.5806 | 60
2022-08-27 18:30 | 18:30 | 19.8285 | 60
2022-08-27 19:00 | 19:00 | 19.2971 | 60
2022-08-27 19:30 | 19:30 | 18.7288 | 60
2022-08-27 20:00 | 20:00 | 18.3851 | 60
2022-08-27 20:30 | 20:30 | 17.5529 | 60
2022-08-27 21:00 | 21:00 | 16.8482 | 60
2022-08-27 21:30 | 21:30 | 15.8656 | 60
2022-08-27 22:00 | 22:00 | 14.9068 | 60
2022-08-27 22:30 | 22:30 | 14.4419 | 60
2022-08-27 23:00 | 23:00 | 13.605 | 60
2022-08-27 23:30 | 23:30 | 12.6338 | 60
2022-08-28 | 0:00 | 11.727 | 60
2022-08-28 00:30 | 0:30 | 10.9887 | 60
2022-08-28 01:00 | 1:00 | 10.5641 | 60
2022-08-28 01:30 | 1:30 | 10.3646 | 60
2022-08-28 02:00 | 2:00 | 10.2118 | 60
2022-08-28 02:30 | 2:30 | 9.9843 | 60
2022-08-28 03:00 | 3:00 | 9.9471 | 60
2022-08-28 03:30 | 3:30 | 9.928 | 60
2022-08-28 04:00 | 4:00 | 9.9459 | 60
2022-08-28 04:30 | 4:30 | 10.1169 | 60
2022-08-28 05:00 | 5:00 | 10.443 | 60
2022-08-28 05:30 | 5:30 | 10.7134 | 60
2022-08-28 06:00 | 6:00 | 11.3102 | 60
2022-08-28 06:30 | 6:30 | 10.8062 | 60
2022-08-28 07:00 | 7:00 | 12.3357 | 60
2022-08-28 07:30 | 7:30 | 10.0435 | 60
2022-08-28 08:00 | 8:00 | 8.3699 | 60
2022-08-28 08:30 | 8:30 | 4.4272 | 60
2022-08-28 09:00 | 9:00 | 3.1745 | 60
2022-08-28 09:30 | 9:30 | 3.2007 | 60
2022-08-28 10:00 | 10:00 | 3.0296 | 60
2022-08-28 10:30 | 10:30 | 2.9712 | 60
2022-08-28 11:00 | 11:00 | 3.0024 | 60
2022-08-28 11:30 | 11:30 | 3.298 | 60
2022-08-28 12:00 | 12:00 | 3.0286 | 60
2022-08-28 12:30 | 12:30 | 3.017 | 60
2022-08-28 13:00 | 13:00 | 3.2785 | 60
2022-08-28 13:30 | 13:30 | 3.6508 | 60
2022-08-28 14:00 | 14:00 | 3.9229 | 60
2022-08-28 14:30 | 14:30 | 7.7174 | 60
2022-08-28 15:00 | 15:00 | 7.8612 | 60
2022-08-28 15:30 | 15:30 | 11.827 | 60
2022-08-28 16:00 | 16:00 | 14.2898 | 60
2022-08-28 16:30 | 16:30 | 15.7134 | 60
2022-08-28 17:00 | 17:00 | 18.5788 | 60
2022-08-28 17:30 | 17:30 | 20.4695 | 60
2022-08-28 18:00 | 18:00 | 21.8472 | 60
2022-08-28 18:30 | 18:30 | 21.7697 | 60
2022-08-28 19:00 | 19:00 | 21.0392 | 60
2022-08-28 19:30 | 19:30 | 20.1557 | 60
2022-08-28 20:00 | 20:00 | 19.5467 | 60
2022-08-28 20:30 | 20:30 | 18.4939 | 60
2022-08-28 21:00 | 21:00 | 17.6437 | 60
2022-08-28 21:30 | 21:30 | 16.1645 | 60
2022-08-28 22:00 | 22:00 | 14.9808 | 60
2022-08-28 22:30 | 22:30 | 14.0679 | 60
2022-08-28 23:00 | 23:00 | 13.0366 | 60
2022-08-28 23:30 | 23:30 | 12.2593 | 60
2022-08-29 | 0:00 | 11.3764 | 60
2022-08-29 00:30 | 0:30 | 10.7471 | 60
2022-08-29 01:00 | 1:00 | 10.5004 | 60
2022-08-29 01:30 | 1:30 | 10.2071 | 60
2022-08-29 02:00 | 2:00 | 10.1177 | 60
2022-08-29 02:30 | 2:30 | 9.8109 | 60
2022-08-29 03:00 | 3:00 | 9.971 | 60
2022-08-29 03:30 | 3:30 | 9.9712 | 60
2022-08-29 04:00 | 4:00 | 10.2923 | 60
2022-08-29 04:30 | 4:30 | 10.9202 | 60
2022-08-29 05:00 | 5:00 | 11.5646 | 60
2022-08-29 05:30 | 5:30 | 12.4451 | 60
2022-08-29 06:00 | 6:00 | 13.8595 | 60
2022-08-29 06:30 | 6:30 | 15.235 | 60
2022-08-29 07:00 | 7:00 | 14.6872 | 60
2022-08-29 07:30 | 7:30 | 14.2702 | 60
2022-08-29 08:00 | 8:00 | 11.2876 | 60
2022-08-29 08:30 | 8:30 | 8.4198 | 60
2022-08-29 09:00 | 9:00 | 4.9144 | 60
2022-08-29 09:30 | 9:30 | 4.3278 | 60
2022-08-29 10:00 | 10:00 | 3.0817 | 60
2022-08-29 10:30 | 10:30 | 3.1578 | 60
2022-08-29 11:00 | 11:00 | 3.1198 | 60
2022-08-29 11:30 | 11:30 | 3.3166 | 60
2022-08-29 12:00 | 12:00 | 3.6869 | 60
2022-08-29 12:30 | 12:30 | 3.012 | 60
2022-08-29 13:00 | 13:00 | 2.9496 | 60
2022-08-29 13:30 | 13:30 | 3.241 | 60
2022-08-29 14:00 | 14:00 | 4.1645 | 60
2022-08-29 14:30 | 14:30 | 5.4397 | 60
2022-08-29 15:00 | 15:00 | 7.7111 | 60
2022-08-29 15:30 | 15:30 | 10.2895 | 60
2022-08-29 16:00 | 16:00 | 13.5609 | 60
2022-08-29 16:30 | 16:30 | 16.174 | 60
2022-08-29 17:00 | 17:00 | 18.5129 | 60
2022-08-29 17:30 | 17:30 | 20.8602 | 60
2022-08-29 18:00 | 18:00 | 22.1323 | 60
2022-08-29 18:30 | 18:30 | 22.1702 | 60
2022-08-29 19:00 | 19:00 | 21.2219 | 60
2022-08-29 19:30 | 19:30 | 20.4547 | 60
2022-08-29 20:00 | 20:00 | 19.8706 | 60
2022-08-29 20:30 | 20:30 | 18.574 | 60
2022-08-29 21:00 | 21:00 | 17.6263 | 60
2022-08-29 21:30 | 21:30 | 16.168 | 60
2022-08-29 22:00 | 22:00 | 14.836 | 60
2022-08-29 22:30 | 22:30 | 13.9116 | 60
2022-08-29 23:00 | 23:00 | 12.7747 | 60
2022-08-29 23:30 | 23:30 | 11.7969 | 60
2022-08-30 | 0:00 | 11.1058 | 60
2022-08-30 00:30 | 0:30 | 10.6732 | 60
2022-08-30 01:00 | 1:00 | 10.3001 | 60
2022-08-30 01:30 | 1:30 | 10.2334 | 60
2022-08-30 02:00 | 2:00 | 10.0338 | 60
2022-08-30 02:30 | 2:30 | 9.7951 | 60
2022-08-30 03:00 | 3:00 | 9.8598 | 60
2022-08-30 03:30 | 3:30 | 10.0274 | 60
2022-08-30 04:00 | 4:00 | 10.3869 | 60
2022-08-30 04:30 | 4:30 | 10.9389 | 60
2022-08-30 05:00 | 5:00 | 11.8487 | 60
2022-08-30 05:30 | 5:30 | 12.8621 | 60
2022-08-30 06:00 | 6:00 | 14.0627 | 60
2022-08-30 06:30 | 6:30 | 14.7699 | 60
2022-08-30 07:00 | 7:00 | 14.3569 | 60
2022-08-30 07:30 | 7:30 | 11.0581 | 60
2022-08-30 08:00 | 8:00 | 10.0537 | 60
2022-08-30 08:30 | 8:30 | 9.566 | 60
2022-08-30 09:00 | 9:00 | 11.109 | 60
2022-08-30 09:30 | 9:30 | 10.701 | 60
2022-08-30 10:00 | 10:00 | 8.5554 | 60
2022-08-30 10:30 | 10:30 | 9.5207 | 60
2022-08-30 11:00 | 11:00 | 10.2627 | 60
2022-08-30 11:30 | 11:30 | 11.5577 | 60
2022-08-30 12:00 | 12:00 | 10.9898 | 60
2022-08-30 12:30 | 12:30 | 8.3825 | 60
2022-08-30 13:00 | 13:00 | 5.7168 | 60
2022-08-30 13:30 | 13:30 | 8.9951 | 60
2022-08-30 14:00 | 14:00 | 12.4822 | 60
2022-08-30 14:30 | 14:30 | 12.8998 | 60
2022-08-30 15:00 | 15:00 | 14.0633 | 60
2022-08-30 15:30 | 15:30 | 14.7974 | 60
2022-08-30 16:00 | 16:00 | 15.7877 | 60
2022-08-30 16:30 | 16:30 | 17.9986 | 60
2022-08-30 17:00 | 17:00 | 20.2392 | 60
2022-08-30 17:30 | 17:30 | 22.4783 | 60
2022-08-30 18:00 | 18:00 | 23.0415 | 60
2022-08-30 18:30 | 18:30 | 23.0665 | 60
2022-08-30 19:00 | 19:00 | 22.2346 | 60
2022-08-30 19:30 | 19:30 | 21.4208 | 60
2022-08-30 20:00 | 20:00 | 20.6238 | 60
2022-08-30 20:30 | 20:30 | 19.3864 | 60
2022-08-30 21:00 | 21:00 | 18.2285 | 60
2022-08-30 21:30 | 21:30 | 16.8275 | 60
2022-08-30 22:00 | 22:00 | 15.2334 | 60
2022-08-30 22:30 | 22:30 | 14.1964 | 60
2022-08-30 23:00 | 23:00 | 13.2023 | 60
2022-08-30 23:30 | 23:30 | 12.2926 | 60
2022-08-31 | 0:00 | 11.4858 | 60
2022-08-31 00:30 | 0:30 | 10.7909 | 60
2022-08-31 01:00 | 1:00 | 10.4996 | 60
2022-08-31 01:30 | 1:30 | 10.2884 | 60
2022-08-31 02:00 | 2:00 | 10.0247 | 60
2022-08-31 02:30 | 2:30 | 9.9629 | 60
2022-08-31 03:00 | 3:00 | 9.9298 | 60
2022-08-31 03:30 | 3:30 | 9.9701 | 60
2022-08-31 04:00 | 4:00 | 10.2186 | 60
2022-08-31 04:30 | 4:30 | 10.672 | 60
2022-08-31 05:00 | 5:00 | 11.5538 | 60
2022-08-31 05:30 | 5:30 | 12.3224 | 60
2022-08-31 06:00 | 6:00 | 13.8911 | 60
2022-08-31 06:30 | 6:30 | 14.8262 | 60
2022-08-31 07:00 | 7:00 | 13.3865 | 60
2022-08-31 07:30 | 7:30 | 13.2289 | 60
2022-08-31 08:00 | 8:00 | 11.9896 | 60
2022-08-31 08:30 | 8:30 | 8.8202 | 60
2022-08-31 09:00 | 9:00 | 6.2571 | 60
2022-08-31 09:30 | 9:30 | 3.1108 | 60
2022-08-31 10:00 | 10:00 | 4.3642 | 60
2022-08-31 10:30 | 10:30 | 4.3577 | 60
2022-08-31 11:00 | 11:00 | 2.932 | 60
2022-08-31 11:30 | 11:30 | 2.9348 | 60
2022-08-31 12:00 | 12:00 | 3.2407 | 60
2022-08-31 12:30 | 12:30 | 3.8373 | 60
2022-08-31 13:00 | 13:00 | 4.1278 | 60
2022-08-31 13:30 | 13:30 | 9.5159 | 60
2022-08-31 14:00 | 14:00 | 8.9729 | 60
2022-08-31 14:30 | 14:30 | 3.704 | 60
2022-08-31 15:00 | 15:00 | 6.3171 | 60
2022-08-31 15:30 | 15:30 | 11.7465 | 60
2022-08-31 16:00 | 16:00 | 13.4861 | 60
2022-08-31 16:30 | 16:30 | 15.4657 | 60
2022-08-31 17:00 | 17:00 | 17.7497 | 60
2022-08-31 17:30 | 17:30 | 20.0425 | 60
2022-08-31 18:00 | 18:00 | 21.5857 | 60
2022-08-31 18:30 | 18:30 | 21.5774 | 60
2022-08-31 19:00 | 19:00 | 20.9928 | 60
2022-08-31 19:30 | 19:30 | 20.2186 | 60
2022-08-31 20:00 | 20:00 | 19.8459 | 60
2022-08-31 20:30 | 20:30 | 18.7031 | 60
2022-08-31 21:00 | 21:00 | 17.5699 | 60
2022-08-31 21:30 | 21:30 | 16.1558 | 60
2022-08-31 22:00 | 22:00 | 14.8588 | 60
2022-08-31 22:30 | 22:30 | 13.9906 | 60
2022-08-31 23:00 | 23:00 | 12.859 | 60
2022-08-31 23:30 | 23:30 | 11.9306 | 60
2022-09-01 | 0:00 | 11.0832 | 60
2022-09-01 00:30 | 0:30 | 10.723 | 60
2022-09-01 01:00 | 1:00 | 10.4521 | 60
2022-09-01 01:30 | 1:30 | 10.1051 | 60
2022-09-01 02:00 | 2:00 | 9.9317 | 60
2022-09-01 02:30 | 2:30 | 9.7661 | 60
2022-09-01 03:00 | 3:00 | 9.9486 | 60
2022-09-01 03:30 | 3:30 | 10.0035 | 60
2022-09-01 04:00 | 4:00 | 10.4009 | 60
2022-09-01 04:30 | 4:30 | 11.0424 | 60
2022-09-01 05:00 | 5:00 | 11.8917 | 60
2022-09-01 05:30 | 5:30 | 13.0375 | 60
2022-09-01 06:00 | 6:00 | 14.4282 | 60
2022-09-01 06:30 | 6:30 | 13.8881 | 60
2022-09-01 07:00 | 7:00 | 11.5142 | 60
2022-09-01 07:30 | 7:30 | 8.9089 | 60
2022-09-01 08:00 | 8:00 | 5.7473 | 60
2022-09-01 08:30 | 8:30 | 4.1233 | 60
2022-09-01 09:00 | 9:00 | 3.5048 | 60
2022-09-01 09:30 | 9:30 | 3.8771 | 60
2022-09-01 10:00 | 10:00 | 4.5908 | 60
2022-09-01 10:30 | 10:30 | 5.0544 | 60
2022-09-01 11:00 | 11:00 | 5.64 | 60
2022-09-01 11:30 | 11:30 | 4.4452 | 60
2022-09-01 12:00 | 12:00 | 4.876 | 60
2022-09-01 12:30 | 12:30 | 3.6393 | 60
2022-09-01 13:00 | 13:00 | 4.545 | 60
2022-09-01 13:30 | 13:30 | 4.0041 | 60
2022-09-01 14:00 | 14:00 | 4.4405 | 60
2022-09-01 14:30 | 14:30 | 3.5769 | 60
2022-09-01 15:00 | 15:00 | 5.7717 | 60
2022-09-01 15:30 | 15:30 | 8.1688 | 60
2022-09-01 16:00 | 16:00 | 9.5333 | 60
2022-09-01 16:30 | 16:30 | 13.1156 | 60
2022-09-01 17:00 | 17:00 | 16.3357 | 60
2022-09-01 17:30 | 17:30 | 18.8093 | 60
2022-09-01 18:00 | 18:00 | 20.1841 | 60
2022-09-01 18:30 | 18:30 | 20.4148 | 60
2022-09-01 19:00 | 19:00 | 19.5607 | 60
2022-09-01 19:30 | 19:30 | 19.2506 | 60
2022-09-01 20:00 | 20:00 | 18.9184 | 60
2022-09-01 20:30 | 20:30 | 18.0873 | 60
2022-09-01 21:00 | 21:00 | 17.3368 | 60
2022-09-01 21:30 | 21:30 | 16.1418 | 60
2022-09-01 22:00 | 22:00 | 14.9358 | 60
2022-09-01 22:30 | 22:30 | 14.0663 | 60
2022-09-01 23:00 | 23:00 | 12.9515 | 60
2022-09-01 23:30 | 23:30 | 11.9031 | 60
2022-09-02 | 0:00 | 11.05 | 60
2022-09-02 00:30 | 0:30 | 10.7002 | 60
2022-09-02 01:00 | 1:00 | 10.2353 | 60
2022-09-02 01:30 | 1:30 | 9.9214 | 60
2022-09-02 02:00 | 2:00 | 9.6361 | 60
2022-09-02 02:30 | 2:30 | 9.6965 | 60
2022-09-02 03:00 | 3:00 | 9.6754 | 60
2022-09-02 03:30 | 3:30 | 9.8161 | 60
2022-09-02 04:00 | 4:00 | 9.9786 | 60
2022-09-02 04:30 | 4:30 | 10.399 | 60
2022-09-02 05:00 | 5:00 | 11.1937 | 60
2022-09-02 05:30 | 5:30 | 11.9134 | 60
2022-09-02 06:00 | 6:00 | 12.8821 | 60
2022-09-02 06:30 | 6:30 | 13.1582 | 60
2022-09-02 07:00 | 7:00 | 12.322 | 60
2022-09-02 07:30 | 7:30 | 11.3994 | 60
2022-09-02 08:00 | 8:00 | 6.4224 | 60
2022-09-02 08:30 | 8:30 | 10.7323 | 60
2022-09-02 09:00 | 9:00 | 10.4018 | 60
2022-09-02 09:30 | 9:30 | 10.2974 | 60
2022-09-02 10:00 | 10:00 | 11.9728 | 60
2022-09-02 10:30 | 10:30 | 13.7724 | 60
2022-09-02 11:00 | 11:00 | 12.7081 | 60
2022-09-02 11:30 | 11:30 | 11.2076 | 60
2022-09-02 12:00 | 12:00 | 10.8622 | 60
2022-09-02 12:30 | 12:30 | 9.6146 | 60
2022-09-02 13:00 | 13:00 | 10.5505 | 60
2022-09-02 13:30 | 13:30 | 12.4245 | 60
2022-09-02 14:00 | 14:00 | 12.1195 | 60
2022-09-02 14:30 | 14:30 | 12.075 | 60
2022-09-02 15:00 | 15:00 | 13.1271 | 60
2022-09-02 15:30 | 15:30 | 14.2015 | 60
2022-09-02 16:00 | 16:00 | 15.6324 | 60
2022-09-02 16:30 | 16:30 | 17.4021 | 60
2022-09-02 17:00 | 17:00 | 18.625 | 60
2022-09-02 17:30 | 17:30 | 20.0789 | 60
2022-09-02 18:00 | 18:00 | 20.4396 | 60
2022-09-02 18:30 | 18:30 | 20.341 | 60
2022-09-02 19:00 | 19:00 | 19.8355 | 60
2022-09-02 19:30 | 19:30 | 19.288 | 60
2022-09-02 20:00 | 20:00 | 18.9653 | 60
2022-09-02 20:30 | 20:30 | 18.0778 | 60
2022-09-02 21:00 | 21:00 | 17.3871 | 60
2022-09-02 21:30 | 21:30 | 16.4423 | 60
2022-09-02 22:00 | 22:00 | 15.5507 | 60
2022-09-02 22:30 | 22:30 | 14.7755 | 60
2022-09-02 23:00 | 23:00 | 13.8539 | 60
2022-09-02 23:30 | 23:30 | 12.8579 | 60
2022-09-03 | 0:00 | 12.0963 | 60
2022-09-03 00:30 | 0:30 | 11.4726 | 60
2022-09-03 01:00 | 1:00 | 10.8435 | 60
2022-09-03 01:30 | 1:30 | 10.626 | 60
2022-09-03 02:00 | 2:00 | 10.3695 | 60
2022-09-03 02:30 | 2:30 | 10.2514 | 60
2022-09-03 03:00 | 3:00 | 10.1376 | 60
2022-09-03 03:30 | 3:30 | 9.9485 | 60
2022-09-03 04:00 | 4:00 | 10.1501 | 60
2022-09-03 04:30 | 4:30 | 10.4458 | 60
2022-09-03 05:00 | 5:00 | 10.5519 | 60
2022-09-03 05:30 | 5:30 | 10.9975 | 60
2022-09-03 06:00 | 6:00 | 11.5271 | 60
2022-09-03 06:30 | 6:30 | 12.2936 | 60
2022-09-03 07:00 | 7:00 | 12.0635 | 60
2022-09-03 07:30 | 7:30 | 9.9135 | 60
2022-09-03 08:00 | 8:00 | 13.5825 | 60
2022-09-03 08:30 | 8:30 | 15.5651 | 60
2022-09-03 09:00 | 9:00 | 13.9878 | 60
2022-09-03 09:30 | 9:30 | 12.0543 | 60
2022-09-03 10:00 | 10:00 | 11.7201 | 60
2022-09-03 10:30 | 10:30 | 13.6238 | 60
2022-09-03 11:00 | 11:00 | 10.738 | 60
2022-09-03 11:30 | 11:30 | 8.66 | 60
2022-09-03 12:00 | 12:00 | 6.1884 | 60
2022-09-03 12:30 | 12:30 | 7.805 | 60
2022-09-03 13:00 | 13:00 | 5.3726 | 60
2022-09-03 13:30 | 13:30 | 4.4711 | 60
2022-09-03 14:00 | 14:00 | 6.6777 | 60
2022-09-03 14:30 | 14:30 | 10.5325 | 60
2022-09-03 15:00 | 15:00 | 11.0878 | 60
2022-09-03 15:30 | 15:30 | 11.1114 | 60
2022-09-03 16:00 | 16:00 | 13.0078 | 60
2022-09-03 16:30 | 16:30 | 13.9093 | 60
2022-09-03 17:00 | 17:00 | 17.2655 | 60
2022-09-03 17:30 | 17:30 | 19.3907 | 60
2022-09-03 18:00 | 18:00 | 20.3603 | 60
2022-09-03 18:30 | 18:30 | 20.4719 | 60
2022-09-03 19:00 | 19:00 | 19.7248 | 60
2022-09-03 19:30 | 19:30 | 19.0869 | 60
2022-09-03 20:00 | 20:00 | 18.7069 | 60
2022-09-03 20:30 | 20:30 | 18.1151 | 60
2022-09-03 21:00 | 21:00 | 17.2865 | 60
2022-09-03 21:30 | 21:30 | 16.4331 | 60
2022-09-03 22:00 | 22:00 | 15.4558 | 60
2022-09-03 22:30 | 22:30 | 14.7551 | 60
2022-09-03 23:00 | 23:00 | 14.0078 | 60
2022-09-03 23:30 | 23:30 | 13.0186 | 60
2022-09-04 | 0:00 | 12.1091 | 60
2022-09-04 00:30 | 0:30 | 11.3696 | 60
2022-09-04 01:00 | 1:00 | 10.9434 | 60
2022-09-04 01:30 | 1:30 | 10.6817 | 60
2022-09-04 02:00 | 2:00 | 10.4271 | 60
2022-09-04 02:30 | 2:30 | 10.2211 | 60
2022-09-04 03:00 | 3:00 | 10.1712 | 60
2022-09-04 03:30 | 3:30 | 10.1666 | 60
2022-09-04 04:00 | 4:00 | 10.1155 | 60
2022-09-04 04:30 | 4:30 | 10.2592 | 60
2022-09-04 05:00 | 5:00 | 10.5082 | 60
2022-09-04 05:30 | 5:30 | 11.0211 | 60
2022-09-04 06:00 | 6:00 | 11.1999 | 60
2022-09-04 06:30 | 6:30 | 10.0616 | 60
2022-09-04 07:00 | 7:00 | 8.1093 | 60
2022-09-04 07:30 | 7:30 | 6.6903 | 60
2022-09-04 08:00 | 8:00 | 5.4496 | 60
2022-09-04 08:30 | 8:30 | 4.9558 | 60
2022-09-04 09:00 | 9:00 | 4.291 | 60
2022-09-04 09:30 | 9:30 | 6.2195 | 60
2022-09-04 10:00 | 10:00 | 3.8185 | 60
2022-09-04 10:30 | 10:30 | 2.976 | 60
2022-09-04 11:00 | 11:00 | 4.283 | 60
2022-09-04 11:30 | 11:30 | 3.0412 | 60
2022-09-04 12:00 | 12:00 | 3.1158 | 60
2022-09-04 12:30 | 12:30 | 4.5089 | 60
2022-09-04 13:00 | 13:00 | 3.9113 | 60
2022-09-04 13:30 | 13:30 | 3.4961 | 60
2022-09-04 14:00 | 14:00 | 4.1722 | 60
2022-09-04 14:30 | 14:30 | 7.0456 | 60
2022-09-04 15:00 | 15:00 | 7.2734 | 60
2022-09-04 15:30 | 15:30 | 10.727 | 60
2022-09-04 16:00 | 16:00 | 13.358 | 60
2022-09-04 16:30 | 16:30 | 15.7596 | 60
2022-09-04 17:00 | 17:00 | 18.2205 | 60
2022-09-04 17:30 | 17:30 | 20.5958 | 60
2022-09-04 18:00 | 18:00 | 21.8239 | 60
2022-09-04 18:30 | 18:30 | 21.8266 | 60
2022-09-04 19:00 | 19:00 | 21.2948 | 60
2022-09-04 19:30 | 19:30 | 20.6347 | 60
2022-09-04 20:00 | 20:00 | 20.1133 | 60
2022-09-04 20:30 | 20:30 | 18.8304 | 60
2022-09-04 21:00 | 21:00 | 17.8999 | 60
2022-09-04 21:30 | 21:30 | 16.8188 | 60
2022-09-04 22:00 | 22:00 | 15.5397 | 60
2022-09-04 22:30 | 22:30 | 14.421 | 60
2022-09-04 23:00 | 23:00 | 13.3996 | 60
2022-09-04 23:30 | 23:30 | 12.4563 | 60
2022-09-05 | 0:00 | 11.5645 | 60
2022-09-05 00:30 | 0:30 | 11.1528 | 60
2022-09-05 01:00 | 1:00 | 10.7424 | 60
2022-09-05 01:30 | 1:30 | 10.391 | 60
2022-09-05 02:00 | 2:00 | 10.3274 | 60
2022-09-05 02:30 | 2:30 | 10.2243 | 60
2022-09-05 03:00 | 3:00 | 10.1857 | 60
2022-09-05 03:30 | 3:30 | 10.3851 | 60
2022-09-05 04:00 | 4:00 | 10.6588 | 60
2022-09-05 04:30 | 4:30 | 11.4656 | 60
2022-09-05 05:00 | 5:00 | 12.691 | 60
2022-09-05 05:30 | 5:30 | 13.4718 | 60
2022-09-05 06:00 | 6:00 | 14.8898 | 60
2022-09-05 06:30 | 6:30 | 15.5761 | 60
2022-09-05 07:00 | 7:00 | 12.7376 | 60
2022-09-05 07:30 | 7:30 | 8.766 | 60
2022-09-05 08:00 | 8:00 | 5.7185 | 60
2022-09-05 08:30 | 8:30 | 3.5691 | 60
2022-09-05 09:00 | 9:00 | 3.0507 | 60
2022-09-05 09:30 | 9:30 | 3.6094 | 60
2022-09-05 10:00 | 10:00 | 3.0909 | 60
2022-09-05 10:30 | 10:30 | 3.5686 | 60
2022-09-05 11:00 | 11:00 | 3.4581 | 60
2022-09-05 11:30 | 11:30 | 4.1735 | 60
2022-09-05 12:00 | 12:00 | 4.6056 | 60
2022-09-05 12:30 | 12:30 | 3.3557 | 60
2022-09-05 13:00 | 13:00 | 4.914 | 60
2022-09-05 13:30 | 13:30 | 3.5964 | 60
2022-09-05 14:00 | 14:00 | 3.0685 | 60
2022-09-05 14:30 | 14:30 | 6.3802 | 60
2022-09-05 15:00 | 15:00 | 9.3378 | 60
2022-09-05 15:30 | 15:30 | 11.0321 | 60
2022-09-05 16:00 | 16:00 | 13.64 | 60
2022-09-05 16:30 | 16:30 | 15.7533 | 60
2022-09-05 17:00 | 17:00 | 18.8942 | 60
2022-09-05 17:30 | 17:30 | 21.9364 | 60
2022-09-05 18:00 | 18:00 | 23.6765 | 60
2022-09-05 18:30 | 18:30 | 23.7604 | 60
2022-09-05 19:00 | 19:00 | 23.022 | 60
2022-09-05 19:30 | 19:30 | 22.1239 | 60
2022-09-05 20:00 | 20:00 | 21.4167 | 60
2022-09-05 20:30 | 20:30 | 20.1112 | 60
2022-09-05 21:00 | 21:00 | 18.8778 | 60
2022-09-05 21:30 | 21:30 | 17.3113 | 60
2022-09-05 22:00 | 22:00 | 15.7047 | 60
2022-09-05 22:30 | 22:30 | 14.7588 | 60
2022-09-05 23:00 | 23:00 | 13.5553 | 60
2022-09-05 23:30 | 23:30 | 12.4733 | 60
2022-09-06 | 0:00 | 11.8582 | 60
2022-09-06 00:30 | 0:30 | 11.1705 | 60
2022-09-06 01:00 | 1:00 | 10.8337 | 60
2022-09-06 01:30 | 1:30 | 10.5855 | 60
2022-09-06 02:00 | 2:00 | 10.3842 | 60
2022-09-06 02:30 | 2:30 | 10.312 | 60
2022-09-06 03:00 | 3:00 | 10.2101 | 60
2022-09-06 03:30 | 3:30 | 10.341 | 60
2022-09-06 04:00 | 4:00 | 10.6831 | 60
2022-09-06 04:30 | 4:30 | 11.385 | 60
2022-09-06 05:00 | 5:00 | 12.3692 | 60
2022-09-06 05:30 | 5:30 | 13.4062 | 60
2022-09-06 06:00 | 6:00 | 14.8444 | 60
2022-09-06 06:30 | 6:30 | 14.7491 | 60
2022-09-06 07:00 | 7:00 | 13.9763 | 60
2022-09-06 07:30 | 7:30 | 10.7509 | 60
2022-09-06 08:00 | 8:00 | 5.8667 | 60
2022-09-06 08:30 | 8:30 | 4.0944 | 60
2022-09-06 09:00 | 9:00 | 3.2421 | 60
2022-09-06 09:30 | 9:30 | 4.0972 | 60
2022-09-06 10:00 | 10:00 | 4.6164 | 60
2022-09-06 10:30 | 10:30 | 5.3896 | 60
2022-09-06 11:00 | 11:00 | 4.7161 | 60
2022-09-06 11:30 | 11:30 | 5.21 | 60
2022-09-06 12:00 | 12:00 | 4.2342 | 60
2022-09-06 12:30 | 12:30 | 4.6923 | 60
2022-09-06 13:00 | 13:00 | 4.3416 | 60
2022-09-06 13:30 | 13:30 | 4.2443 | 60
2022-09-06 14:00 | 14:00 | 3.6859 | 60
2022-09-06 14:30 | 14:30 | 3.4198 | 60
2022-09-06 15:00 | 15:00 | 5.6202 | 60
2022-09-06 15:30 | 15:30 | 9.9909 | 60
2022-09-06 16:00 | 16:00 | 12.0041 | 60
2022-09-06 16:30 | 16:30 | 13.2364 | 60
2022-09-06 17:00 | 17:00 | 17.8983 | 60
2022-09-06 17:30 | 17:30 | 20.9949 | 60
2022-09-06 18:00 | 18:00 | 22.6991 | 60
2022-09-06 18:30 | 18:30 | 22.9453 | 60
2022-09-06 19:00 | 19:00 | 22.3592 | 60
2022-09-06 19:30 | 19:30 | 21.7446 | 60
2022-09-06 20:00 | 20:00 | 21.002 | 60
2022-09-06 20:30 | 20:30 | 19.7871 | 60
2022-09-06 21:00 | 21:00 | 18.5914 | 60
2022-09-06 21:30 | 21:30 | 17.1508 | 60
2022-09-06 22:00 | 22:00 | 15.8154 | 60
2022-09-06 22:30 | 22:30 | 14.6028 | 60
2022-09-06 23:00 | 23:00 | 13.4502 | 60
2022-09-06 23:30 | 23:30 | 12.413 | 60
2022-09-07 | 0:00 | 11.5291 | 60
2022-09-07 00:30 | 0:30 | 11.0625 | 60
2022-09-07 01:00 | 1:00 | 10.686 | 60
2022-09-07 01:30 | 1:30 | 10.5748 | 60
2022-09-07 02:00 | 2:00 | 10.3828 | 60
2022-09-07 02:30 | 2:30 | 10.3168 | 60
2022-09-07 03:00 | 3:00 | 10.2602 | 60
2022-09-07 03:30 | 3:30 | 10.4941 | 60
2022-09-07 04:00 | 4:00 | 10.9159 | 60
2022-09-07 04:30 | 4:30 | 11.5588 | 60
2022-09-07 05:00 | 5:00 | 12.603 | 60
2022-09-07 05:30 | 5:30 | 13.46 | 60
2022-09-07 06:00 | 6:00 | 14.9997 | 60
2022-09-07 06:30 | 6:30 | 13.8581 | 60
2022-09-07 07:00 | 7:00 | 11.0931 | 60
2022-09-07 07:30 | 7:30 | 8.272 | 60
2022-09-07 08:00 | 8:00 | 5.1147 | 60
2022-09-07 08:30 | 8:30 | 3.3032 | 60
2022-09-07 09:00 | 9:00 | 3.7941 | 60
2022-09-07 09:30 | 9:30 | 4.4226 | 60
2022-09-07 10:00 | 10:00 | 4.5219 | 60
2022-09-07 10:30 | 10:30 | 5.219 | 60
2022-09-07 11:00 | 11:00 | 4.1363 | 60
2022-09-07 11:30 | 11:30 | 4.6902 | 60
2022-09-07 12:00 | 12:00 | 3.6292 | 60
2022-09-07 12:30 | 12:30 | 3.371 | 60
2022-09-07 13:00 | 13:00 | 3.5984 | 60
2022-09-07 13:30 | 13:30 | 3.6184 | 60
2022-09-07 14:00 | 14:00 | 4.0049 | 60
2022-09-07 14:30 | 14:30 | 6.9838 | 60
2022-09-07 15:00 | 15:00 | 7.6649 | 60
2022-09-07 15:30 | 15:30 | 9.7165 | 60
2022-09-07 16:00 | 16:00 | 9.094 | 60
2022-09-07 16:30 | 16:30 | 13.5709 | 60
2022-09-07 17:00 | 17:00 | 18.0236 | 60
2022-09-07 17:30 | 17:30 | 20.2698 | 60
2022-09-07 18:00 | 18:00 | 21.7968 | 60
2022-09-07 18:30 | 18:30 | 21.8973 | 60
2022-09-07 19:00 | 19:00 | 21.3935 | 60
2022-09-07 19:30 | 19:30 | 21.0841 | 60
2022-09-07 20:00 | 20:00 | 20.5725 | 60
2022-09-07 20:30 | 20:30 | 19.2953 | 60
2022-09-07 21:00 | 21:00 | 18.0556 | 60
2022-09-07 21:30 | 21:30 | 16.8783 | 60
2022-09-07 22:00 | 22:00 | 15.6215 | 60
2022-09-07 22:30 | 22:30 | 14.3843 | 60
2022-09-07 23:00 | 23:00 | 13.0057 | 60
2022-09-07 23:30 | 23:30 | 12.1789 | 60
2022-09-08 | 0:00 | 11.4252 | 60
2022-09-08 00:30 | 0:30 | 10.8463 | 60
2022-09-08 01:00 | 1:00 | 10.579 | 60
2022-09-08 01:30 | 1:30 | 10.334 | 60
2022-09-08 02:00 | 2:00 | 10.0359 | 60
2022-09-08 02:30 | 2:30 | 10.0332 | 60
2022-09-08 03:00 | 3:00 | 9.989 | 60
2022-09-08 03:30 | 3:30 | 10.1987 | 60
2022-09-08 04:00 | 4:00 | 10.7035 | 60
2022-09-08 04:30 | 4:30 | 11.3601 | 60
2022-09-08 05:00 | 5:00 | 12.0087 | 60
2022-09-08 05:30 | 5:30 | 13.0926 | 60
2022-09-08 06:00 | 6:00 | 13.5101 | 60
2022-09-08 06:30 | 6:30 | 14.7963 | 60
2022-09-08 07:00 | 7:00 | 11.747 | 60
2022-09-08 07:30 | 7:30 | 8.5854 | 60
2022-09-08 08:00 | 8:00 | 6.9015 | 60
2022-09-08 08:30 | 8:30 | 7.0269 | 60
2022-09-08 09:00 | 9:00 | 9.2169 | 60
2022-09-08 09:30 | 9:30 | 4.1313 | 60
2022-09-08 10:00 | 10:00 | 3.3725 | 60
2022-09-08 10:30 | 10:30 | 3.8597 | 60
2022-09-08 11:00 | 11:00 | 8.5936 | 60
2022-09-08 11:30 | 11:30 | 5.4394 | 60
2022-09-08 12:00 | 12:00 | 3.7066 | 60
2022-09-08 12:30 | 12:30 | 3.9114 | 60
2022-09-08 13:00 | 13:00 | 4.4006 | 60
2022-09-08 13:30 | 13:30 | 8.4615 | 60
2022-09-08 14:00 | 14:00 | 6.0779 | 60
2022-09-08 14:30 | 14:30 | 10.0323 | 60
2022-09-08 15:00 | 15:00 | 11.5066 | 60
2022-09-08 15:30 | 15:30 | 13.106 | 60
2022-09-08 16:00 | 16:00 | 15.4617 | 60
2022-09-08 16:30 | 16:30 | 17.3103 | 60
2022-09-08 17:00 | 17:00 | 20.3648 | 60
2022-09-08 17:30 | 17:30 | 22.5037 | 60
2022-09-08 18:00 | 18:00 | 21.4406 | 60
2022-09-08 18:30 | 18:30 | 21.627 | 60
2022-09-08 19:00 | 19:00 | 21.0172 | 60
2022-09-08 19:30 | 19:30 | 20.4316 | 60
2022-09-08 20:00 | 20:00 | 19.8057 | 60
2022-09-08 20:30 | 20:30 | 18.7487 | 60
2022-09-08 21:00 | 21:00 | 17.7825 | 60
2022-09-08 21:30 | 21:30 | 16.2745 | 60
2022-09-08 22:00 | 22:00 | 15.1756 | 60
2022-09-08 22:30 | 22:30 | 14.1243 | 60
2022-09-08 23:00 | 23:00 | 12.9816 | 60
2022-09-08 23:30 | 23:30 | 11.9935 | 60
2022-09-09 | 0:00 | 11.244 | 60
2022-09-09 00:30 | 0:30 | 10.7514 | 60
2022-09-09 01:00 | 1:00 | 10.3413 | 60
2022-09-09 01:30 | 1:30 | 10.0514 | 60
2022-09-09 02:00 | 2:00 | 9.9461 | 60
2022-09-09 02:30 | 2:30 | 9.8982 | 60
2022-09-09 03:00 | 3:00 | 9.9023 | 60
2022-09-09 03:30 | 3:30 | 9.8657 | 60
2022-09-09 04:00 | 4:00 | 10.192 | 60
2022-09-09 04:30 | 4:30 | 10.7421 | 60
2022-09-09 05:00 | 5:00 | 11.4828 | 60
2022-09-09 05:30 | 5:30 | 12.3095 | 60
2022-09-09 06:00 | 6:00 | 13.3414 | 60
2022-09-09 06:30 | 6:30 | 13.7269 | 60
2022-09-09 07:00 | 7:00 | 16.085 | 60
2022-09-09 07:30 | 7:30 | 17.4215 | 60
2022-09-09 08:00 | 8:00 | 17.4814 | 60
2022-09-09 08:30 | 8:30 | 15.1027 | 60
2022-09-09 09:00 | 9:00 | 13.9208 | 60
2022-09-09 09:30 | 9:30 | 15.385 | 60
2022-09-09 10:00 | 10:00 | 14.25 | 60
2022-09-09 10:30 | 10:30 | 11.6219 | 60
2022-09-09 11:00 | 11:00 | 10.7273 | 60
2022-09-09 11:30 | 11:30 | 7.2699 | 60
2022-09-09 12:00 | 12:00 | 5.9253 | 60
2022-09-09 12:30 | 12:30 | 5.0542 | 60
2022-09-09 13:00 | 13:00 | 3.1774 | 60
2022-09-09 13:30 | 13:30 | 3.8481 | 60
2022-09-09 14:00 | 14:00 | 3.3748 | 60
2022-09-09 14:30 | 14:30 | 4.4113 | 60
2022-09-09 15:00 | 15:00 | 8.1923 | 60
2022-09-09 15:30 | 15:30 | 9.3831 | 60
2022-09-09 16:00 | 16:00 | 12.3491 | 60
2022-09-09 16:30 | 16:30 | 15.2253 | 60
2022-09-09 17:00 | 17:00 | 17.2323 | 60
2022-09-09 17:30 | 17:30 | 18.6583 | 60
2022-09-09 18:00 | 18:00 | 20.0725 | 60
2022-09-09 18:30 | 18:30 | 20.5332 | 60
2022-09-09 19:00 | 19:00 | 19.9886 | 60
2022-09-09 19:30 | 19:30 | 19.3905 | 60
2022-09-09 20:00 | 20:00 | 18.7279 | 60
2022-09-09 20:30 | 20:30 | 17.8871 | 60
2022-09-09 21:00 | 21:00 | 17.1077 | 60
2022-09-09 21:30 | 21:30 | 16.099 | 60
2022-09-09 22:00 | 22:00 | 15.2029 | 60
2022-09-09 22:30 | 22:30 | 14.1689 | 60
2022-09-09 23:00 | 23:00 | 13.1556 | 60
2022-09-09 23:30 | 23:30 | 12.2566 | 60
2022-09-10 | 0:00 | 11.4625 | 60
2022-09-10 00:30 | 0:30 | 10.9254 | 60
2022-09-10 01:00 | 1:00 | 10.5378 | 60
2022-09-10 01:30 | 1:30 | 10.204 | 60
2022-09-10 02:00 | 2:00 | 9.8947 | 60
2022-09-10 02:30 | 2:30 | 9.6922 | 60
2022-09-10 03:00 | 3:00 | 9.747 | 60
2022-09-10 03:30 | 3:30 | 9.7492 | 60
2022-09-10 04:00 | 4:00 | 9.9267 | 60
2022-09-10 04:30 | 4:30 | 9.9846 | 60
2022-09-10 05:00 | 5:00 | 10.2755 | 60
2022-09-10 05:30 | 5:30 | 10.6162 | 60
2022-09-10 06:00 | 6:00 | 10.7465 | 60
2022-09-10 06:30 | 6:30 | 9.184 | 60
2022-09-10 07:00 | 7:00 | 7.5459 | 60
2022-09-10 07:30 | 7:30 | 5.7801 | 60
2022-09-10 08:00 | 8:00 | 4.1952 | 60
2022-09-10 08:30 | 8:30 | 3.1783 | 60
2022-09-10 09:00 | 9:00 | 3.0919 | 60
2022-09-10 09:30 | 9:30 | 3.8651 | 60
2022-09-10 10:00 | 10:00 | 4.6431 | 60
2022-09-10 10:30 | 10:30 | 5.65 | 60
2022-09-10 11:00 | 11:00 | 4.1158 | 60
2022-09-10 11:30 | 11:30 | 3.7826 | 60
2022-09-10 12:00 | 12:00 | 3.2302 | 60
2022-09-10 12:30 | 12:30 | 3.5537 | 60
2022-09-10 13:00 | 13:00 | 3.8409 | 60
2022-09-10 13:30 | 13:30 | 3.2824 | 60
2022-09-10 14:00 | 14:00 | 4.0814 | 60
2022-09-10 14:30 | 14:30 | 4.9522 | 60
2022-09-10 15:00 | 15:00 | 4.3813 | 60
2022-09-10 15:30 | 15:30 | 6.1613 | 60
2022-09-10 16:00 | 16:00 | 8.4442 | 60
2022-09-10 16:30 | 16:30 | 11.9518 | 60
2022-09-10 17:00 | 17:00 | 15.2045 | 60
2022-09-10 17:30 | 17:30 | 17.3365 | 60
2022-09-10 18:00 | 18:00 | 18.4801 | 60
2022-09-10 18:30 | 18:30 | 18.6695 | 60
2022-09-10 19:00 | 19:00 | 17.9379 | 60
2022-09-10 19:30 | 19:30 | 17.2484 | 60
2022-09-10 20:00 | 20:00 | 16.9286 | 60
2022-09-10 20:30 | 20:30 | 16.3843 | 60
2022-09-10 21:00 | 21:00 | 15.7433 | 60
2022-09-10 21:30 | 21:30 | 14.8234 | 60
2022-09-10 22:00 | 22:00 | 14.3841 | 60
2022-09-10 22:30 | 22:30 | 13.9587 | 60
2022-09-10 23:00 | 23:00 | 13.067 | 60
2022-09-10 23:30 | 23:30 | 12.0417 | 60
2022-09-11 | 0:00 | 11.4515 | 60
2022-09-11 00:30 | 0:30 | 10.7731 | 60
2022-09-11 01:00 | 1:00 | 10.3398 | 60
2022-09-11 01:30 | 1:30 | 10.0522 | 60
2022-09-11 02:00 | 2:00 | 10.0452 | 60
2022-09-11 02:30 | 2:30 | 9.6985 | 60
2022-09-11 03:00 | 3:00 | 9.6985 | 60
2022-09-11 03:30 | 3:30 | 9.6359 | 60
2022-09-11 04:00 | 4:00 | 9.6426 | 60
2022-09-11 04:30 | 4:30 | 9.8298 | 60
2022-09-11 05:00 | 5:00 | 9.9739 | 60
2022-09-11 05:30 | 5:30 | 10.1225 | 60
2022-09-11 06:00 | 6:00 | 10.002 | 60
2022-09-11 06:30 | 6:30 | 8.9489 | 60
2022-09-11 07:00 | 7:00 | 7.3059 | 60
2022-09-11 07:30 | 7:30 | 6.6248 | 60
2022-09-11 08:00 | 8:00 | 4.2475 | 60
2022-09-11 08:30 | 8:30 | 3.4082 | 60
2022-09-11 09:00 | 9:00 | 3.4413 | 60
2022-09-11 09:30 | 9:30 | 4.1041 | 60
2022-09-11 10:00 | 10:00 | 4.8608 | 60
2022-09-11 10:30 | 10:30 | 5.3357 | 60
2022-09-11 11:00 | 11:00 | 5.4083 | 60
2022-09-11 11:30 | 11:30 | 5.3422 | 60
2022-09-11 12:00 | 12:00 | 6.0925 | 60
2022-09-11 12:30 | 12:30 | 5.9826 | 60
2022-09-11 13:00 | 13:00 | 5.4718 | 60
2022-09-11 13:30 | 13:30 | 4.4772 | 60
2022-09-11 14:00 | 14:00 | 3.3503 | 60
2022-09-11 14:30 | 14:30 | 3.0173 | 60
2022-09-11 15:00 | 15:00 | 3.9316 | 60
2022-09-11 15:30 | 15:30 | 7.031 | 60
2022-09-11 16:00 | 16:00 | 11.1965 | 60
2022-09-11 16:30 | 16:30 | 14.4649 | 60
2022-09-11 17:00 | 17:00 | 16.8975 | 60
2022-09-11 17:30 | 17:30 | 19.7026 | 60
2022-09-11 18:00 | 18:00 | 21.1108 | 60
2022-09-11 18:30 | 18:30 | 21.0563 | 60
2022-09-11 19:00 | 19:00 | 20.2024 | 60
2022-09-11 19:30 | 19:30 | 19.0878 | 60
2022-09-11 20:00 | 20:00 | 18.4105 | 60
2022-09-11 20:30 | 20:30 | 17.4541 | 60
2022-09-11 21:00 | 21:00 | 16.3602 | 60
2022-09-11 21:30 | 21:30 | 15.0279 | 60
2022-09-11 22:00 | 22:00 | 13.9089 | 60
2022-09-11 22:30 | 22:30 | 13.2303 | 60
2022-09-11 23:00 | 23:00 | 12.1773 | 60
2022-09-11 23:30 | 23:30 | 11.5518 | 60
2022-09-12 | 0:00 | 10.7247 | 60
2022-09-12 00:30 | 0:30 | 10.2718 | 60
2022-09-12 01:00 | 1:00 | 9.9045 | 60
2022-09-12 01:30 | 1:30 | 9.7325 | 60
2022-09-12 02:00 | 2:00 | 9.6022 | 60
2022-09-12 02:30 | 2:30 | 9.5075 | 60
2022-09-12 03:00 | 3:00 | 9.5335 | 60
2022-09-12 03:30 | 3:30 | 9.6408 | 60
2022-09-12 04:00 | 4:00 | 9.8979 | 60
2022-09-12 04:30 | 4:30 | 10.2955 | 60
2022-09-12 05:00 | 5:00 | 10.9981 | 60
2022-09-12 05:30 | 5:30 | 11.7505 | 60
2022-09-12 06:00 | 6:00 | 12.6369 | 60
2022-09-12 06:30 | 6:30 | 13.0316 | 60
2022-09-12 07:00 | 7:00 | 13.3972 | 60
2022-09-12 07:30 | 7:30 | 12.0851 | 60
2022-09-12 08:00 | 8:00 | 11.2655 | 60
2022-09-12 08:30 | 8:30 | 10.7469 | 60
2022-09-12 09:00 | 9:00 | 11.966 | 60
2022-09-12 09:30 | 9:30 | 9.3594 | 60
2022-09-12 10:00 | 10:00 | 7.3927 | 60
2022-09-12 10:30 | 10:30 | 3.9306 | 60
2022-09-12 11:00 | 11:00 | 4.2211 | 60
2022-09-12 11:30 | 11:30 | 4.2431 | 60
2022-09-12 12:00 | 12:00 | 3.9938 | 60
2022-09-12 12:30 | 12:30 | 3.4988 | 60
2022-09-12 13:00 | 13:00 | 3.7232 | 60
2022-09-12 13:30 | 13:30 | 4.0211 | 60
2022-09-12 14:00 | 14:00 | 3.48 | 60
2022-09-12 14:30 | 14:30 | 5.3916 | 60
2022-09-12 15:00 | 15:00 | 6.279 | 60
2022-09-12 15:30 | 15:30 | 7.1075 | 60
2022-09-12 16:00 | 16:00 | 8.3964 | 60
2022-09-12 16:30 | 16:30 | 12.8051 | 60
2022-09-12 17:00 | 17:00 | 16.4872 | 60
2022-09-12 17:30 | 17:30 | 19.3132 | 60
2022-09-12 18:00 | 18:00 | 21.1384 | 60
2022-09-12 18:30 | 18:30 | 21.3036 | 60
2022-09-12 19:00 | 19:00 | 20.5963 | 60
2022-09-12 19:30 | 19:30 | 19.7798 | 60
2022-09-12 20:00 | 20:00 | 19.0424 | 60
2022-09-12 20:30 | 20:30 | 17.8108 | 60
2022-09-12 21:00 | 21:00 | 16.7099 | 60
2022-09-12 21:30 | 21:30 | 15.6348 | 60
2022-09-12 22:00 | 22:00 | 14.2776 | 60
2022-09-12 22:30 | 22:30 | 13.3314 | 60
2022-09-12 23:00 | 23:00 | 12.3766 | 60
2022-09-12 23:30 | 23:30 | 11.4842 | 60
2022-09-13 | 0:00 | 10.8991 | 60
2022-09-13 00:30 | 0:30 | 10.2316 | 60
2022-09-13 01:00 | 1:00 | 9.9968 | 60
2022-09-13 01:30 | 1:30 | 9.9525 | 60
2022-09-13 02:00 | 2:00 | 9.7185 | 60
2022-09-13 02:30 | 2:30 | 9.6974 | 60
2022-09-13 03:00 | 3:00 | 9.7371 | 60
2022-09-13 03:30 | 3:30 | 9.8601 | 60
2022-09-13 04:00 | 4:00 | 10.1772 | 60
2022-09-13 04:30 | 4:30 | 10.7424 | 60
2022-09-13 05:00 | 5:00 | 11.5892 | 60
2022-09-13 05:30 | 5:30 | 12.4195 | 60
2022-09-13 06:00 | 6:00 | 12.8079 | 60
2022-09-13 06:30 | 6:30 | 11.5731 | 60
2022-09-13 07:00 | 7:00 | 9.3315 | 60
2022-09-13 07:30 | 7:30 | 6.4503 | 60
2022-09-13 08:00 | 8:00 | 4.0866 | 60
2022-09-13 08:30 | 8:30 | 3.1366 | 60
2022-09-13 09:00 | 9:00 | 3.9208 | 60
2022-09-13 09:30 | 9:30 | 5.2668 | 60
2022-09-13 10:00 | 10:00 | 6.4055 | 60
2022-09-13 10:30 | 10:30 | 7.1064 | 60
2022-09-13 11:00 | 11:00 | 7.6875 | 60
2022-09-13 11:30 | 11:30 | 8.0765 | 60
2022-09-13 12:00 | 12:00 | 7.8567 | 60
2022-09-13 12:30 | 12:30 | 7.5406 | 60
2022-09-13 13:00 | 13:00 | 6.6969 | 60
2022-09-13 13:30 | 13:30 | 4.7385 | 60
2022-09-13 14:00 | 14:00 | 4.3915 | 60
2022-09-13 14:30 | 14:30 | 3.2611 | 60
2022-09-13 15:00 | 15:00 | 3.8541 | 60
2022-09-13 15:30 | 15:30 | 6.3495 | 60
2022-09-13 16:00 | 16:00 | 9.6251 | 60
2022-09-13 16:30 | 16:30 | 13.0479 | 60
2022-09-13 17:00 | 17:00 | 16.4947 | 60
2022-09-13 17:30 | 17:30 | 19.1908 | 60
2022-09-13 18:00 | 18:00 | 21.0956 | 60
2022-09-13 18:30 | 18:30 | 21.2315 | 60
2022-09-13 19:00 | 19:00 | 20.3362 | 60
2022-09-13 19:30 | 19:30 | 19.5489 | 60
2022-09-13 20:00 | 20:00 | 18.8862 | 60
2022-09-13 20:30 | 20:30 | 17.9986 | 60
2022-09-13 21:00 | 21:00 | 16.95 | 60
2022-09-13 21:30 | 21:30 | 15.6234 | 60
2022-09-13 22:00 | 22:00 | 14.3098 | 60
2022-09-13 22:30 | 22:30 | 13.3749 | 60
2022-09-13 23:00 | 23:00 | 12.4675 | 60
2022-09-13 23:30 | 23:30 | 11.5344 | 60
2022-09-14 | 0:00 | 10.882 | 60
2022-09-14 00:30 | 0:30 | 10.2916 | 60
2022-09-14 01:00 | 1:00 | 10.0581 | 60
2022-09-14 01:30 | 1:30 | 9.8238 | 60
2022-09-14 02:00 | 2:00 | 9.6928 | 60
2022-09-14 02:30 | 2:30 | 9.5573 | 60
2022-09-14 03:00 | 3:00 | 9.5621 | 60
2022-09-14 03:30 | 3:30 | 9.5779 | 60
2022-09-14 04:00 | 4:00 | 10.008 | 60
2022-09-14 04:30 | 4:30 | 10.5295 | 60
2022-09-14 05:00 | 5:00 | 11.2648 | 60
2022-09-14 05:30 | 5:30 | 11.9345 | 60
2022-09-14 06:00 | 6:00 | 12.3267 | 60
2022-09-14 06:30 | 6:30 | 11.0636 | 60
2022-09-14 07:00 | 7:00 | 9.049 | 60
2022-09-14 07:30 | 7:30 | 6.4096 | 60
2022-09-14 08:00 | 8:00 | 4.0129 | 60
2022-09-14 08:30 | 8:30 | 3.2671 | 60
2022-09-14 09:00 | 9:00 | 3.9914 | 60
2022-09-14 09:30 | 9:30 | 5.2507 | 60
2022-09-14 10:00 | 10:00 | 6.2412 | 60
2022-09-14 10:30 | 10:30 | 7.1387 | 60
2022-09-14 11:00 | 11:00 | 6.8982 | 60
2022-09-14 11:30 | 11:30 | 4.5134 | 60
2022-09-14 12:00 | 12:00 | 4.8296 | 60
2022-09-14 12:30 | 12:30 | 4.1817 | 60
2022-09-14 13:00 | 13:00 | 3.9226 | 60
2022-09-14 13:30 | 13:30 | 4.0744 | 60
2022-09-14 14:00 | 14:00 | 3.0525 | 60
2022-09-14 14:30 | 14:30 | 4.4728 | 60
2022-09-14 15:00 | 15:00 | 4.95 | 60
2022-09-14 15:30 | 15:30 | 8.2971 | 60
2022-09-14 16:00 | 16:00 | 10.2862 | 60
2022-09-14 16:30 | 16:30 | 12.6856 | 60
2022-09-14 17:00 | 17:00 | 16.3094 | 60
2022-09-14 17:30 | 17:30 | 19.1736 | 60
2022-09-14 18:00 | 18:00 | 20.6927 | 60
2022-09-14 18:30 | 18:30 | 21.0766 | 60
2022-09-14 19:00 | 19:00 | 20.4194 | 60
2022-09-14 19:30 | 19:30 | 19.7013 | 60
2022-09-14 20:00 | 20:00 | 19.2001 | 60
2022-09-14 20:30 | 20:30 | 17.8818 | 60
2022-09-14 21:00 | 21:00 | 17.0444 | 60
2022-09-14 21:30 | 21:30 | 15.6374 | 60
2022-09-14 22:00 | 22:00 | 14.4512 | 60
2022-09-14 22:30 | 22:30 | 13.6403 | 60
2022-09-14 23:00 | 23:00 | 12.4245 | 60
2022-09-14 23:30 | 23:30 | 11.503 | 60
2022-09-15 | 0:00 | 10.9109 | 60
2022-09-15 00:30 | 0:30 | 10.2961 | 60
2022-09-15 01:00 | 1:00 | 10.0428 | 60
2022-09-15 01:30 | 1:30 | 9.7554 | 60
2022-09-15 02:00 | 2:00 | 9.5809 | 60
2022-09-15 02:30 | 2:30 | 9.5399 | 60
2022-09-15 03:00 | 3:00 | 9.5577 | 60
2022-09-15 03:30 | 3:30 | 9.6484 | 60
2022-09-15 04:00 | 4:00 | 10.0228 | 60
2022-09-15 04:30 | 4:30 | 10.4234 | 60
2022-09-15 05:00 | 5:00 | 11.3559 | 60
2022-09-15 05:30 | 5:30 | 11.841 | 60
2022-09-15 06:00 | 6:00 | 12.4172 | 60
2022-09-15 06:30 | 6:30 | 12.4215 | 60
2022-09-15 07:00 | 7:00 | 11.1059 | 60
2022-09-15 07:30 | 7:30 | 6.8403 | 60
2022-09-15 08:00 | 8:00 | 4.6202 | 60
2022-09-15 08:30 | 8:30 | 6.3184 | 60
2022-09-15 09:00 | 9:00 | 4.7959 | 60
2022-09-15 09:30 | 9:30 | 3.9781 | 60
2022-09-15 10:00 | 10:00 | 5.4753 | 60
2022-09-15 10:30 | 10:30 | 5.0136 | 60
2022-09-15 11:00 | 11:00 | 8.7686 | 60
2022-09-15 11:30 | 11:30 | 10.7748 | 60
2022-09-15 12:00 | 12:00 | 8.1979 | 60
2022-09-15 12:30 | 12:30 | 8.1517 | 60
2022-09-15 13:00 | 13:00 | 7.2151 | 60
2022-09-15 13:30 | 13:30 | 3.6703 | 60
2022-09-15 14:00 | 14:00 | 7.3315 | 60
2022-09-15 14:30 | 14:30 | 10.8799 | 60
2022-09-15 15:00 | 15:00 | 9.9315 | 60
2022-09-15 15:30 | 15:30 | 11.2791 | 60
2022-09-15 16:00 | 16:00 | 14.0702 | 60
2022-09-15 16:30 | 16:30 | 16.1308 | 60
2022-09-15 17:00 | 17:00 | 17.7101 | 60
2022-09-15 17:30 | 17:30 | 19.3063 | 60
2022-09-15 18:00 | 18:00 | 20.044 | 60
2022-09-15 18:30 | 18:30 | 20.2173 | 60
2022-09-15 19:00 | 19:00 | 19.6225 | 60
2022-09-15 19:30 | 19:30 | 19.1861 | 60
2022-09-15 20:00 | 20:00 | 18.5652 | 60
2022-09-15 20:30 | 20:30 | 17.6788 | 60
2022-09-15 21:00 | 21:00 | 16.6663 | 60
2022-09-15 21:30 | 21:30 | 15.5189 | 60
2022-09-15 22:00 | 22:00 | 14.4244 | 60
2022-09-15 22:30 | 22:30 | 13.4634 | 60
2022-09-15 23:00 | 23:00 | 12.4164 | 60
2022-09-15 23:30 | 23:30 | 11.7148 | 60
2022-09-16 | 0:00 | 10.8852 | 60
2022-09-16 00:30 | 0:30 | 10.3349 | 60
2022-09-16 01:00 | 1:00 | 10.1762 | 60
2022-09-16 01:30 | 1:30 | 9.8128 | 60
2022-09-16 02:00 | 2:00 | 9.6893 | 60
2022-09-16 02:30 | 2:30 | 9.5 | 60
2022-09-16 03:00 | 3:00 | 9.5594 | 60
2022-09-16 03:30 | 3:30 | 9.554 | 60
2022-09-16 04:00 | 4:00 | 9.7793 | 60
2022-09-16 04:30 | 4:30 | 10.2545 | 60
2022-09-16 05:00 | 5:00 | 11.2157 | 60
2022-09-16 05:30 | 5:30 | 11.6853 | 60
2022-09-16 06:00 | 6:00 | 12.3336 | 60
2022-09-16 06:30 | 6:30 | 12.8825 | 60
2022-09-16 07:00 | 7:00 | 14.8238 | 60
2022-09-16 07:30 | 7:30 | 14.0315 | 60
2022-09-16 08:00 | 8:00 | 12.1493 | 60
2022-09-16 08:30 | 8:30 | 10.0047 | 60
2022-09-16 09:00 | 9:00 | 8.976 | 60
2022-09-16 09:30 | 9:30 | 8.2278 | 60
2022-09-16 10:00 | 10:00 | 8.6944 | 60
2022-09-16 10:30 | 10:30 | 8.1143 | 60
2022-09-16 11:00 | 11:00 | 8.4151 | 60
2022-09-16 11:30 | 11:30 | 10.216 | 60
2022-09-16 12:00 | 12:00 | 13.1508 | 60
2022-09-16 12:30 | 12:30 | 13.2737 | 60
2022-09-16 13:00 | 13:00 | 8.6806 | 60
2022-09-16 13:30 | 13:30 | 5.7385 | 60
2022-09-16 14:00 | 14:00 | 10.797 | 60
2022-09-16 14:30 | 14:30 | 9.9579 | 60
2022-09-16 15:00 | 15:00 | 10.7986 | 60
2022-09-16 15:30 | 15:30 | 11.5831 | 60
2022-09-16 16:00 | 16:00 | 13.6675 | 60
2022-09-16 16:30 | 16:30 | 13.444 | 60
2022-09-16 17:00 | 17:00 | 15.7626 | 60
2022-09-16 17:30 | 17:30 | 17.6175 | 60
2022-09-16 18:00 | 18:00 | 19.0654 | 60
2022-09-16 18:30 | 18:30 | 19.5392 | 60
2022-09-16 19:00 | 19:00 | 18.9932 | 60
2022-09-16 19:30 | 19:30 | 18.4406 | 60
2022-09-16 20:00 | 20:00 | 18.0453 | 60
2022-09-16 20:30 | 20:30 | 17.1792 | 60
2022-09-16 21:00 | 21:00 | 16.5888 | 60
2022-09-16 21:30 | 21:30 | 15.6085 | 60
2022-09-16 22:00 | 22:00 | 14.6993 | 60
2022-09-16 22:30 | 22:30 | 13.9289 | 60
2022-09-16 23:00 | 23:00 | 13.0899 | 60
2022-09-16 23:30 | 23:30 | 12.0456 | 60
2022-09-17 | 0:00 | 11.3799 | 60
2022-09-17 00:30 | 0:30 | 10.8308 | 60
2022-09-17 01:00 | 1:00 | 10.4464 | 60
2022-09-17 01:30 | 1:30 | 10.1274 | 60
2022-09-17 02:00 | 2:00 | 9.9733 | 60
2022-09-17 02:30 | 2:30 | 9.7264 | 60
2022-09-17 03:00 | 3:00 | 9.8036 | 60
2022-09-17 03:30 | 3:30 | 9.7126 | 60
2022-09-17 04:00 | 4:00 | 9.6693 | 60
2022-09-17 04:30 | 4:30 | 9.812 | 60
2022-09-17 05:00 | 5:00 | 10.1562 | 60
2022-09-17 05:30 | 5:30 | 10.4056 | 60
2022-09-17 06:00 | 6:00 | 10.9602 | 60
2022-09-17 06:30 | 6:30 | 12.0975 | 60
2022-09-17 07:00 | 7:00 | 10.8453 | 60
2022-09-17 07:30 | 7:30 | 9.2792 | 60
2022-09-17 08:00 | 8:00 | 10.7982 | 60
2022-09-17 08:30 | 8:30 | 9.2254 | 60
2022-09-17 09:00 | 9:00 | 5.5865 | 60
2022-09-17 09:30 | 9:30 | 3.827 | 60
2022-09-17 10:00 | 10:00 | 4.0214 | 60
2022-09-17 10:30 | 10:30 | 3.4321 | 60
2022-09-17 11:00 | 11:00 | 3.5566 | 60
2022-09-17 11:30 | 11:30 | 3.3679 | 60
2022-09-17 12:00 | 12:00 | 3.6564 | 60
2022-09-17 12:30 | 12:30 | 3.596 | 60
2022-09-17 13:00 | 13:00 | 3.7886 | 60
2022-09-17 13:30 | 13:30 | 3.6031 | 60
2022-09-17 14:00 | 14:00 | 3.0402 | 60
2022-09-17 14:30 | 14:30 | 3.7855 | 60
2022-09-17 15:00 | 15:00 | 5.7761 | 60
2022-09-17 15:30 | 15:30 | 9.8463 | 60
2022-09-17 16:00 | 16:00 | 10.2623 | 60
2022-09-17 16:30 | 16:30 | 13.4006 | 60
2022-09-17 17:00 | 17:00 | 15.973 | 60
2022-09-17 17:30 | 17:30 | 17.5249 | 60
2022-09-17 18:00 | 18:00 | 18.5872 | 60
2022-09-17 18:30 | 18:30 | 18.7119 | 60
2022-09-17 19:00 | 19:00 | 18.0017 | 60
2022-09-17 19:30 | 19:30 | 17.3425 | 60
2022-09-17 20:00 | 20:00 | 16.7726 | 60
2022-09-17 20:30 | 20:30 | 16.0489 | 60
2022-09-17 21:00 | 21:00 | 15.51 | 60
2022-09-17 21:30 | 21:30 | 14.8138 | 60
2022-09-17 22:00 | 22:00 | 13.9683 | 60
2022-09-17 22:30 | 22:30 | 13.5152 | 60
2022-09-17 23:00 | 23:00 | 12.5633 | 60
2022-09-17 23:30 | 23:30 | 11.6192 | 60
2022-09-18 | 0:00 | 11.014 | 60
2022-09-18 00:30 | 0:30 | 10.6161 | 60
2022-09-18 01:00 | 1:00 | 10.1504 | 60
2022-09-18 01:30 | 1:30 | 9.8413 | 60
2022-09-18 02:00 | 2:00 | 9.6883 | 60
2022-09-18 02:30 | 2:30 | 9.5281 | 60
2022-09-18 03:00 | 3:00 | 9.4436 | 60
2022-09-18 03:30 | 3:30 | 9.3138 | 60
2022-09-18 04:00 | 4:00 | 9.5049 | 60
2022-09-18 04:30 | 4:30 | 9.6079 | 60
2022-09-18 05:00 | 5:00 | 9.7981 | 60
2022-09-18 05:30 | 5:30 | 9.9457 | 60
2022-09-18 06:00 | 6:00 | 9.0166 | 60
2022-09-18 06:30 | 6:30 | 7.219 | 60
2022-09-18 07:00 | 7:00 | 5.7985 | 60
2022-09-18 07:30 | 7:30 | 5.1804 | 60
2022-09-18 08:00 | 8:00 | 3.6162 | 60
2022-09-18 08:30 | 8:30 | 3.4668 | 60
2022-09-18 09:00 | 9:00 | 3.6924 | 60
2022-09-18 09:30 | 9:30 | 4.0132 | 60
2022-09-18 10:00 | 10:00 | 5.4824 | 60
2022-09-18 10:30 | 10:30 | 6.0429 | 60
2022-09-18 11:00 | 11:00 | 6.4853 | 60
2022-09-18 11:30 | 11:30 | 6.6924 | 60
2022-09-18 12:00 | 12:00 | 6.7689 | 60
2022-09-18 12:30 | 12:30 | 6.3069 | 60
2022-09-18 13:00 | 13:00 | 5.4993 | 60
2022-09-18 13:30 | 13:30 | 5.011 | 60
2022-09-18 14:00 | 14:00 | 3.3194 | 60
2022-09-18 14:30 | 14:30 | 2.7846 | 60
2022-09-18 15:00 | 15:00 | 4.0361 | 60
2022-09-18 15:30 | 15:30 | 6.6853 | 60
2022-09-18 16:00 | 16:00 | 9.8653 | 60
2022-09-18 16:30 | 16:30 | 13.3418 | 60
2022-09-18 17:00 | 17:00 | 16.5671 | 60
2022-09-18 17:30 | 17:30 | 18.8069 | 60
2022-09-18 18:00 | 18:00 | 20.1335 | 60
2022-09-18 18:30 | 18:30 | 19.9033 | 60
2022-09-18 19:00 | 19:00 | 19.2297 | 60
2022-09-18 19:30 | 19:30 | 18.2661 | 60
2022-09-18 20:00 | 20:00 | 17.632 | 60
2022-09-18 20:30 | 20:30 | 16.6876 | 60
2022-09-18 21:00 | 21:00 | 15.8295 | 60
2022-09-18 21:30 | 21:30 | 14.6627 | 60
2022-09-18 22:00 | 22:00 | 13.6998 | 60
2022-09-18 22:30 | 22:30 | 13.0184 | 60
2022-09-18 23:00 | 23:00 | 12.2141 | 60
2022-09-18 23:30 | 23:30 | 11.3466 | 60
2022-09-19 | 0:00 | 10.7516 | 60
2022-09-19 00:30 | 0:30 | 10.2391 | 60
2022-09-19 01:00 | 1:00 | 9.8988 | 60
2022-09-19 01:30 | 1:30 | 9.6649 | 60
2022-09-19 02:00 | 2:00 | 9.6248 | 60
2022-09-19 02:30 | 2:30 | 9.4325 | 60
2022-09-19 03:00 | 3:00 | 9.426 | 60
2022-09-19 03:30 | 3:30 | 9.4314 | 60
2022-09-19 04:00 | 4:00 | 9.8037 | 60
2022-09-19 04:30 | 4:30 | 10.265 | 60
2022-09-19 05:00 | 5:00 | 10.9702 | 60
2022-09-19 05:30 | 5:30 | 11.4614 | 60
2022-09-19 06:00 | 6:00 | 11.0802 | 60
2022-09-19 06:30 | 6:30 | 8.9234 | 60
2022-09-19 07:00 | 7:00 | 6.6601 | 60
2022-09-19 07:30 | 7:30 | 4.5798 | 60
2022-09-19 08:00 | 8:00 | 3.3178 | 60
2022-09-19 08:30 | 8:30 | 3.4432 | 60
2022-09-19 09:00 | 9:00 | 4.3253 | 60
2022-09-19 09:30 | 9:30 | 5.4273 | 60
2022-09-19 10:00 | 10:00 | 6.2569 | 60
2022-09-19 10:30 | 10:30 | 6.9442 | 60
2022-09-19 11:00 | 11:00 | 7.332 | 60
2022-09-19 11:30 | 11:30 | 7.3182 | 60
2022-09-19 12:00 | 12:00 | 6.9907 | 60
2022-09-19 12:30 | 12:30 | 6.6505 | 60
2022-09-19 13:00 | 13:00 | 5.7449 | 60
2022-09-19 13:30 | 13:30 | 4.6499 | 60
2022-09-19 14:00 | 14:00 | 3.3401 | 60
2022-09-19 14:30 | 14:30 | 2.6622 | 60
2022-09-19 15:00 | 15:00 | 3.9158 | 60
2022-09-19 15:30 | 15:30 | 6.6988 | 60
2022-09-19 16:00 | 16:00 | 10.8401 | 60
2022-09-19 16:30 | 16:30 | 14.2268 | 60
2022-09-19 17:00 | 17:00 | 16.2857 | 60
2022-09-19 17:30 | 17:30 | 18.5122 | 60
2022-09-19 18:00 | 18:00 | 19.928 | 60
2022-09-19 18:30 | 18:30 | 20.2492 | 60
2022-09-19 19:00 | 19:00 | 19.5304 | 60
2022-09-19 19:30 | 19:30 | 18.5447 | 60
2022-09-19 20:00 | 20:00 | 17.9612 | 60
2022-09-19 20:30 | 20:30 | 16.7208 | 60
2022-09-19 21:00 | 21:00 | 15.6992 | 60
2022-09-19 21:30 | 21:30 | 14.7678 | 60
2022-09-19 22:00 | 22:00 | 14.0178 | 60
2022-09-19 22:30 | 22:30 | 13.2022 | 60
2022-09-19 23:00 | 23:00 | 12.3417 | 60
2022-09-19 23:30 | 23:30 | 11.5064 | 60
2022-09-20 | 0:00 | 10.6808 | 60
2022-09-20 00:30 | 0:30 | 10.2442 | 60
2022-09-20 01:00 | 1:00 | 9.9469 | 60
2022-09-20 01:30 | 1:30 | 9.7328 | 60
2022-09-20 02:00 | 2:00 | 9.472 | 60
2022-09-20 02:30 | 2:30 | 9.5485 | 60
2022-09-20 03:00 | 3:00 | 9.6605 | 60
2022-09-20 03:30 | 3:30 | 9.5638 | 60
2022-09-20 04:00 | 4:00 | 9.8714 | 60
2022-09-20 04:30 | 4:30 | 10.2571 | 60
2022-09-20 05:00 | 5:00 | 10.9368 | 60
2022-09-20 05:30 | 5:30 | 11.4198 | 60
2022-09-20 06:00 | 6:00 | 10.974 | 60
2022-09-20 06:30 | 6:30 | 9.0106 | 60
2022-09-20 07:00 | 7:00 | 6.6479 | 60
2022-09-20 07:30 | 7:30 | 4.5335 | 60
2022-09-20 08:00 | 8:00 | 3.3669 | 60
2022-09-20 08:30 | 8:30 | 3.6592 | 60
2022-09-20 09:00 | 9:00 | 4.7789 | 60
2022-09-20 09:30 | 9:30 | 6.1562 | 60
2022-09-20 10:00 | 10:00 | 6.8138 | 60
2022-09-20 10:30 | 10:30 | 7.3865 | 60
2022-09-20 11:00 | 11:00 | 7.4236 | 60
2022-09-20 11:30 | 11:30 | 7.342 | 60
2022-09-20 12:00 | 12:00 | 7.4403 | 60
2022-09-20 12:30 | 12:30 | 7.0255 | 60
2022-09-20 13:00 | 13:00 | 6.1771 | 60
2022-09-20 13:30 | 13:30 | 5.0382 | 60
2022-09-20 14:00 | 14:00 | 3.8106 | 60
2022-09-20 14:30 | 14:30 | 3.0663 | 60
2022-09-20 15:00 | 15:00 | 4.7241 | 60
2022-09-20 15:30 | 15:30 | 7.5127 | 60
2022-09-20 16:00 | 16:00 | 10.9651 | 60
2022-09-20 16:30 | 16:30 | 13.349 | 60
2022-09-20 17:00 | 17:00 | 16.1931 | 60
2022-09-20 17:30 | 17:30 | 18.3814 | 60
2022-09-20 18:00 | 18:00 | 19.6504 | 60
2022-09-20 18:30 | 18:30 | 19.9807 | 60
2022-09-20 19:00 | 19:00 | 19.4947 | 60
2022-09-20 19:30 | 19:30 | 18.7692 | 60
2022-09-20 20:00 | 20:00 | 18.0802 | 60
2022-09-20 20:30 | 20:30 | 17.0333 | 60
2022-09-20 21:00 | 21:00 | 16.0998 | 60
2022-09-20 21:30 | 21:30 | 14.9147 | 60
2022-09-20 22:00 | 22:00 | 13.8597 | 60
2022-09-20 22:30 | 22:30 | 13.1001 | 60
2022-09-20 23:00 | 23:00 | 12.0528 | 60
2022-09-20 23:30 | 23:30 | 11.286 | 60
2022-09-21 | 0:00 | 10.6738 | 60
2022-09-21 00:30 | 0:30 | 10.0971 | 60
2022-09-21 01:00 | 1:00 | 9.7243 | 60
2022-09-21 01:30 | 1:30 | 9.6873 | 60
2022-09-21 02:00 | 2:00 | 9.3877 | 60
2022-09-21 02:30 | 2:30 | 9.3542 | 60
2022-09-21 03:00 | 3:00 | 9.3458 | 60
2022-09-21 03:30 | 3:30 | 9.5851 | 60
2022-09-21 04:00 | 4:00 | 9.604 | 60
2022-09-21 04:30 | 4:30 | 10 | 60
2022-09-21 05:00 | 5:00 | 10.6171 | 60
2022-09-21 05:30 | 5:30 | 10.8921 | 60
2022-09-21 06:00 | 6:00 | 11.0206 | 60
2022-09-21 06:30 | 6:30 | 10.3546 | 60
2022-09-21 07:00 | 7:00 | 9.6669 | 60
2022-09-21 07:30 | 7:30 | 7.4912 | 60
2022-09-21 08:00 | 8:00 | 5.9113 | 60
2022-09-21 08:30 | 8:30 | 6.0922 | 60
2022-09-21 09:00 | 9:00 | 4.5853 | 60
2022-09-21 09:30 | 9:30 | 5.2391 | 60
2022-09-21 10:00 | 10:00 | 4.6344 | 60
2022-09-21 10:30 | 10:30 | 5.5357 | 60
2022-09-21 11:00 | 11:00 | 7.6373 | 60
2022-09-21 11:30 | 11:30 | 6.3161 | 60
2022-09-21 12:00 | 12:00 | 6.816 | 60
2022-09-21 12:30 | 12:30 | 7.3947 | 60
2022-09-21 13:00 | 13:00 | 8.0721 | 60
2022-09-21 13:30 | 13:30 | 8.812 | 60
2022-09-21 14:00 | 14:00 | 10.1075 | 60
2022-09-21 14:30 | 14:30 | 10.9168 | 60
2022-09-21 15:00 | 15:00 | 12.2673 | 60
2022-09-21 15:30 | 15:30 | 12.8459 | 60
2022-09-21 16:00 | 16:00 | 14.1934 | 60
2022-09-21 16:30 | 16:30 | 14.8546 | 60
2022-09-21 17:00 | 17:00 | 17.1033 | 60
2022-09-21 17:30 | 17:30 | 18.6586 | 60
2022-09-21 18:00 | 18:00 | 19.4278 | 60
2022-09-21 18:30 | 18:30 | 19.3946 | 60
2022-09-21 19:00 | 19:00 | 18.95 | 60
2022-09-21 19:30 | 19:30 | 18.2059 | 60
2022-09-21 20:00 | 20:00 | 18.0124 | 60
2022-09-21 20:30 | 20:30 | 16.7903 | 60
2022-09-21 21:00 | 21:00 | 16.0517 | 60
2022-09-21 21:30 | 21:30 | 15.026 | 60
2022-09-21 22:00 | 22:00 | 14.2735 | 60
2022-09-21 22:30 | 22:30 | 13.4887 | 60
2022-09-21 23:00 | 23:00 | 12.5802 | 60
2022-09-21 23:30 | 23:30 | 11.6004 | 60
2022-09-22 | 0:00 | 10.9566 | 60
2022-09-22 00:30 | 0:30 | 10.5106 | 60
2022-09-22 01:00 | 1:00 | 10.2092 | 60
2022-09-22 01:30 | 1:30 | 9.833 | 60
2022-09-22 02:00 | 2:00 | 9.662 | 60
2022-09-22 02:30 | 2:30 | 9.5845 | 60
2022-09-22 03:00 | 3:00 | 9.5289 | 60
2022-09-22 03:30 | 3:30 | 9.4913 | 60
2022-09-22 04:00 | 4:00 | 9.5634 | 60
2022-09-22 04:30 | 4:30 | 9.567 | 60
2022-09-22 05:00 | 5:00 | 9.7909 | 60
2022-09-22 05:30 | 5:30 | 10.0024 | 60
2022-09-22 06:00 | 6:00 | 10.9659 | 60
2022-09-22 06:30 | 6:30 | 11.302 | 60
2022-09-22 07:00 | 7:00 | 11.3459 | 60
2022-09-22 07:30 | 7:30 | 11.709 | 60
2022-09-22 08:00 | 8:00 | 13.3143 | 60
2022-09-22 08:30 | 8:30 | 12.6094 | 60
2022-09-22 09:00 | 9:00 | 10.4929 | 60
2022-09-22 09:30 | 9:30 | 14.1678 | 60
2022-09-22 10:00 | 10:00 | 13.6553 | 60
2022-09-22 10:30 | 10:30 | 14.8344 | 60
2022-09-22 11:00 | 11:00 | 14.6936 | 60
2022-09-22 11:30 | 11:30 | 12.5374 | 60
2022-09-22 12:00 | 12:00 | 12.3937 | 60
2022-09-22 12:30 | 12:30 | 8.1684 | 60
2022-09-22 13:00 | 13:00 | 8.863 | 60
2022-09-22 13:30 | 13:30 | 8.5104 | 60
2022-09-22 14:00 | 14:00 | 10.2796 | 60
2022-09-22 14:30 | 14:30 | 13.2843 | 60
2022-09-22 15:00 | 15:00 | 13.0284 | 60
2022-09-22 15:30 | 15:30 | 10.0989 | 60
2022-09-22 16:00 | 16:00 | 14.6587 | 60
2022-09-22 16:30 | 16:30 | 17.2677 | 60
2022-09-22 17:00 | 17:00 | 18.7172 | 60
2022-09-22 17:30 | 17:30 | 19.834 | 60
2022-09-22 18:00 | 18:00 | 20.4199 | 60
2022-09-22 18:30 | 18:30 | 20.3214 | 60
2022-09-22 19:00 | 19:00 | 19.6026 | 60
2022-09-22 19:30 | 19:30 | 18.9639 | 60
2022-09-22 20:00 | 20:00 | 18.0886 | 60
2022-09-22 20:30 | 20:30 | 17.0829 | 60
2022-09-22 21:00 | 21:00 | 16.3271 | 60
2022-09-22 21:30 | 21:30 | 15.2208 | 60
2022-09-22 22:00 | 22:00 | 14.3122 | 60
2022-09-22 22:30 | 22:30 | 13.741 | 60
2022-09-22 23:00 | 23:00 | 12.8703 | 60
2022-09-22 23:30 | 23:30 | 11.9883 | 60
2022-09-23 | 0:00 | 11.4148 | 60
2022-09-23 00:30 | 0:30 | 10.8854 | 60
2022-09-23 01:00 | 1:00 | 10.5821 | 60
2022-09-23 01:30 | 1:30 | 10.2328 | 60
2022-09-23 02:00 | 2:00 | 10.0024 | 60
2022-09-23 02:30 | 2:30 | 9.8715 | 60
2022-09-23 03:00 | 3:00 | 9.7998 | 60
2022-09-23 03:30 | 3:30 | 9.7789 | 60
2022-09-23 04:00 | 4:00 | 9.9984 | 60
2022-09-23 04:30 | 4:30 | 10.3211 | 60
2022-09-23 05:00 | 5:00 | 10.7265 | 60
2022-09-23 05:30 | 5:30 | 11.1623 | 60
2022-09-23 06:00 | 6:00 | 11.7564 | 60
2022-09-23 06:30 | 6:30 | 11.4593 | 60
2022-09-23 07:00 | 7:00 | 7.9431 | 60
2022-09-23 07:30 | 7:30 | 11.7328 | 60
2022-09-23 08:00 | 8:00 | 13.7753 | 60
2022-09-23 08:30 | 8:30 | 12.1867 | 60
2022-09-23 09:00 | 9:00 | 11.5015 | 60
2022-09-23 09:30 | 9:30 | 12.76 | 60
2022-09-23 10:00 | 10:00 | 11.4585 | 60
2022-09-23 10:30 | 10:30 | 9.3563 | 60
2022-09-23 11:00 | 11:00 | 3.9397 | 60
2022-09-23 11:30 | 11:30 | 3.8307 | 60
2022-09-23 12:00 | 12:00 | 3.3313 | 60
2022-09-23 12:30 | 12:30 | 3.4883 | 60
2022-09-23 13:00 | 13:00 | 3.3298 | 60
2022-09-23 13:30 | 13:30 | 2.9414 | 60
2022-09-23 14:00 | 14:00 | 2.9242 | 60
2022-09-23 14:30 | 14:30 | 2.9674 | 60
2022-09-23 15:00 | 15:00 | 8.7503 | 60
2022-09-23 15:30 | 15:30 | 12.0898 | 60
2022-09-23 16:00 | 16:00 | 13.3877 | 60
2022-09-23 16:30 | 16:30 | 15.8665 | 60
2022-09-23 17:00 | 17:00 | 16.8316 | 60
2022-09-23 17:30 | 17:30 | 18.0699 | 60
2022-09-23 18:00 | 18:00 | 19.2764 | 60
2022-09-23 18:30 | 18:30 | 19.554 | 60
2022-09-23 19:00 | 19:00 | 18.9886 | 60
2022-09-23 19:30 | 19:30 | 18.3666 | 60
2022-09-23 20:00 | 20:00 | 17.7987 | 60
2022-09-23 20:30 | 20:30 | 16.9019 | 60
2022-09-23 21:00 | 21:00 | 15.9891 | 60
2022-09-23 21:30 | 21:30 | 15.3178 | 60
2022-09-23 22:00 | 22:00 | 14.6271 | 60
2022-09-23 22:30 | 22:30 | 13.882 | 60
2022-09-23 23:00 | 23:00 | 12.8925 | 60
2022-09-23 23:30 | 23:30 | 11.9984 | 60
2022-09-24 | 0:00 | 11.2765 | 60
2022-09-24 00:30 | 0:30 | 10.7608 | 60
2022-09-24 01:00 | 1:00 | 10.3879 | 60
2022-09-24 01:30 | 1:30 | 10.1228 | 60
2022-09-24 02:00 | 2:00 | 9.8545 | 60
2022-09-24 02:30 | 2:30 | 9.6888 | 60
2022-09-24 03:00 | 3:00 | 9.643 | 60
2022-09-24 03:30 | 3:30 | 9.6609 | 60
2022-09-24 04:00 | 4:00 | 9.7256 | 60
2022-09-24 04:30 | 4:30 | 9.7786 | 60
2022-09-24 05:00 | 5:00 | 9.9305 | 60
2022-09-24 05:30 | 5:30 | 9.9822 | 60
2022-09-24 06:00 | 6:00 | 9.0916 | 60
2022-09-24 06:30 | 6:30 | 7.3096 | 60
2022-09-24 07:00 | 7:00 | 5.7847 | 60
2022-09-24 07:30 | 7:30 | 4.3152 | 60
2022-09-24 08:00 | 8:00 | 3.2633 | 60
2022-09-24 08:30 | 8:30 | 3.0617 | 60
2022-09-24 09:00 | 9:00 | 3.5297 | 60
2022-09-24 09:30 | 9:30 | 4.4546 | 60
2022-09-24 10:00 | 10:00 | 5.1495 | 60
2022-09-24 10:30 | 10:30 | 5.5318 | 60
2022-09-24 11:00 | 11:00 | 5.3544 | 60
2022-09-24 11:30 | 11:30 | 4.4479 | 60
2022-09-24 12:00 | 12:00 | 4.5289 | 60
2022-09-24 12:30 | 12:30 | 3.3806 | 60
2022-09-24 13:00 | 13:00 | 2.7184 | 60
2022-09-24 13:30 | 13:30 | 3.1427 | 60
2022-09-24 14:00 | 14:00 | 2.8326 | 60
2022-09-24 14:30 | 14:30 | 3.5781 | 60
2022-09-24 15:00 | 15:00 | 5.5396 | 60
2022-09-24 15:30 | 15:30 | 8.7871 | 60
2022-09-24 16:00 | 16:00 | 10.5745 | 60
2022-09-24 16:30 | 16:30 | 13.4985 | 60
2022-09-24 17:00 | 17:00 | 15.9701 | 60
2022-09-24 17:30 | 17:30 | 17.5857 | 60
2022-09-24 18:00 | 18:00 | 18.7171 | 60
2022-09-24 18:30 | 18:30 | 18.8772 | 60
2022-09-24 19:00 | 19:00 | 18.2574 | 60
2022-09-24 19:30 | 19:30 | 17.4045 | 60
2022-09-24 20:00 | 20:00 | 16.9551 | 60
2022-09-24 20:30 | 20:30 | 16.1479 | 60
2022-09-24 21:00 | 21:00 | 15.6013 | 60
2022-09-24 21:30 | 21:30 | 14.5349 | 60
2022-09-24 22:00 | 22:00 | 13.9551 | 60
2022-09-24 22:30 | 22:30 | 13.5219 | 60
2022-09-24 23:00 | 23:00 | 12.7421 | 60
2022-09-24 23:30 | 23:30 | 11.9475 | 60
2022-09-25 | 0:00 | 11.164 | 60
2022-09-25 00:30 | 0:30 | 10.6413 | 60
2022-09-25 01:00 | 1:00 | 10.3556 | 60
2022-09-25 01:30 | 1:30 | 10.2248 | 60
2022-09-25 02:00 | 2:00 | 9.7459 | 60
2022-09-25 02:30 | 2:30 | 9.7297 | 60
2022-09-25 03:00 | 3:00 | 9.4983 | 60
2022-09-25 03:30 | 3:30 | 9.4627 | 60
2022-09-25 04:00 | 4:00 | 9.5792 | 60
2022-09-25 04:30 | 4:30 | 9.6754 | 60
2022-09-25 05:00 | 5:00 | 9.7735 | 60
2022-09-25 05:30 | 5:30 | 9.7157 | 60
2022-09-25 06:00 | 6:00 | 8.6538 | 60
2022-09-25 06:30 | 6:30 | 6.848 | 60
2022-09-25 07:00 | 7:00 | 5.7176 | 60
2022-09-25 07:30 | 7:30 | 4.0273 | 60
2022-09-25 08:00 | 8:00 | 3.3184 | 60
2022-09-25 08:30 | 8:30 | 3.2567 | 60
2022-09-25 09:00 | 9:00 | 3.8135 | 60
2022-09-25 09:30 | 9:30 | 4.4858 | 60
2022-09-25 10:00 | 10:00 | 5.1025 | 60
2022-09-25 10:30 | 10:30 | 5.8173 | 60
2022-09-25 11:00 | 11:00 | 4.0195 | 60
2022-09-25 11:30 | 11:30 | 3.0997 | 60
2022-09-25 12:00 | 12:00 | 4.7908 | 60
2022-09-25 12:30 | 12:30 | 4.4993 | 60
2022-09-25 13:00 | 13:00 | 4.3242 | 60
2022-09-25 13:30 | 13:30 | 3.687 | 60
2022-09-25 14:00 | 14:00 | 2.9305 | 60
2022-09-25 14:30 | 14:30 | 2.8745 | 60
2022-09-25 15:00 | 15:00 | 4.61 | 60
2022-09-25 15:30 | 15:30 | 7.3199 | 60
2022-09-25 16:00 | 16:00 | 10.5078 | 60
2022-09-25 16:30 | 16:30 | 13.7621 | 60
2022-09-25 17:00 | 17:00 | 16.8742 | 60
2022-09-25 17:30 | 17:30 | 18.9103 | 60
2022-09-25 18:00 | 18:00 | 20.6154 | 60
2022-09-25 18:30 | 18:30 | 20.4488 | 60
2022-09-25 19:00 | 19:00 | 19.6285 | 60
2022-09-25 19:30 | 19:30 | 18.741 | 60
2022-09-25 20:00 | 20:00 | 18.0939 | 60
2022-09-25 20:30 | 20:30 | 17.0212 | 60
2022-09-25 21:00 | 21:00 | 16.3139 | 60
2022-09-25 21:30 | 21:30 | 15.1513 | 60
2022-09-25 22:00 | 22:00 | 14.0837 | 60
2022-09-25 22:30 | 22:30 | 13.1164 | 60
2022-09-25 23:00 | 23:00 | 12.2854 | 60
2022-09-25 23:30 | 23:30 | 11.4193 | 60
2022-09-26 | 0:00 | 10.9474 | 60
2022-09-26 00:30 | 0:30 | 10.4104 | 60
2022-09-26 01:00 | 1:00 | 10.1102 | 60
2022-09-26 01:30 | 1:30 | 9.9121 | 60
2022-09-26 02:00 | 2:00 | 9.704 | 60
2022-09-26 02:30 | 2:30 | 9.601 | 60
2022-09-26 03:00 | 3:00 | 9.6519 | 60
2022-09-26 03:30 | 3:30 | 9.7151 | 60
2022-09-26 04:00 | 4:00 | 9.9753 | 60
2022-09-26 04:30 | 4:30 | 10.2633 | 60
2022-09-26 05:00 | 5:00 | 10.6638 | 60
2022-09-26 05:30 | 5:30 | 10.8981 | 60
2022-09-26 06:00 | 6:00 | 10.0912 | 60
2022-09-26 06:30 | 6:30 | 8.147 | 60
2022-09-26 07:00 | 7:00 | 6.0501 | 60
2022-09-26 07:30 | 7:30 | 4.0467 | 60
2022-09-26 08:00 | 8:00 | 3.113 | 60
2022-09-26 08:30 | 8:30 | 3.0278 | 60
2022-09-26 09:00 | 9:00 | 2.9763 | 60
2022-09-26 09:30 | 9:30 | 3.2993 | 60
2022-09-26 10:00 | 10:00 | 4.0393 | 60
2022-09-26 10:30 | 10:30 | 5.0522 | 60
2022-09-26 11:00 | 11:00 | 4.469 | 60
2022-09-26 11:30 | 11:30 | 4.6539 | 60
2022-09-26 12:00 | 12:00 | 5.3213 | 60
2022-09-26 12:30 | 12:30 | 3.6362 | 60
2022-09-26 13:00 | 13:00 | 3.4547 | 60
2022-09-26 13:30 | 13:30 | 3.5067 | 60
2022-09-26 14:00 | 14:00 | 2.9382 | 60
2022-09-26 14:30 | 14:30 | 3.0616 | 60
2022-09-26 15:00 | 15:00 | 6.1386 | 60
2022-09-26 15:30 | 15:30 | 7.9284 | 60
2022-09-26 16:00 | 16:00 | 12.4901 | 60
2022-09-26 16:30 | 16:30 | 13.2294 | 60
2022-09-26 17:00 | 17:00 | 16.0314 | 60
2022-09-26 17:30 | 17:30 | 18.7623 | 60
2022-09-26 18:00 | 18:00 | 20.7172 | 60
2022-09-26 18:30 | 18:30 | 20.8933 | 60
2022-09-26 19:00 | 19:00 | 20.1523 | 60
2022-09-26 19:30 | 19:30 | 19.1742 | 60
2022-09-26 20:00 | 20:00 | 18.4659 | 60
2022-09-26 20:30 | 20:30 | 17.2427 | 60
2022-09-26 21:00 | 21:00 | 16.2908 | 60
2022-09-26 21:30 | 21:30 | 14.9779 | 60
2022-09-26 22:00 | 22:00 | 14.0131 | 60
2022-09-26 22:30 | 22:30 | 13.3327 | 60
2022-09-26 23:00 | 23:00 | 12.5357 | 60
2022-09-26 23:30 | 23:30 | 11.5171 | 60
2022-09-27 | 0:00 | 10.8681 | 60
2022-09-27 00:30 | 0:30 | 10.4055 | 60
2022-09-27 01:00 | 1:00 | 10.0864 | 60
2022-09-27 01:30 | 1:30 | 9.8194 | 60
2022-09-27 02:00 | 2:00 | 9.7744 | 60
2022-09-27 02:30 | 2:30 | 9.6741 | 60
2022-09-27 03:00 | 3:00 | 9.6772 | 60
2022-09-27 03:30 | 3:30 | 9.5957 | 60
2022-09-27 04:00 | 4:00 | 9.8902 | 60
2022-09-27 04:30 | 4:30 | 10.0135 | 60
2022-09-27 05:00 | 5:00 | 10.5676 | 60
2022-09-27 05:30 | 5:30 | 10.85 | 60
2022-09-27 06:00 | 6:00 | 10.7216 | 60
2022-09-27 06:30 | 6:30 | 10.6272 | 60
2022-09-27 07:00 | 7:00 | 10.6559 | 60
2022-09-27 07:30 | 7:30 | 9.1218 | 60
2022-09-27 08:00 | 8:00 | 9.4767 | 60
2022-09-27 08:30 | 8:30 | 7.6975 | 60
2022-09-27 09:00 | 9:00 | 5.9244 | 60
2022-09-27 09:30 | 9:30 | 8.5269 | 60
2022-09-27 10:00 | 10:00 | 6.9656 | 60
2022-09-27 10:30 | 10:30 | 6.5275 | 60
2022-09-27 11:00 | 11:00 | 3.1359 | 60
2022-09-27 11:30 | 11:30 | 3.8225 | 60
2022-09-27 12:00 | 12:00 | 4.1296 | 60
2022-09-27 12:30 | 12:30 | 5.5885 | 60
2022-09-27 13:00 | 13:00 | 3.6697 | 60
2022-09-27 13:30 | 13:30 | 3.3935 | 60
2022-09-27 14:00 | 14:00 | 4.5658 | 60
2022-09-27 14:30 | 14:30 | 6.7791 | 60
2022-09-27 15:00 | 15:00 | 7.2646 | 60
2022-09-27 15:30 | 15:30 | 7.2554 | 60
2022-09-27 16:00 | 16:00 | 9.6201 | 60
2022-09-27 16:30 | 16:30 | 13.4315 | 60
2022-09-27 17:00 | 17:00 | 17.1848 | 60
2022-09-27 17:30 | 17:30 | 19.4532 | 60
2022-09-27 18:00 | 18:00 | 20.8359 | 60
2022-09-27 18:30 | 18:30 | 21.0277 | 60
2022-09-27 19:00 | 19:00 | 19.9506 | 60
2022-09-27 19:30 | 19:30 | 18.9269 | 60
2022-09-27 20:00 | 20:00 | 18.2772 | 60
2022-09-27 20:30 | 20:30 | 17.125 | 60
2022-09-27 21:00 | 21:00 | 16.3926 | 60
2022-09-27 21:30 | 21:30 | 15.1645 | 60
2022-09-27 22:00 | 22:00 | 14.0507 | 60
2022-09-27 22:30 | 22:30 | 13.249 | 60
2022-09-27 23:00 | 23:00 | 12.4641 | 60
2022-09-27 23:30 | 23:30 | 11.6266 | 60
2022-09-28 | 0:00 | 10.8661 | 60
2022-09-28 00:30 | 0:30 | 10.2467 | 60
2022-09-28 01:00 | 1:00 | 10.0777 | 60
2022-09-28 01:30 | 1:30 | 9.8171 | 60
2022-09-28 02:00 | 2:00 | 9.683 | 60
2022-09-28 02:30 | 2:30 | 9.6419 | 60
2022-09-28 03:00 | 3:00 | 9.6194 | 60
2022-09-28 03:30 | 3:30 | 9.622 | 60
2022-09-28 04:00 | 4:00 | 9.7896 | 60
2022-09-28 04:30 | 4:30 | 10.1008 | 60
2022-09-28 05:00 | 5:00 | 10.7492 | 60
2022-09-28 05:30 | 5:30 | 11.0338 | 60
2022-09-28 06:00 | 6:00 | 11.3076 | 60
2022-09-28 06:30 | 6:30 | 10.6717 | 60
2022-09-28 07:00 | 7:00 | 9.2668 | 60
2022-09-28 07:30 | 7:30 | 7.5672 | 60
2022-09-28 08:00 | 8:00 | 5.1589 | 60
2022-09-28 08:30 | 8:30 | 4.1734 | 60
2022-09-28 09:00 | 9:00 | 3.724 | 60
2022-09-28 09:30 | 9:30 | 3.627 | 60
2022-09-28 10:00 | 10:00 | 3.9458 | 60
2022-09-28 10:30 | 10:30 | 3.9673 | 60
2022-09-28 11:00 | 11:00 | 3.115 | 60
2022-09-28 11:30 | 11:30 | 4.2648 | 60
2022-09-28 12:00 | 12:00 | 6.5704 | 60
2022-09-28 12:30 | 12:30 | 6.4671 | 60
2022-09-28 13:00 | 13:00 | 3.9137 | 60
2022-09-28 13:30 | 13:30 | 3.5977 | 60
2022-09-28 14:00 | 14:00 | 4.1302 | 60
2022-09-28 14:30 | 14:30 | 5.7374 | 60
2022-09-28 15:00 | 15:00 | 7.0775 | 60
2022-09-28 15:30 | 15:30 | 9.9664 | 60
2022-09-28 16:00 | 16:00 | 11.8099 | 60
2022-09-28 16:30 | 16:30 | 14.6347 | 60
2022-09-28 17:00 | 17:00 | 16.9193 | 60
2022-09-28 17:30 | 17:30 | 19.0913 | 60
2022-09-28 18:00 | 18:00 | 20.5929 | 60
2022-09-28 18:30 | 18:30 | 20.6431 | 60
2022-09-28 19:00 | 19:00 | 19.9946 | 60
2022-09-28 19:30 | 19:30 | 19.1238 | 60
2022-09-28 20:00 | 20:00 | 18.722 | 60
2022-09-28 20:30 | 20:30 | 17.6001 | 60
2022-09-28 21:00 | 21:00 | 16.9255 | 60
2022-09-28 21:30 | 21:30 | 15.5705 | 60
2022-09-28 22:00 | 22:00 | 14.574 | 60
2022-09-28 22:30 | 22:30 | 13.7185 | 60
2022-09-28 23:00 | 23:00 | 12.6025 | 60
2022-09-28 23:30 | 23:30 | 11.707 | 60
2022-09-29 | 0:00 | 11.165 | 60
2022-09-29 00:30 | 0:30 | 10.6164 | 60
2022-09-29 01:00 | 1:00 | 10.2394 | 60
2022-09-29 01:30 | 1:30 | 9.9468 | 60
2022-09-29 02:00 | 2:00 | 9.7098 | 60
2022-09-29 02:30 | 2:30 | 9.5125 | 60
2022-09-29 03:00 | 3:00 | 9.6008 | 60
2022-09-29 03:30 | 3:30 | 9.6129 | 60
2022-09-29 04:00 | 4:00 | 9.8502 | 60
2022-09-29 04:30 | 4:30 | 10.1852 | 60
2022-09-29 05:00 | 5:00 | 10.7253 | 60
2022-09-29 05:30 | 5:30 | 10.9728 | 60
2022-09-29 06:00 | 6:00 | 10.8642 | 60
2022-09-29 06:30 | 6:30 | 10.8957 | 60
2022-09-29 07:00 | 7:00 | 10.1665 | 60
2022-09-29 07:30 | 7:30 | 9.7155 | 60
2022-09-29 08:00 | 8:00 | 8.219 | 60
2022-09-29 08:30 | 8:30 | 6.2541 | 60
2022-09-29 09:00 | 9:00 | 5.6163 | 60
2022-09-29 09:30 | 9:30 | 5.0208 | 60
2022-09-29 10:00 | 10:00 | 4.4975 | 60
2022-09-29 10:30 | 10:30 | 3.8761 | 60
2022-09-29 11:00 | 11:00 | 3.303 | 60
2022-09-29 11:30 | 11:30 | 3.9499 | 60
2022-09-29 12:00 | 12:00 | 3.7519 | 60
2022-09-29 12:30 | 12:30 | 3.664 | 60
2022-09-29 13:00 | 13:00 | 4.2337 | 60
2022-09-29 13:30 | 13:30 | 6.7212 | 60
2022-09-29 14:00 | 14:00 | 7.2075 | 60
2022-09-29 14:30 | 14:30 | 4.4266 | 60
2022-09-29 15:00 | 15:00 | 3.2433 | 60
2022-09-29 15:30 | 15:30 | 5.3762 | 60
2022-09-29 16:00 | 16:00 | 8.3042 | 60
2022-09-29 16:30 | 16:30 | 11.7181 | 60
2022-09-29 17:00 | 17:00 | 14.7986 | 60
2022-09-29 17:30 | 17:30 | 17.2927 | 60
2022-09-29 18:00 | 18:00 | 19.0741 | 60
2022-09-29 18:30 | 18:30 | 19.6765 | 60
2022-09-29 19:00 | 19:00 | 19.207 | 60
2022-09-29 19:30 | 19:30 | 19.0285 | 60
2022-09-29 20:00 | 20:00 | 18.4449 | 60
2022-09-29 20:30 | 20:30 | 17.4632 | 60
2022-09-29 21:00 | 21:00 | 16.7402 | 60
2022-09-29 21:30 | 21:30 | 15.6586 | 60
2022-09-29 22:00 | 22:00 | 14.5721 | 60
2022-09-29 22:30 | 22:30 | 13.9365 | 60
2022-09-29 23:00 | 23:00 | 12.92 | 60
2022-09-29 23:30 | 23:30 | 11.8987 | 60
2022-09-30 | 0:00 | 11.2925 | 60
2022-09-30 00:30 | 0:30 | 10.6414 | 60
2022-09-30 01:00 | 1:00 | 10.3485 | 60
2022-09-30 01:30 | 1:30 | 10.0384 | 60
2022-09-30 02:00 | 2:00 | 9.9041 | 60
2022-09-30 02:30 | 2:30 | 9.8504 | 60
2022-09-30 03:00 | 3:00 | 9.7923 | 60
2022-09-30 03:30 | 3:30 | 9.9246 | 60
2022-09-30 04:00 | 4:00 | 10.0172 | 60
2022-09-30 04:30 | 4:30 | 10.4457 | 60
2022-09-30 05:00 | 5:00 | 10.8115 | 60
2022-09-30 05:30 | 5:30 | 11.1456 | 60
2022-09-30 06:00 | 6:00 | 9.9514 | 60
2022-09-30 06:30 | 6:30 | 8.0762 | 60
2022-09-30 07:00 | 7:00 | 5.9489 | 60
2022-09-30 07:30 | 7:30 | 3.9943 | 60
2022-09-30 08:00 | 8:00 | 3.124 | 60
2022-09-30 08:30 | 8:30 | 3.5713 | 60
2022-09-30 09:00 | 9:00 | 4.7532 | 60
2022-09-30 09:30 | 9:30 | 5.8345 | 60
2022-09-30 10:00 | 10:00 | 6.5686 | 60
2022-09-30 10:30 | 10:30 | 6.3545 | 60
2022-09-30 11:00 | 11:00 | 5.2949 | 60
2022-09-30 11:30 | 11:30 | 3.2638 | 60
2022-09-30 12:00 | 12:00 | 3.7891 | 60
2022-09-30 12:30 | 12:30 | 3.1029 | 60
2022-09-30 13:00 | 13:00 | 5.0965 | 60
2022-09-30 13:30 | 13:30 | 4.2499 | 60
2022-09-30 14:00 | 14:00 | 4.4876 | 60
2022-09-30 14:30 | 14:30 | 3.4112 | 60
2022-09-30 15:00 | 15:00 | 3.7291 | 60
2022-09-30 15:30 | 15:30 | 6.8765 | 60
2022-09-30 16:00 | 16:00 | 9.5128 | 60
2022-09-30 16:30 | 16:30 | 13.0143 | 60
2022-09-30 17:00 | 17:00 | 15.9226 | 60
2022-09-30 17:30 | 17:30 | 17.4072 | 60
2022-09-30 18:00 | 18:00 | 18.7833 | 60
2022-09-30 18:30 | 18:30 | 18.8206 | 60
2022-09-30 19:00 | 19:00 | 18.3601 | 60
2022-09-30 19:30 | 19:30 | 17.901 | 60
2022-09-30 20:00 | 20:00 | 17.3618 | 60
2022-09-30 20:30 | 20:30 | 16.5632 | 60
2022-09-30 21:00 | 21:00 | 16.0065 | 60
2022-09-30 21:30 | 21:30 | 14.9151 | 60
2022-09-30 22:00 | 22:00 | 14.1865 | 60
2022-09-30 22:30 | 22:30 | 13.5474 | 60
2022-09-30 23:00 | 23:00 | 12.6046 | 60
2022-09-30 23:30 | 23:30 | 11.7728 | 60
2022-10-01 | 0:00 | 11.2133 | 60
2022-10-01 00:30 | 0:30 | 10.6515 | 60
2022-10-01 01:00 | 1:00 | 10.2962 | 60
2022-10-01 01:30 | 1:30 | 9.8477 | 60
2022-10-01 02:00 | 2:00 | 9.7763 | 60
2022-10-01 02:30 | 2:30 | 9.7226 | 60
2022-10-01 03:00 | 3:00 | 9.5832 | 60
2022-10-01 03:30 | 3:30 | 9.5357 | 60
2022-10-01 04:00 | 4:00 | 9.6376 | 60
2022-10-01 04:30 | 4:30 | 9.6526 | 60
2022-10-01 05:00 | 5:00 | 9.8812 | 60
2022-10-01 05:30 | 5:30 | 9.95 | 60
2022-10-01 06:00 | 6:00 | 9.7207 | 60
2022-10-01 06:30 | 6:30 | 8.9283 | 60
2022-10-01 07:00 | 7:00 | 9.1703 | 60
2022-10-01 07:30 | 7:30 | 7.3268 | 60
2022-10-01 08:00 | 8:00 | 5.846 | 60
2022-10-01 08:30 | 8:30 | 4.8311 | 60
2022-10-01 09:00 | 9:00 | 6.5616 | 60
2022-10-01 09:30 | 9:30 | 6.1237 | 60
2022-10-01 10:00 | 10:00 | 5.4421 | 60
2022-10-01 10:30 | 10:30 | 5.6565 | 60
2022-10-01 11:00 | 11:00 | 4.4926 | 60
2022-10-01 11:30 | 11:30 | 7.3808 | 60
2022-10-01 12:00 | 12:00 | 4.0384 | 60
2022-10-01 12:30 | 12:30 | 5.0245 | 60
2022-10-01 13:00 | 13:00 | 9.1506 | 60
2022-10-01 13:30 | 13:30 | 9.3158 | 60
2022-10-01 14:00 | 14:00 | 10.7431 | 60
2022-10-01 14:30 | 14:30 | 11.9531 | 60
2022-10-01 15:00 | 15:00 | 11.6021 | 60
2022-10-01 15:30 | 15:30 | 13.0327 | 60
2022-10-01 16:00 | 16:00 | 15.1862 | 60
2022-10-01 16:30 | 16:30 | 16.3035 | 60
2022-10-01 17:00 | 17:00 | 17.9459 | 60
2022-10-01 17:30 | 17:30 | 19.1708 | 60
2022-10-01 18:00 | 18:00 | 19.7878 | 60
2022-10-01 18:30 | 18:30 | 19.6834 | 60
2022-10-01 19:00 | 19:00 | 18.9909 | 60
2022-10-01 19:30 | 19:30 | 18.3952 | 60
2022-10-01 20:00 | 20:00 | 17.7461 | 60
2022-10-01 20:30 | 20:30 | 16.6578 | 60
2022-10-01 21:00 | 21:00 | 16.0422 | 60
2022-10-01 21:30 | 21:30 | 15.3843 | 60
2022-10-01 22:00 | 22:00 | 14.5538 | 60
2022-10-01 22:30 | 22:30 | 14.0121 | 60
2022-10-01 23:00 | 23:00 | 13.3468 | 60
2022-10-01 23:30 | 23:30 | 12.3944 | 60
2022-10-02 | 0:00 | 11.6586 | 60
2022-10-02 00:30 | 0:30 | 11.018 | 60
2022-10-02 01:00 | 1:00 | 10.6437 | 60
2022-10-02 01:30 | 1:30 | 10.4233 | 60
2022-10-02 02:00 | 2:00 | 10.1552 | 60
2022-10-02 02:30 | 2:30 | 9.9389 | 60
2022-10-02 03:00 | 3:00 | 9.838 | 60
2022-10-02 03:30 | 3:30 | 9.7838 | 60
2022-10-02 04:00 | 4:00 | 9.8015 | 60
2022-10-02 04:30 | 4:30 | 9.8789 | 60
2022-10-02 05:00 | 5:00 | 10.059 | 60
2022-10-02 05:30 | 5:30 | 9.7427 | 60
2022-10-02 06:00 | 6:00 | 9.1605 | 60
2022-10-02 06:30 | 6:30 | 6.3848 | 60
2022-10-02 07:00 | 7:00 | 7.4878 | 60
2022-10-02 07:30 | 7:30 | 10.3389 | 60
2022-10-02 08:00 | 8:00 | 12.8609 | 60
2022-10-02 08:30 | 8:30 | 9.9493 | 60
2022-10-02 09:00 | 9:00 | 10.1101 | 60
2022-10-02 09:30 | 9:30 | 10.654 | 60
2022-10-02 10:00 | 10:00 | 9.7238 | 60
2022-10-02 10:30 | 10:30 | 12.0127 | 60
2022-10-02 11:00 | 11:00 | 13.0553 | 60
2022-10-02 11:30 | 11:30 | 12.5211 | 60
2022-10-02 12:00 | 12:00 | 12.8218 | 60
2022-10-02 12:30 | 12:30 | 9.8571 | 60
2022-10-02 13:00 | 13:00 | 5.3693 | 60
2022-10-02 13:30 | 13:30 | 4.0331 | 60
2022-10-02 14:00 | 14:00 | 5.0797 | 60
2022-10-02 14:30 | 14:30 | 6.9112 | 60
2022-10-02 15:00 | 15:00 | 7.044 | 60
2022-10-02 15:30 | 15:30 | 12.5643 | 60
2022-10-02 16:00 | 16:00 | 15.0077 | 60
2022-10-02 16:30 | 16:30 | 16.7234 | 60
2022-10-02 17:00 | 17:00 | 18.2294 | 60
2022-10-02 17:30 | 17:30 | 19.3816 | 60
2022-10-02 18:00 | 18:00 | 20.1095 | 60
2022-10-02 18:30 | 18:30 | 20.1317 | 60
2022-10-02 19:00 | 19:00 | 19.2599 | 60
2022-10-02 19:30 | 19:30 | 18.4954 | 60
2022-10-02 20:00 | 20:00 | 18.0547 | 60
2022-10-02 20:30 | 20:30 | 17.1678 | 60
2022-10-02 21:00 | 21:00 | 16.7608 | 60
2022-10-02 21:30 | 21:30 | 15.7871 | 60
2022-10-02 22:00 | 22:00 | 14.7733 | 60
2022-10-02 22:30 | 22:30 | 14.0717 | 60
2022-10-02 23:00 | 23:00 | 13.3003 | 60
2022-10-02 23:30 | 23:30 | 12.4359 | 60
2022-10-03 | 0:00 | 11.6778 | 60
2022-10-03 00:30 | 0:30 | 11.0425 | 60
2022-10-03 01:00 | 1:00 | 10.6853 | 60
2022-10-03 01:30 | 1:30 | 10.4129 | 60
2022-10-03 02:00 | 2:00 | 10.3233 | 60
2022-10-03 02:30 | 2:30 | 10.141 | 60
2022-10-03 03:00 | 3:00 | 10.0317 | 60
2022-10-03 03:30 | 3:30 | 9.9715 | 60
2022-10-03 04:00 | 4:00 | 10.0688 | 60
2022-10-03 04:30 | 4:30 | 10.159 | 60
2022-10-03 05:00 | 5:00 | 10.2661 | 60
2022-10-03 05:30 | 5:30 | 10.025 | 60
2022-10-03 06:00 | 6:00 | 8.4796 | 60
2022-10-03 06:30 | 6:30 | 6.4138 | 60
2022-10-03 07:00 | 7:00 | 4.8838 | 60
2022-10-03 07:30 | 7:30 | 3.8569 | 60
2022-10-03 08:00 | 8:00 | 3.5803 | 60
2022-10-03 08:30 | 8:30 | 3.8257 | 60
2022-10-03 09:00 | 9:00 | 4.4647 | 60
2022-10-03 09:30 | 9:30 | 5.6317 | 60
2022-10-03 10:00 | 10:00 | 6.1562 | 60
2022-10-03 10:30 | 10:30 | 5.9343 | 60
2022-10-03 11:00 | 11:00 | 7.1437 | 60
2022-10-03 11:30 | 11:30 | 6.1974 | 60
2022-10-03 12:00 | 12:00 | 6.7144 | 60
2022-10-03 12:30 | 12:30 | 6.37 | 60
2022-10-03 13:00 | 13:00 | 4.185 | 60
2022-10-03 13:30 | 13:30 | 3.2904 | 60
2022-10-03 14:00 | 14:00 | 3.4936 | 60
2022-10-03 14:30 | 14:30 | 3.1222 | 60
2022-10-03 15:00 | 15:00 | 3.8377 | 60
2022-10-03 15:30 | 15:30 | 6.4024 | 60
2022-10-03 16:00 | 16:00 | 9.6662 | 60
2022-10-03 16:30 | 16:30 | 13.2898 | 60
2022-10-03 17:00 | 17:00 | 17.0595 | 60
2022-10-03 17:30 | 17:30 | 19.8468 | 60
2022-10-03 18:00 | 18:00 | 21.7375 | 60
2022-10-03 18:30 | 18:30 | 21.5484 | 60
2022-10-03 19:00 | 19:00 | 20.6489 | 60
2022-10-03 19:30 | 19:30 | 19.6346 | 60
2022-10-03 20:00 | 20:00 | 19.2091 | 60
2022-10-03 20:30 | 20:30 | 17.9074 | 60
2022-10-03 21:00 | 21:00 | 16.5129 | 60
2022-10-03 21:30 | 21:30 | 15.4121 | 60
2022-10-03 22:00 | 22:00 | 14.0086 | 60
2022-10-03 22:30 | 22:30 | 13.2099 | 60
2022-10-03 23:00 | 23:00 | 12.3588 | 60
2022-10-03 23:30 | 23:30 | 11.605 | 60
2022-10-04 | 0:00 | 10.8811 | 60
2022-10-04 00:30 | 0:30 | 10.3237 | 60
2022-10-04 01:00 | 1:00 | 10.0342 | 60
2022-10-04 01:30 | 1:30 | 9.9146 | 60
2022-10-04 02:00 | 2:00 | 9.6814 | 60
2022-10-04 02:30 | 2:30 | 9.5206 | 60
2022-10-04 03:00 | 3:00 | 9.541 | 60
2022-10-04 03:30 | 3:30 | 9.5258 | 60
2022-10-04 04:00 | 4:00 | 9.9238 | 60
2022-10-04 04:30 | 4:30 | 10.1758 | 60
2022-10-04 05:00 | 5:00 | 10.8284 | 60
2022-10-04 05:30 | 5:30 | 11.3086 | 60
2022-10-04 06:00 | 6:00 | 12.0046 | 60
2022-10-04 06:30 | 6:30 | 11.92 | 60
2022-10-04 07:00 | 7:00 | 11.6531 | 60
2022-10-04 07:30 | 7:30 | 9.3666 | 60
2022-10-04 08:00 | 8:00 | 7.9147 | 60
2022-10-04 08:30 | 8:30 | 6.3891 | 60
2022-10-04 09:00 | 9:00 | 4.8127 | 60
2022-10-04 09:30 | 9:30 | 3.2748 | 60
2022-10-04 10:00 | 10:00 | 3.0801 | 60
2022-10-04 10:30 | 10:30 | 4.0219 | 60
2022-10-04 11:00 | 11:00 | 4.5433 | 60
2022-10-04 11:30 | 11:30 | 3.5826 | 60
2022-10-04 12:00 | 12:00 | 3.9818 | 60
2022-10-04 12:30 | 12:30 | 3.1699 | 60
2022-10-04 13:00 | 13:00 | 3.7661 | 60
2022-10-04 13:30 | 13:30 | 3.054 | 60
2022-10-04 14:00 | 14:00 | 2.9588 | 60
2022-10-04 14:30 | 14:30 | 3.9877 | 60
2022-10-04 15:00 | 15:00 | 7.4946 | 60
2022-10-04 15:30 | 15:30 | 9.7433 | 60
2022-10-04 16:00 | 16:00 | 11.7427 | 60
2022-10-04 16:30 | 16:30 | 14.0111 | 60
2022-10-04 17:00 | 17:00 | 16.5596 | 60
2022-10-04 17:30 | 17:30 | 18.6582 | 60
2022-10-04 18:00 | 18:00 | 20.4856 | 60
2022-10-04 18:30 | 18:30 | 20.9269 | 60
2022-10-04 19:00 | 19:00 | 20.3974 | 60
2022-10-04 19:30 | 19:30 | 19.512 | 60
2022-10-04 20:00 | 20:00 | 18.9484 | 60
2022-10-04 20:30 | 20:30 | 17.8658 | 60
2022-10-04 21:00 | 21:00 | 16.902 | 60
2022-10-04 21:30 | 21:30 | 15.554 | 60
2022-10-04 22:00 | 22:00 | 14.391 | 60
2022-10-04 22:30 | 22:30 | 13.4337 | 60
2022-10-04 23:00 | 23:00 | 12.3638 | 60
2022-10-04 23:30 | 23:30 | 11.5023 | 60
2022-10-05 | 0:00 | 10.8685 | 60
2022-10-05 00:30 | 0:30 | 10.3456 | 60
2022-10-05 01:00 | 1:00 | 10.1244 | 60
2022-10-05 01:30 | 1:30 | 9.9329 | 60
2022-10-05 02:00 | 2:00 | 9.7794 | 60
2022-10-05 02:30 | 2:30 | 9.6431 | 60
2022-10-05 03:00 | 3:00 | 9.7217 | 60
2022-10-05 03:30 | 3:30 | 9.8494 | 60
2022-10-05 04:00 | 4:00 | 10.1191 | 60
2022-10-05 04:30 | 4:30 | 10.5018 | 60
2022-10-05 05:00 | 5:00 | 11.0848 | 60
2022-10-05 05:30 | 5:30 | 11.7851 | 60
2022-10-05 06:00 | 6:00 | 11.7113 | 60
2022-10-05 06:30 | 6:30 | 10.9136 | 60
2022-10-05 07:00 | 7:00 | 8.136 | 60
2022-10-05 07:30 | 7:30 | 5.1245 | 60
2022-10-05 08:00 | 8:00 | 3.2454 | 60
2022-10-05 08:30 | 8:30 | 4.5027 | 60
2022-10-05 09:00 | 9:00 | 4.699 | 60
2022-10-05 09:30 | 9:30 | 4.6851 | 60
2022-10-05 10:00 | 10:00 | 3.2383 | 60
2022-10-05 10:30 | 10:30 | 3.4979 | 60
2022-10-05 11:00 | 11:00 | 3.0829 | 60
2022-10-05 11:30 | 11:30 | 3.4078 | 60
2022-10-05 12:00 | 12:00 | 3.4976 | 60
2022-10-05 12:30 | 12:30 | 5.8986 | 60
2022-10-05 13:00 | 13:00 | 3.512 | 60
2022-10-05 13:30 | 13:30 | 4.2096 | 60
2022-10-05 14:00 | 14:00 | 3.4325 | 60
2022-10-05 14:30 | 14:30 | 3.7836 | 60
2022-10-05 15:00 | 15:00 | 6.1955 | 60
2022-10-05 15:30 | 15:30 | 9.3079 | 60
2022-10-05 16:00 | 16:00 | 11.5792 | 60
2022-10-05 16:30 | 16:30 | 14.3657 | 60
2022-10-05 17:00 | 17:00 | 17.1244 | 60
2022-10-05 17:30 | 17:30 | 19.1877 | 60
2022-10-05 18:00 | 18:00 | 20.5168 | 60
2022-10-05 18:30 | 18:30 | 20.7297 | 60
2022-10-05 19:00 | 19:00 | 19.9427 | 60
2022-10-05 19:30 | 19:30 | 19.168 | 60
2022-10-05 20:00 | 20:00 | 18.4241 | 60
2022-10-05 20:30 | 20:30 | 17.3997 | 60
2022-10-05 21:00 | 21:00 | 16.2477 | 60
2022-10-05 21:30 | 21:30 | 14.9253 | 60
2022-10-05 22:00 | 22:00 | 13.9553 | 60
2022-10-05 22:30 | 22:30 | 13.0617 | 60
2022-10-05 23:00 | 23:00 | 12.1554 | 60
2022-10-05 23:30 | 23:30 | 11.1521 | 60
2022-10-06 | 0:00 | 10.518 | 60
2022-10-06 00:30 | 0:30 | 10.0453 | 60
2022-10-06 01:00 | 1:00 | 9.8086 | 60
2022-10-06 01:30 | 1:30 | 9.5387 | 60
2022-10-06 02:00 | 2:00 | 9.4435 | 60
2022-10-06 02:30 | 2:30 | 9.2325 | 60
2022-10-06 03:00 | 3:00 | 9.3791 | 60
2022-10-06 03:30 | 3:30 | 9.3929 | 60
2022-10-06 04:00 | 4:00 | 9.7515 | 60
2022-10-06 04:30 | 4:30 | 10.1473 | 60
2022-10-06 05:00 | 5:00 | 10.6208 | 60
2022-10-06 05:30 | 5:30 | 11.2883 | 60
2022-10-06 06:00 | 6:00 | 11.7098 | 60
2022-10-06 06:30 | 6:30 | 11.2475 | 60
2022-10-06 07:00 | 7:00 | 9.4561 | 60
2022-10-06 07:30 | 7:30 | 6.6873 | 60
2022-10-06 08:00 | 8:00 | 3.2312 | 60
2022-10-06 08:30 | 8:30 | 3.4147 | 60
2022-10-06 09:00 | 9:00 | 4.2723 | 60
2022-10-06 09:30 | 9:30 | 6.8316 | 60
2022-10-06 10:00 | 10:00 | 3.1523 | 60
2022-10-06 10:30 | 10:30 | 3.0185 | 60
2022-10-06 11:00 | 11:00 | 2.8007 | 60
2022-10-06 11:30 | 11:30 | 3.0026 | 60
2022-10-06 12:00 | 12:00 | 2.9471 | 60
2022-10-06 12:30 | 12:30 | 2.8043 | 60
2022-10-06 13:00 | 13:00 | 6.861 | 60
2022-10-06 13:30 | 13:30 | 9.6181 | 60
2022-10-06 14:00 | 14:00 | 10.3103 | 60
2022-10-06 14:30 | 14:30 | 10.3928 | 60
2022-10-06 15:00 | 15:00 | 11.155 | 60
2022-10-06 15:30 | 15:30 | 12.1687 | 60
2022-10-06 16:00 | 16:00 | 13.2463 | 60
2022-10-06 16:30 | 16:30 | 14.9389 | 60
2022-10-06 17:00 | 17:00 | 17.2773 | 60
2022-10-06 17:30 | 17:30 | 18.7422 | 60
2022-10-06 18:00 | 18:00 | 19.8695 | 60
2022-10-06 18:30 | 18:30 | 20.144 | 60
2022-10-06 19:00 | 19:00 | 19.8266 | 60
2022-10-06 19:30 | 19:30 | 19.0245 | 60
2022-10-06 20:00 | 20:00 | 18.3776 | 60
2022-10-06 20:30 | 20:30 | 17.4875 | 60
2022-10-06 21:00 | 21:00 | 16.4994 | 60
2022-10-06 21:30 | 21:30 | 15.0543 | 60
2022-10-06 22:00 | 22:00 | 14.1455 | 60
2022-10-06 22:30 | 22:30 | 13.3035 | 60
2022-10-06 23:00 | 23:00 | 12.3497 | 60
2022-10-06 23:30 | 23:30 | 11.3618 | 60
2022-10-07 | 0:00 | 10.6444 | 60
2022-10-07 00:30 | 0:30 | 10.2712 | 60
2022-10-07 01:00 | 1:00 | 9.9607 | 60
2022-10-07 01:30 | 1:30 | 9.7716 | 60
2022-10-07 02:00 | 2:00 | 9.7498 | 60
2022-10-07 02:30 | 2:30 | 9.5629 | 60
2022-10-07 03:00 | 3:00 | 9.645 | 60
2022-10-07 03:30 | 3:30 | 9.6404 | 60
2022-10-07 04:00 | 4:00 | 9.8268 | 60
2022-10-07 04:30 | 4:30 | 10.1025 | 60
2022-10-07 05:00 | 5:00 | 10.6733 | 60
2022-10-07 05:30 | 5:30 | 10.7519 | 60
2022-10-07 06:00 | 6:00 | 10.7007 | 60
2022-10-07 06:30 | 6:30 | 9.9274 | 60
2022-10-07 07:00 | 7:00 | 8.4186 | 60
2022-10-07 07:30 | 7:30 | 7.1094 | 60
2022-10-07 08:00 | 8:00 | 4.7683 | 60
2022-10-07 08:30 | 8:30 | 6.4508 | 60
2022-10-07 09:00 | 9:00 | 5.1542 | 60
2022-10-07 09:30 | 9:30 | 3.0582 | 60
2022-10-07 10:00 | 10:00 | 4.6724 | 60
2022-10-07 10:30 | 10:30 | 5.105 | 60
2022-10-07 11:00 | 11:00 | 6.044 | 60
2022-10-07 11:30 | 11:30 | 7.7003 | 60
2022-10-07 12:00 | 12:00 | 4.5694 | 60
2022-10-07 12:30 | 12:30 | 7.1102 | 60
2022-10-07 13:00 | 13:00 | 7.0314 | 60
2022-10-07 13:30 | 13:30 | 7.9965 | 60
2022-10-07 14:00 | 14:00 | 8.1204 | 60
2022-10-07 14:30 | 14:30 | 7.0929 | 60
2022-10-07 15:00 | 15:00 | 9.4763 | 60
2022-10-07 15:30 | 15:30 | 9.5144 | 60
2022-10-07 16:00 | 16:00 | 11.1924 | 60
2022-10-07 16:30 | 16:30 | 12.5116 | 60
2022-10-07 17:00 | 17:00 | 15.5452 | 60
2022-10-07 17:30 | 17:30 | 17.5637 | 60
2022-10-07 18:00 | 18:00 | 18.734 | 60
2022-10-07 18:30 | 18:30 | 18.8909 | 60
2022-10-07 19:00 | 19:00 | 18.4867 | 60
2022-10-07 19:30 | 19:30 | 17.8325 | 60
2022-10-07 20:00 | 20:00 | 17.5288 | 60
2022-10-07 20:30 | 20:30 | 16.5948 | 60
2022-10-07 21:00 | 21:00 | 16.0345 | 60
2022-10-07 21:30 | 21:30 | 14.982 | 60
2022-10-07 22:00 | 22:00 | 14.03 | 60
2022-10-07 22:30 | 22:30 | 13.5846 | 60
2022-10-07 23:00 | 23:00 | 12.5977 | 60
2022-10-07 23:30 | 23:30 | 11.6996 | 60
2022-10-08 | 0:00 | 11.04 | 60
2022-10-08 00:30 | 0:30 | 10.5531 | 60
2022-10-08 01:00 | 1:00 | 10.2534 | 60
2022-10-08 01:30 | 1:30 | 9.9364 | 60
2022-10-08 02:00 | 2:00 | 9.7312 | 60
2022-10-08 02:30 | 2:30 | 9.5526 | 60
2022-10-08 03:00 | 3:00 | 9.5031 | 60
2022-10-08 03:30 | 3:30 | 9.4381 | 60
2022-10-08 04:00 | 4:00 | 9.376 | 60
2022-10-08 04:30 | 4:30 | 9.6004 | 60
2022-10-08 05:00 | 5:00 | 9.7422 | 60
2022-10-08 05:30 | 5:30 | 9.1835 | 60
2022-10-08 06:00 | 6:00 | 8.4389 | 60
2022-10-08 06:30 | 6:30 | 8.7408 | 60
2022-10-08 07:00 | 7:00 | 10.1471 | 60
2022-10-08 07:30 | 7:30 | 10.7222 | 60
2022-10-08 08:00 | 8:00 | 11.5255 | 60
2022-10-08 08:30 | 8:30 | 8.921 | 60
2022-10-08 09:00 | 9:00 | 8.7055 | 60
2022-10-08 09:30 | 9:30 | 6.5692 | 60
2022-10-08 10:00 | 10:00 | 5.4527 | 60
2022-10-08 10:30 | 10:30 | 5.6955 | 60
2022-10-08 11:00 | 11:00 | 3.9577 | 60
2022-10-08 11:30 | 11:30 | 3.2986 | 60
2022-10-08 12:00 | 12:00 | 2.8031 | 60
2022-10-08 12:30 | 12:30 | 4.3687 | 60
2022-10-08 13:00 | 13:00 | 3.9363 | 60
2022-10-08 13:30 | 13:30 | 3.5538 | 60
2022-10-08 14:00 | 14:00 | 4.786 | 60
2022-10-08 14:30 | 14:30 | 6.5225 | 60
2022-10-08 15:00 | 15:00 | 10.6463 | 60
2022-10-08 15:30 | 15:30 | 11.6293 | 60
2022-10-08 16:00 | 16:00 | 12.8015 | 60
2022-10-08 16:30 | 16:30 | 14.7052 | 60
2022-10-08 17:00 | 17:00 | 15.3987 | 60
2022-10-08 17:30 | 17:30 | 16.9155 | 60
2022-10-08 18:00 | 18:00 | 18.3802 | 60
2022-10-08 18:30 | 18:30 | 18.7119 | 60
2022-10-08 19:00 | 19:00 | 18.1368 | 60
2022-10-08 19:30 | 19:30 | 17.4747 | 60
2022-10-08 20:00 | 20:00 | 16.87 | 60
2022-10-08 20:30 | 20:30 | 16.1122 | 60
2022-10-08 21:00 | 21:00 | 15.5596 | 60
2022-10-08 21:30 | 21:30 | 14.84 | 60
2022-10-08 22:00 | 22:00 | 13.9742 | 60
2022-10-08 22:30 | 22:30 | 13.5355 | 60
2022-10-08 23:00 | 23:00 | 12.6497 | 60
2022-10-08 23:30 | 23:30 | 12.0555 | 60
2022-10-09 | 0:00 | 11.3954 | 60
2022-10-09 00:30 | 0:30 | 10.7218 | 60
2022-10-09 01:00 | 1:00 | 10.3526 | 60
2022-10-09 01:30 | 1:30 | 10.1807 | 60
2022-10-09 02:00 | 2:00 | 9.9829 | 60
2022-10-09 02:30 | 2:30 | 9.9475 | 60
2022-10-09 03:00 | 3:00 | 9.7688 | 60
2022-10-09 03:30 | 3:30 | 9.5875 | 60
2022-10-09 04:00 | 4:00 | 9.7798 | 60
2022-10-09 04:30 | 4:30 | 9.737 | 60
2022-10-09 05:00 | 5:00 | 9.7188 | 60
2022-10-09 05:30 | 5:30 | 9.8426 | 60
2022-10-09 06:00 | 6:00 | 9.8321 | 60
2022-10-09 06:30 | 6:30 | 9.5009 | 60
2022-10-09 07:00 | 7:00 | 9.4379 | 60
2022-10-09 07:30 | 7:30 | 8.2853 | 60
2022-10-09 08:00 | 8:00 | 8.9161 | 60
2022-10-09 08:30 | 8:30 | 7.8286 | 60
2022-10-09 09:00 | 9:00 | 9.1639 | 60
2022-10-09 09:30 | 9:30 | 9.5872 | 60
2022-10-09 10:00 | 10:00 | 6.0834 | 60
2022-10-09 10:30 | 10:30 | 8.4103 | 60
2022-10-09 11:00 | 11:00 | 8.9226 | 60
2022-10-09 11:30 | 11:30 | 8.2531 | 60
2022-10-09 12:00 | 12:00 | 4.5839 | 60
2022-10-09 12:30 | 12:30 | 4.0453 | 60
2022-10-09 13:00 | 13:00 | 3.5081 | 60
2022-10-09 13:30 | 13:30 | 6.0669 | 60
2022-10-09 14:00 | 14:00 | 5.4924 | 60
2022-10-09 14:30 | 14:30 | 5.9552 | 60
2022-10-09 15:00 | 15:00 | 7.6001 | 60
2022-10-09 15:30 | 15:30 | 8.3125 | 60
2022-10-09 16:00 | 16:00 | 11.5041 | 60
2022-10-09 16:30 | 16:30 | 15.1903 | 60
2022-10-09 17:00 | 17:00 | 18.1488 | 60
2022-10-09 17:30 | 17:30 | 20.5432 | 60
2022-10-09 18:00 | 18:00 | 22.2571 | 60
2022-10-09 18:30 | 18:30 | 22.2434 | 60
2022-10-09 19:00 | 19:00 | 20.8767 | 60
2022-10-09 19:30 | 19:30 | 19.6857 | 60
2022-10-09 20:00 | 20:00 | 18.7077 | 60
2022-10-09 20:30 | 20:30 | 17.4671 | 60
2022-10-09 21:00 | 21:00 | 16.3327 | 60
2022-10-09 21:30 | 21:30 | 15.1765 | 60
2022-10-09 22:00 | 22:00 | 14.1522 | 60
2022-10-09 22:30 | 22:30 | 13.3441 | 60
2022-10-09 23:00 | 23:00 | 12.4344 | 60
2022-10-09 23:30 | 23:30 | 11.5182 | 60
2022-10-10 | 0:00 | 10.9475 | 60
2022-10-10 00:30 | 0:30 | 10.3306 | 60
2022-10-10 01:00 | 1:00 | 10.1328 | 60
2022-10-10 01:30 | 1:30 | 9.9215 | 60
2022-10-10 02:00 | 2:00 | 9.7231 | 60
2022-10-10 02:30 | 2:30 | 9.6517 | 60
2022-10-10 03:00 | 3:00 | 9.673 | 60
2022-10-10 03:30 | 3:30 | 9.7003 | 60
2022-10-10 04:00 | 4:00 | 9.9674 | 60
2022-10-10 04:30 | 4:30 | 10.2123 | 60
2022-10-10 05:00 | 5:00 | 10.646 | 60
2022-10-10 05:30 | 5:30 | 11.1707 | 60
2022-10-10 06:00 | 6:00 | 10.9848 | 60
2022-10-10 06:30 | 6:30 | 10.3048 | 60
2022-10-10 07:00 | 7:00 | 10.2665 | 60
2022-10-10 07:30 | 7:30 | 10.4734 | 60
2022-10-10 08:00 | 8:00 | 10.3328 | 60
2022-10-10 08:30 | 8:30 | 11.1008 | 60
2022-10-10 09:00 | 9:00 | 10.8058 | 60
2022-10-10 09:30 | 9:30 | 8.4447 | 60
2022-10-10 10:00 | 10:00 | 7.1111 | 60
2022-10-10 10:30 | 10:30 | 5.106 | 60
2022-10-10 11:00 | 11:00 | 3.3435 | 60
2022-10-10 11:30 | 11:30 | 6.3176 | 60
2022-10-10 12:00 | 12:00 | 4.4005 | 60
2022-10-10 12:30 | 12:30 | 4.0301 | 60
2022-10-10 13:00 | 13:00 | 6.896 | 60
2022-10-10 13:30 | 13:30 | 9.2604 | 60
2022-10-10 14:00 | 14:00 | 6.277 | 60
2022-10-10 14:30 | 14:30 | 12.5025 | 60
2022-10-10 15:00 | 15:00 | 12.7675 | 60
2022-10-10 15:30 | 15:30 | 13.4887 | 60
2022-10-10 16:00 | 16:00 | 14.6399 | 60
2022-10-10 16:30 | 16:30 | 16.5824 | 60
2022-10-10 17:00 | 17:00 | 18.4932 | 60
2022-10-10 17:30 | 17:30 | 19.9176 | 60
2022-10-10 18:00 | 18:00 | 21.0481 | 60
2022-10-10 18:30 | 18:30 | 21.0711 | 60
2022-10-10 19:00 | 19:00 | 20.3361 | 60
2022-10-10 19:30 | 19:30 | 19.6049 | 60
2022-10-10 20:00 | 20:00 | 18.8826 | 60
2022-10-10 20:30 | 20:30 | 17.5985 | 60
2022-10-10 21:00 | 21:00 | 16.4828 | 60
2022-10-10 21:30 | 21:30 | 15.1448 | 60
2022-10-10 22:00 | 22:00 | 14.0083 | 60
2022-10-10 22:30 | 22:30 | 13.2186 | 60
2022-10-10 23:00 | 23:00 | 12.0794 | 60
2022-10-10 23:30 | 23:30 | 11.2884 | 60
2022-10-11 | 0:00 | 10.724 | 60
2022-10-11 00:30 | 0:30 | 10.2015 | 60
2022-10-11 01:00 | 1:00 | 9.9453 | 60
2022-10-11 01:30 | 1:30 | 9.6726 | 60
2022-10-11 02:00 | 2:00 | 9.6111 | 60
2022-10-11 02:30 | 2:30 | 9.5617 | 60
2022-10-11 03:00 | 3:00 | 9.4647 | 60
2022-10-11 03:30 | 3:30 | 9.5288 | 60
2022-10-11 04:00 | 4:00 | 9.9285 | 60
2022-10-11 04:30 | 4:30 | 10.2698 | 60
2022-10-11 05:00 | 5:00 | 10.5974 | 60
2022-10-11 05:30 | 5:30 | 10.58 | 60
2022-10-11 06:00 | 6:00 | 10.1447 | 60
2022-10-11 06:30 | 6:30 | 9.134 | 60
2022-10-11 07:00 | 7:00 | 6.2677 | 60
2022-10-11 07:30 | 7:30 | 5.595 | 60
2022-10-11 08:00 | 8:00 | 3.6981 | 60
2022-10-11 08:30 | 8:30 | 3.9389 | 60
2022-10-11 09:00 | 9:00 | 5.9705 | 60
2022-10-11 09:30 | 9:30 | 4.3746 | 60
2022-10-11 10:00 | 10:00 | 5.4846 | 60
2022-10-11 10:30 | 10:30 | 5.6773 | 60
2022-10-11 11:00 | 11:00 | 6.7255 | 60
2022-10-11 11:30 | 11:30 | 7.1697 | 60
2022-10-11 12:00 | 12:00 | 7.2157 | 60
2022-10-11 12:30 | 12:30 | 8.0217 | 60
2022-10-11 13:00 | 13:00 | 7.509 | 60
2022-10-11 13:30 | 13:30 | 4.4067 | 60
2022-10-11 14:00 | 14:00 | 4.1776 | 60
2022-10-11 14:30 | 14:30 | 3.2323 | 60
2022-10-11 15:00 | 15:00 | 3.793 | 60
2022-10-11 15:30 | 15:30 | 7.5765 | 60
2022-10-11 16:00 | 16:00 | 8.7076 | 60
2022-10-11 16:30 | 16:30 | 11.8454 | 60
2022-10-11 17:00 | 17:00 | 15.4184 | 60
2022-10-11 17:30 | 17:30 | 18.3613 | 60
2022-10-11 18:00 | 18:00 | 20.1025 | 60
2022-10-11 18:30 | 18:30 | 20.4861 | 60
2022-10-11 19:00 | 19:00 | 19.9486 | 60
2022-10-11 19:30 | 19:30 | 19.2247 | 60
2022-10-11 20:00 | 20:00 | 18.6271 | 60
2022-10-11 20:30 | 20:30 | 17.3617 | 60
2022-10-11 21:00 | 21:00 | 16.3919 | 60
2022-10-11 21:30 | 21:30 | 14.9827 | 60
2022-10-11 22:00 | 22:00 | 13.9465 | 60
2022-10-11 22:30 | 22:30 | 12.8546 | 60
2022-10-11 23:00 | 23:00 | 12.0177 | 60
2022-10-11 23:30 | 23:30 | 11.1159 | 60
2022-10-12 | 0:00 | 10.5412 | 60
2022-10-12 00:30 | 0:30 | 10.0429 | 60
2022-10-12 01:00 | 1:00 | 9.6308 | 60
2022-10-12 01:30 | 1:30 | 9.5016 | 60
2022-10-12 02:00 | 2:00 | 9.356 | 60
2022-10-12 02:30 | 2:30 | 9.2289 | 60
2022-10-12 03:00 | 3:00 | 9.288 | 60
2022-10-12 03:30 | 3:30 | 9.3284 | 60
2022-10-12 04:00 | 4:00 | 9.5496 | 60
2022-10-12 04:30 | 4:30 | 10.014 | 60
2022-10-12 05:00 | 5:00 | 10.496 | 60
2022-10-12 05:30 | 5:30 | 11.0069 | 60
2022-10-12 06:00 | 6:00 | 10.3366 | 60
2022-10-12 06:30 | 6:30 | 7.8445 | 60
2022-10-12 07:00 | 7:00 | 5.6699 | 60
2022-10-12 07:30 | 7:30 | 3.6507 | 60
2022-10-12 08:00 | 8:00 | 3.2537 | 60
2022-10-12 08:30 | 8:30 | 4.1912 | 60
2022-10-12 09:00 | 9:00 | 3.3127 | 60
2022-10-12 09:30 | 9:30 | 3.2394 | 60
2022-10-12 10:00 | 10:00 | 3.6732 | 60
2022-10-12 10:30 | 10:30 | 3.7019 | 60
2022-10-12 11:00 | 11:00 | 7.1791 | 60
2022-10-12 11:30 | 11:30 | 4.1516 | 60
2022-10-12 12:00 | 12:00 | 5.1616 | 60
2022-10-12 12:30 | 12:30 | 3.0899 | 60
2022-10-12 13:00 | 13:00 | 4.1185 | 60
2022-10-12 13:30 | 13:30 | 3.4613 | 60
2022-10-12 14:00 | 14:00 | 3.0881 | 60
2022-10-12 14:30 | 14:30 | 3.1081 | 60
2022-10-12 15:00 | 15:00 | 4.571 | 60
2022-10-12 15:30 | 15:30 | 8.0348 | 60
2022-10-12 16:00 | 16:00 | 10.198 | 60
2022-10-12 16:30 | 16:30 | 13.2059 | 60
2022-10-12 17:00 | 17:00 | 15.9408 | 60
2022-10-12 17:30 | 17:30 | 18.0653 | 60
2022-10-12 18:00 | 18:00 | 19.7387 | 60
2022-10-12 18:30 | 18:30 | 20.1557 | 60
2022-10-12 19:00 | 19:00 | 19.5264 | 60
2022-10-12 19:30 | 19:30 | 18.9424 | 60
2022-10-12 20:00 | 20:00 | 18.3584 | 60
2022-10-12 20:30 | 20:30 | 17.2319 | 60
2022-10-12 21:00 | 21:00 | 16.3589 | 60
2022-10-12 21:30 | 21:30 | 15.0468 | 60
2022-10-12 22:00 | 22:00 | 13.8179 | 60
2022-10-12 22:30 | 22:30 | 12.9123 | 60
2022-10-12 23:00 | 23:00 | 11.9773 | 60
2022-10-12 23:30 | 23:30 | 11.1137 | 60
2022-10-13 | 0:00 | 10.5078 | 60
2022-10-13 00:30 | 0:30 | 9.9344 | 60
2022-10-13 01:00 | 1:00 | 9.6816 | 60
2022-10-13 01:30 | 1:30 | 9.4534 | 60
2022-10-13 02:00 | 2:00 | 9.1733 | 60
2022-10-13 02:30 | 2:30 | 9.1704 | 60
2022-10-13 03:00 | 3:00 | 9.2106 | 60
2022-10-13 03:30 | 3:30 | 9.2564 | 60
2022-10-13 04:00 | 4:00 | 9.6475 | 60
2022-10-13 04:30 | 4:30 | 9.9585 | 60
2022-10-13 05:00 | 5:00 | 10.5606 | 60
2022-10-13 05:30 | 5:30 | 10.5653 | 60
2022-10-13 06:00 | 6:00 | 10.8031 | 60
2022-10-13 06:30 | 6:30 | 9.6041 | 60
2022-10-13 07:00 | 7:00 | 8.8485 | 60
2022-10-13 07:30 | 7:30 | 6.8048 | 60
2022-10-13 08:00 | 8:00 | 4.2222 | 60
2022-10-13 08:30 | 8:30 | 3.9697 | 60
2022-10-13 09:00 | 9:00 | 3.1654 | 60
2022-10-13 09:30 | 9:30 | 3.6027 | 60
2022-10-13 10:00 | 10:00 | 4.8488 | 60
2022-10-13 10:30 | 10:30 | 3.3111 | 60
2022-10-13 11:00 | 11:00 | 5.4185 | 60
2022-10-13 11:30 | 11:30 | 5.1112 | 60
2022-10-13 12:00 | 12:00 | 3.0436 | 60
2022-10-13 12:30 | 12:30 | 4.9476 | 60
2022-10-13 13:00 | 13:00 | 5.4711 | 60
2022-10-13 13:30 | 13:30 | 5.8527 | 60
2022-10-13 14:00 | 14:00 | 3.5969 | 60
2022-10-13 14:30 | 14:30 | 5.4535 | 60
2022-10-13 15:00 | 15:00 | 6.0431 | 60
2022-10-13 15:30 | 15:30 | 7.4854 | 60
2022-10-13 16:00 | 16:00 | 9.3678 | 60
2022-10-13 16:30 | 16:30 | 12.6761 | 60
2022-10-13 17:00 | 17:00 | 16.4147 | 60
2022-10-13 17:30 | 17:30 | 18.0827 | 60
2022-10-13 18:00 | 18:00 | 19.4855 | 60
2022-10-13 18:30 | 18:30 | 20.0353 | 60
2022-10-13 19:00 | 19:00 | 19.3999 | 60
2022-10-13 19:30 | 19:30 | 18.6165 | 60
2022-10-13 20:00 | 20:00 | 18.1472 | 60
2022-10-13 20:30 | 20:30 | 17.104 | 60
2022-10-13 21:00 | 21:00 | 16.2478 | 60
2022-10-13 21:30 | 21:30 | 15.0305 | 60
2022-10-13 22:00 | 22:00 | 13.8775 | 60
2022-10-13 22:30 | 22:30 | 13.1314 | 60
2022-10-13 23:00 | 23:00 | 12.1374 | 60
2022-10-13 23:30 | 23:30 | 11.4815 | 60
2022-10-14 | 0:00 | 10.7621 | 60
2022-10-14 00:30 | 0:30 | 10.2276 | 60
2022-10-14 01:00 | 1:00 | 10.0085 | 60
2022-10-14 01:30 | 1:30 | 9.7265 | 60
2022-10-14 02:00 | 2:00 | 9.5238 | 60
2022-10-14 02:30 | 2:30 | 9.4741 | 60
2022-10-14 03:00 | 3:00 | 9.4335 | 60
2022-10-14 03:30 | 3:30 | 9.4727 | 60
2022-10-14 04:00 | 4:00 | 9.8151 | 60
2022-10-14 04:30 | 4:30 | 10.1685 | 60
2022-10-14 05:00 | 5:00 | 10.643 | 60
2022-10-14 05:30 | 5:30 | 10.6918 | 60
2022-10-14 06:00 | 6:00 | 10.7376 | 60
2022-10-14 06:30 | 6:30 | 9.4783 | 60
2022-10-14 07:00 | 7:00 | 6.6363 | 60
2022-10-14 07:30 | 7:30 | 4.9413 | 60
2022-10-14 08:00 | 8:00 | 3.3058 | 60
2022-10-14 08:30 | 8:30 | 3.2189 | 60
2022-10-14 09:00 | 9:00 | 7.246 | 60
2022-10-14 09:30 | 9:30 | 3.5246 | 60
2022-10-14 10:00 | 10:00 | 6.8629 | 60
2022-10-14 10:30 | 10:30 | 6.5368 | 60
2022-10-14 11:00 | 11:00 | 4.0915 | 60
2022-10-14 11:30 | 11:30 | 5.495 | 60
2022-10-14 12:00 | 12:00 | 6.6805 | 60
2022-10-14 12:30 | 12:30 | 5.9022 | 60
2022-10-14 13:00 | 13:00 | 5.2682 | 60
2022-10-14 13:30 | 13:30 | 4.1315 | 60
2022-10-14 14:00 | 14:00 | 6.0235 | 60
2022-10-14 14:30 | 14:30 | 8.5582 | 60
2022-10-14 15:00 | 15:00 | 10.2488 | 60
2022-10-14 15:30 | 15:30 | 11.9233 | 60
2022-10-14 16:00 | 16:00 | 10.5869 | 60
2022-10-14 16:30 | 16:30 | 15.2883 | 60
2022-10-14 17:00 | 17:00 | 16.9157 | 60
2022-10-14 17:30 | 17:30 | 17.7191 | 60
2022-10-14 18:00 | 18:00 | 18.6536 | 60
2022-10-14 18:30 | 18:30 | 19.1776 | 60
2022-10-14 19:00 | 19:00 | 18.7055 | 60
2022-10-14 19:30 | 19:30 | 18.1807 | 60
2022-10-14 20:00 | 20:00 | 17.5769 | 60
2022-10-14 20:30 | 20:30 | 16.5888 | 60
2022-10-14 21:00 | 21:00 | 16.0939 | 60
2022-10-14 21:30 | 21:30 | 15.0257 | 60
2022-10-14 22:00 | 22:00 | 14.3069 | 60
2022-10-14 22:30 | 22:30 | 13.4836 | 60
2022-10-14 23:00 | 23:00 | 12.6257 | 60
2022-10-14 23:30 | 23:30 | 11.8474 | 60
2022-10-15 | 0:00 | 11.2788 | 60
2022-10-15 00:30 | 0:30 | 10.6918 | 60
2022-10-15 01:00 | 1:00 | 10.3053 | 60
2022-10-15 01:30 | 1:30 | 9.9377 | 60
2022-10-15 02:00 | 2:00 | 9.8581 | 60
2022-10-15 02:30 | 2:30 | 9.7301 | 60
2022-10-15 03:00 | 3:00 | 9.5164 | 60
2022-10-15 03:30 | 3:30 | 9.4453 | 60
2022-10-15 04:00 | 4:00 | 9.5584 | 60
2022-10-15 04:30 | 4:30 | 9.6726 | 60
2022-10-15 05:00 | 5:00 | 9.6882 | 60
2022-10-15 05:30 | 5:30 | 8.9189 | 60
2022-10-15 06:00 | 6:00 | 7.4218 | 60
2022-10-15 06:30 | 6:30 | 5.8463 | 60
2022-10-15 07:00 | 7:00 | 4.403 | 60
2022-10-15 07:30 | 7:30 | 3.3872 | 60
2022-10-15 08:00 | 8:00 | 3.3063 | 60
2022-10-15 08:30 | 8:30 | 4.066 | 60
2022-10-15 09:00 | 9:00 | 4.8976 | 60
2022-10-15 09:30 | 9:30 | 6.0226 | 60
2022-10-15 10:00 | 10:00 | 6.4629 | 60
2022-10-15 10:30 | 10:30 | 5.7086 | 60
2022-10-15 11:00 | 11:00 | 6.6421 | 60
2022-10-15 11:30 | 11:30 | 6.7352 | 60
2022-10-15 12:00 | 12:00 | 6.589 | 60
2022-10-15 12:30 | 12:30 | 6.0784 | 60
2022-10-15 13:00 | 13:00 | 4.8901 | 60
2022-10-15 13:30 | 13:30 | 3.8134 | 60
2022-10-15 14:00 | 14:00 | 3.5528 | 60
2022-10-15 14:30 | 14:30 | 3.0458 | 60
2022-10-15 15:00 | 15:00 | 5.3812 | 60
2022-10-15 15:30 | 15:30 | 7.9033 | 60
2022-10-15 16:00 | 16:00 | 9.7444 | 60
2022-10-15 16:30 | 16:30 | 12.6172 | 60
2022-10-15 17:00 | 17:00 | 14.6825 | 60
2022-10-15 17:30 | 17:30 | 17.0137 | 60
2022-10-15 18:00 | 18:00 | 18.2183 | 60
2022-10-15 18:30 | 18:30 | 18.6785 | 60
2022-10-15 19:00 | 19:00 | 18.1612 | 60
2022-10-15 19:30 | 19:30 | 17.5507 | 60
2022-10-15 20:00 | 20:00 | 16.9384 | 60
2022-10-15 20:30 | 20:30 | 16.0177 | 60
2022-10-15 21:00 | 21:00 | 15.5724 | 60
2022-10-15 21:30 | 21:30 | 14.9121 | 60
2022-10-15 22:00 | 22:00 | 13.9993 | 60
2022-10-15 22:30 | 22:30 | 13.4127 | 60
2022-10-15 23:00 | 23:00 | 12.6276 | 60
2022-10-15 23:30 | 23:30 | 11.9448 | 60
2022-10-16 | 0:00 | 11.2044 | 60
2022-10-16 00:30 | 0:30 | 10.669 | 60
2022-10-16 01:00 | 1:00 | 10.324 | 60
2022-10-16 01:30 | 1:30 | 9.9759 | 60
2022-10-16 02:00 | 2:00 | 9.8045 | 60
2022-10-16 02:30 | 2:30 | 9.7388 | 60
2022-10-16 03:00 | 3:00 | 9.5428 | 60
2022-10-16 03:30 | 3:30 | 9.3848 | 60
2022-10-16 04:00 | 4:00 | 9.5433 | 60
2022-10-16 04:30 | 4:30 | 9.6556 | 60
2022-10-16 05:00 | 5:00 | 9.6339 | 60
2022-10-16 05:30 | 5:30 | 8.242 | 60
2022-10-16 06:00 | 6:00 | 6.2609 | 60
2022-10-16 06:30 | 6:30 | 6.6447 | 60
2022-10-16 07:00 | 7:00 | 6.7125 | 60
2022-10-16 07:30 | 7:30 | 4.8258 | 60
2022-10-16 08:00 | 8:00 | 8.6046 | 60
2022-10-16 08:30 | 8:30 | 6.6582 | 60
2022-10-16 09:00 | 9:00 | 3.7434 | 60
2022-10-16 09:30 | 9:30 | 7.7781 | 60
2022-10-16 10:00 | 10:00 | 9.1828 | 60
2022-10-16 10:30 | 10:30 | 4.9618 | 60
2022-10-16 11:00 | 11:00 | 4.183 | 60
2022-10-16 11:30 | 11:30 | 7.232 | 60
2022-10-16 12:00 | 12:00 | 3.0903 | 60
2022-10-16 12:30 | 12:30 | 6.3666 | 60
2022-10-16 13:00 | 13:00 | 5.5688 | 60
2022-10-16 13:30 | 13:30 | 3.5911 | 60
2022-10-16 14:00 | 14:00 | 8.5229 | 60
2022-10-16 14:30 | 14:30 | 11.4536 | 60
2022-10-16 15:00 | 15:00 | 7.0482 | 60
2022-10-16 15:30 | 15:30 | 13.5236 | 60
2022-10-16 16:00 | 16:00 | 15.37 | 60
2022-10-16 16:30 | 16:30 | 15.985 | 60
2022-10-16 17:00 | 17:00 | 17.991 | 60
2022-10-16 17:30 | 17:30 | 19.5457 | 60
2022-10-16 18:00 | 18:00 | 20.4806 | 60
2022-10-16 18:30 | 18:30 | 20.5127 | 60
2022-10-16 19:00 | 19:00 | 19.605 | 60
2022-10-16 19:30 | 19:30 | 18.7489 | 60
2022-10-16 20:00 | 20:00 | 17.9548 | 60
2022-10-16 20:30 | 20:30 | 16.7409 | 60
2022-10-16 21:00 | 21:00 | 15.7955 | 60
2022-10-16 21:30 | 21:30 | 14.6416 | 60
2022-10-16 22:00 | 22:00 | 13.5215 | 60
2022-10-16 22:30 | 22:30 | 12.9056 | 60
2022-10-16 23:00 | 23:00 | 11.9349 | 60
2022-10-16 23:30 | 23:30 | 11.114 | 60
2022-10-17 | 0:00 | 10.5113 | 60
2022-10-17 00:30 | 0:30 | 9.9872 | 60
2022-10-17 01:00 | 1:00 | 9.8021 | 60
2022-10-17 01:30 | 1:30 | 9.5501 | 60
2022-10-17 02:00 | 2:00 | 9.49 | 60
2022-10-17 02:30 | 2:30 | 9.4355 | 60
2022-10-17 03:00 | 3:00 | 9.4104 | 60
2022-10-17 03:30 | 3:30 | 9.4345 | 60
2022-10-17 04:00 | 4:00 | 9.6512 | 60
2022-10-17 04:30 | 4:30 | 10.1395 | 60
2022-10-17 05:00 | 5:00 | 10.6931 | 60
2022-10-17 05:30 | 5:30 | 11.1359 | 60
2022-10-17 06:00 | 6:00 | 11.4326 | 60
2022-10-17 06:30 | 6:30 | 10.5183 | 60
2022-10-17 07:00 | 7:00 | 10.72 | 60
2022-10-17 07:30 | 7:30 | 8.3961 | 60
2022-10-17 08:00 | 8:00 | 6.3756 | 60
2022-10-17 08:30 | 8:30 | 4.5698 | 60
2022-10-17 09:00 | 9:00 | 7.2889 | 60
2022-10-17 09:30 | 9:30 | 11.5487 | 60
2022-10-17 10:00 | 10:00 | 12.5059 | 60
2022-10-17 10:30 | 10:30 | 12.1991 | 60
2022-10-17 11:00 | 11:00 | 12.7352 | 60
2022-10-17 11:30 | 11:30 | 11.3859 | 60
2022-10-17 12:00 | 12:00 | 8.5346 | 60
2022-10-17 12:30 | 12:30 | 6.6447 | 60
2022-10-17 13:00 | 13:00 | 9.29 | 60
2022-10-17 13:30 | 13:30 | 4.1676 | 60
2022-10-17 14:00 | 14:00 | 4.2284 | 60
2022-10-17 14:30 | 14:30 | 6.8626 | 60
2022-10-17 15:00 | 15:00 | 7.118 | 60
2022-10-17 15:30 | 15:30 | 11.3632 | 60
2022-10-17 16:00 | 16:00 | 11.9322 | 60
2022-10-17 16:30 | 16:30 | 15.164 | 60
2022-10-17 17:00 | 17:00 | 17.5014 | 60
2022-10-17 17:30 | 17:30 | 19.705 | 60
2022-10-17 18:00 | 18:00 | 20.8885 | 60
2022-10-17 18:30 | 18:30 | 20.9052 | 60
2022-10-17 19:00 | 19:00 | 20.0746 | 60
2022-10-17 19:30 | 19:30 | 19.2065 | 60
2022-10-17 20:00 | 20:00 | 18.324 | 60
2022-10-17 20:30 | 20:30 | 17.0353 | 60
2022-10-17 21:00 | 21:00 | 16.0659 | 60
2022-10-17 21:30 | 21:30 | 14.7867 | 60
2022-10-17 22:00 | 22:00 | 13.6605 | 60
2022-10-17 22:30 | 22:30 | 12.9148 | 60
2022-10-17 23:00 | 23:00 | 11.8947 | 60
2022-10-17 23:30 | 23:30 | 11.1238 | 60
2022-10-18 | 0:00 | 10.4642 | 60
2022-10-18 00:30 | 0:30 | 9.9786 | 60
2022-10-18 01:00 | 1:00 | 9.625 | 60
2022-10-18 01:30 | 1:30 | 9.5903 | 60
2022-10-18 02:00 | 2:00 | 9.5745 | 60
2022-10-18 02:30 | 2:30 | 9.5808 | 60
2022-10-18 03:00 | 3:00 | 9.4554 | 60
2022-10-18 03:30 | 3:30 | 9.3962 | 60
2022-10-18 04:00 | 4:00 | 9.7434 | 60
2022-10-18 04:30 | 4:30 | 10.1214 | 60
2022-10-18 05:00 | 5:00 | 10.4841 | 60
2022-10-18 05:30 | 5:30 | 9.9117 | 60
2022-10-18 06:00 | 6:00 | 10.5029 | 60
2022-10-18 06:30 | 6:30 | 10.734 | 60
2022-10-18 07:00 | 7:00 | 7.651 | 60
2022-10-18 07:30 | 7:30 | 3.798 | 60
2022-10-18 08:00 | 8:00 | 3.154 | 60
2022-10-18 08:30 | 8:30 | 4.5757 | 60
2022-10-18 09:00 | 9:00 | 3.1646 | 60
2022-10-18 09:30 | 9:30 | 5.4727 | 60
2022-10-18 10:00 | 10:00 | 3.4731 | 60
2022-10-18 10:30 | 10:30 | 3.6953 | 60
2022-10-18 11:00 | 11:00 | 4.4996 | 60
2022-10-18 11:30 | 11:30 | 7.9936 | 60
2022-10-18 12:00 | 12:00 | 4.1854 | 60
2022-10-18 12:30 | 12:30 | 3.4412 | 60
2022-10-18 13:00 | 13:00 | 4.4765 | 60
2022-10-18 13:30 | 13:30 | 7.9144 | 60
2022-10-18 14:00 | 14:00 | 5.3062 | 60
2022-10-18 14:30 | 14:30 | 3.2925 | 60
2022-10-18 15:00 | 15:00 | 5.276 | 60
2022-10-18 15:30 | 15:30 | 8.1972 | 60
2022-10-18 16:00 | 16:00 | 11.2762 | 60
2022-10-18 16:30 | 16:30 | 13.4667 | 60
2022-10-18 17:00 | 17:00 | 16.5508 | 60
2022-10-18 17:30 | 17:30 | 18.7106 | 60
2022-10-18 18:00 | 18:00 | 20.2485 | 60
2022-10-18 18:30 | 18:30 | 20.7228 | 60
2022-10-18 19:00 | 19:00 | 19.9471 | 60
2022-10-18 19:30 | 19:30 | 19.4203 | 60
2022-10-18 20:00 | 20:00 | 18.5541 | 60
2022-10-18 20:30 | 20:30 | 17.4795 | 60
2022-10-18 21:00 | 21:00 | 16.4263 | 60
2022-10-18 21:30 | 21:30 | 15.0613 | 60
2022-10-18 22:00 | 22:00 | 13.7336 | 60
2022-10-18 22:30 | 22:30 | 12.9796 | 60
2022-10-18 23:00 | 23:00 | 12.1486 | 60
2022-10-18 23:30 | 23:30 | 11.2644 | 60
2022-10-19 | 0:00 | 10.6977 | 60
2022-10-19 00:30 | 0:30 | 10.1168 | 60
2022-10-19 01:00 | 1:00 | 9.9248 | 60
2022-10-19 01:30 | 1:30 | 9.7008 | 60
2022-10-19 02:00 | 2:00 | 9.5289 | 60
2022-10-19 02:30 | 2:30 | 9.3628 | 60
2022-10-19 03:00 | 3:00 | 9.4519 | 60
2022-10-19 03:30 | 3:30 | 9.4876 | 60
2022-10-19 04:00 | 4:00 | 9.8028 | 60
2022-10-19 04:30 | 4:30 | 10.1392 | 60
2022-10-19 05:00 | 5:00 | 10.6624 | 60
2022-10-19 05:30 | 5:30 | 11.0409 | 60
2022-10-19 06:00 | 6:00 | 11.9544 | 60
2022-10-19 06:30 | 6:30 | 12.3733 | 60
2022-10-19 07:00 | 7:00 | 12.6151 | 60
2022-10-19 07:30 | 7:30 | 13.0637 | 60
2022-10-19 08:00 | 8:00 | 13.7808 | 60
2022-10-19 08:30 | 8:30 | 12.1463 | 60
2022-10-19 09:00 | 9:00 | 9.8785 | 60
2022-10-19 09:30 | 9:30 | 10.3125 | 60
2022-10-19 10:00 | 10:00 | 11.3637 | 60
2022-10-19 10:30 | 10:30 | 9.8022 | 60
2022-10-19 11:00 | 11:00 | 7.6917 | 60
2022-10-19 11:30 | 11:30 | 9.3471 | 60
2022-10-19 12:00 | 12:00 | 10.3536 | 60
2022-10-19 12:30 | 12:30 | 7.7298 | 60
2022-10-19 13:00 | 13:00 | 7.8116 | 60
2022-10-19 13:30 | 13:30 | 9.7976 | 60
2022-10-19 14:00 | 14:00 | 9.883 | 60
2022-10-19 14:30 | 14:30 | 9.0477 | 60
2022-10-19 15:00 | 15:00 | 11.6051 | 60
2022-10-19 15:30 | 15:30 | 14.2471 | 60
2022-10-19 16:00 | 16:00 | 15.353 | 60
2022-10-19 16:30 | 16:30 | 16.8223 | 60
2022-10-19 17:00 | 17:00 | 18.2859 | 60
2022-10-19 17:30 | 17:30 | 19.6664 | 60
2022-10-19 18:00 | 18:00 | 20.6164 | 60
2022-10-19 18:30 | 18:30 | 20.7167 | 60
2022-10-19 19:00 | 19:00 | 20.1182 | 60
2022-10-19 19:30 | 19:30 | 19.3169 | 60
2022-10-19 20:00 | 20:00 | 18.7163 | 60
2022-10-19 20:30 | 20:30 | 17.4974 | 60
2022-10-19 21:00 | 21:00 | 16.4568 | 60
2022-10-19 21:30 | 21:30 | 15.1964 | 60
2022-10-19 22:00 | 22:00 | 13.8815 | 60
2022-10-19 22:30 | 22:30 | 13.0974 | 60
2022-10-19 23:00 | 23:00 | 12.1581 | 60
2022-10-19 23:30 | 23:30 | 11.3877 | 60
2022-10-20 | 0:00 | 10.6623 | 60
2022-10-20 00:30 | 0:30 | 10.316 | 60
2022-10-20 01:00 | 1:00 | 9.9542 | 60
2022-10-20 01:30 | 1:30 | 9.735 | 60
2022-10-20 02:00 | 2:00 | 9.597 | 60
2022-10-20 02:30 | 2:30 | 9.4575 | 60
2022-10-20 03:00 | 3:00 | 9.3255 | 60
2022-10-20 03:30 | 3:30 | 9.5587 | 60
2022-10-20 04:00 | 4:00 | 9.7184 | 60
2022-10-20 04:30 | 4:30 | 10.0428 | 60
2022-10-20 05:00 | 5:00 | 10.6872 | 60
2022-10-20 05:30 | 5:30 | 11.0788 | 60
2022-10-20 06:00 | 6:00 | 11.7438 | 60
2022-10-20 06:30 | 6:30 | 12.4957 | 60
2022-10-20 07:00 | 7:00 | 13.4875 | 60
2022-10-20 07:30 | 7:30 | 12.0295 | 60
2022-10-20 08:00 | 8:00 | 8.7772 | 60
2022-10-20 08:30 | 8:30 | 11.0948 | 60
2022-10-20 09:00 | 9:00 | 8.8436 | 60
2022-10-20 09:30 | 9:30 | 5.0953 | 60
2022-10-20 10:00 | 10:00 | 6.7437 | 60
2022-10-20 10:30 | 10:30 | 10.0155 | 60
2022-10-20 11:00 | 11:00 | 4.8889 | 60
2022-10-20 11:30 | 11:30 | 7.7871 | 60
2022-10-20 12:00 | 12:00 | 7.9636 | 60
2022-10-20 12:30 | 12:30 | 7.9746 | 60
2022-10-20 13:00 | 13:00 | 9.0892 | 60
2022-10-20 13:30 | 13:30 | 5.4057 | 60
2022-10-20 14:00 | 14:00 | 7.8665 | 60
2022-10-20 14:30 | 14:30 | 11.1927 | 60
2022-10-20 15:00 | 15:00 | 13.1003 | 60
2022-10-20 15:30 | 15:30 | 14.0443 | 60
2022-10-20 16:00 | 16:00 | 15.3116 | 60
2022-10-20 16:30 | 16:30 | 16.8265 | 60
2022-10-20 17:00 | 17:00 | 17.4555 | 60
2022-10-20 17:30 | 17:30 | 18.7614 | 60
2022-10-20 18:00 | 18:00 | 19.8316 | 60
2022-10-20 18:30 | 18:30 | 20.0364 | 60
2022-10-20 19:00 | 19:00 | 19.5694 | 60
2022-10-20 19:30 | 19:30 | 18.8354 | 60
2022-10-20 20:00 | 20:00 | 18.4029 | 60
2022-10-20 20:30 | 20:30 | 17.4984 | 60
2022-10-20 21:00 | 21:00 | 16.7509 | 60
2022-10-20 21:30 | 21:30 | 15.4836 | 60
2022-10-20 22:00 | 22:00 | 14.1008 | 60
2022-10-20 22:30 | 22:30 | 13.3527 | 60
2022-10-20 23:00 | 23:00 | 12.3925 | 60
2022-10-20 23:30 | 23:30 | 11.4949 | 60
2022-10-21 | 0:00 | 10.7881 | 60
2022-10-21 00:30 | 0:30 | 10.3757 | 60
2022-10-21 01:00 | 1:00 | 10.0667 | 60
2022-10-21 01:30 | 1:30 | 9.7481 | 60
2022-10-21 02:00 | 2:00 | 9.6732 | 60
2022-10-21 02:30 | 2:30 | 9.6393 | 60
2022-10-21 03:00 | 3:00 | 9.6821 | 60
2022-10-21 03:30 | 3:30 | 9.8563 | 60
2022-10-21 04:00 | 4:00 | 9.9121 | 60
2022-10-21 04:30 | 4:30 | 10.1668 | 60
2022-10-21 05:00 | 5:00 | 10.6388 | 60
2022-10-21 05:30 | 5:30 | 10.7271 | 60
2022-10-21 06:00 | 6:00 | 11.1141 | 60
2022-10-21 06:30 | 6:30 | 11.9213 | 60
2022-10-21 07:00 | 7:00 | 10.9012 | 60
2022-10-21 07:30 | 7:30 | 7.3811 | 60
2022-10-21 08:00 | 8:00 | 6.9241 | 60
2022-10-21 08:30 | 8:30 | 6.2877 | 60
2022-10-21 09:00 | 9:00 | 4.115 | 60
2022-10-21 09:30 | 9:30 | 8.5625 | 60
2022-10-21 10:00 | 10:00 | 12.411 | 60
2022-10-21 10:30 | 10:30 | 11.9115 | 60
2022-10-21 11:00 | 11:00 | 11.3951 | 60
2022-10-21 11:30 | 11:30 | 12.6746 | 60
2022-10-21 12:00 | 12:00 | 9.5622 | 60
2022-10-21 12:30 | 12:30 | 11.1193 | 60
2022-10-21 13:00 | 13:00 | 11.8648 | 60
2022-10-21 13:30 | 13:30 | 12.1683 | 60
2022-10-21 14:00 | 14:00 | 12.392 | 60
2022-10-21 14:30 | 14:30 | 13.8625 | 60
2022-10-21 15:00 | 15:00 | 13.988 | 60
2022-10-21 15:30 | 15:30 | 15.1573 | 60
2022-10-21 16:00 | 16:00 | 14.8366 | 60
2022-10-21 16:30 | 16:30 | 16.0252 | 60
2022-10-21 17:00 | 17:00 | 17.2458 | 60
2022-10-21 17:30 | 17:30 | 18.3223 | 60
2022-10-21 18:00 | 18:00 | 19.112 | 60
2022-10-21 18:30 | 18:30 | 19.5257 | 60
2022-10-21 19:00 | 19:00 | 18.955 | 60
2022-10-21 19:30 | 19:30 | 18.0297 | 60
2022-10-21 20:00 | 20:00 | 17.7131 | 60
2022-10-21 20:30 | 20:30 | 16.6573 | 60
2022-10-21 21:00 | 21:00 | 15.9758 | 60
2022-10-21 21:30 | 21:30 | 14.8768 | 60
2022-10-21 22:00 | 22:00 | 14.1528 | 60
2022-10-21 22:30 | 22:30 | 13.4626 | 60
2022-10-21 23:00 | 23:00 | 12.6277 | 60
2022-10-21 23:30 | 23:30 | 11.8227 | 60
2022-10-22 | 0:00 | 11.1986 | 60
2022-10-22 00:30 | 0:30 | 10.4831 | 60
2022-10-22 01:00 | 1:00 | 10.2271 | 60
2022-10-22 01:30 | 1:30 | 9.9364 | 60
2022-10-22 02:00 | 2:00 | 9.7883 | 60
2022-10-22 02:30 | 2:30 | 9.5991 | 60
2022-10-22 03:00 | 3:00 | 9.6288 | 60
2022-10-22 03:30 | 3:30 | 9.5868 | 60
2022-10-22 04:00 | 4:00 | 9.5916 | 60
2022-10-22 04:30 | 4:30 | 9.7405 | 60
2022-10-22 05:00 | 5:00 | 10.0082 | 60
2022-10-22 05:30 | 5:30 | 10.0631 | 60
2022-10-22 06:00 | 6:00 | 9.9861 | 60
2022-10-22 06:30 | 6:30 | 9.878 | 60
2022-10-22 07:00 | 7:00 | 10.0259 | 60
2022-10-22 07:30 | 7:30 | 11.4032 | 60
2022-10-22 08:00 | 8:00 | 11.993 | 60
2022-10-22 08:30 | 8:30 | 10.1318 | 60
2022-10-22 09:00 | 9:00 | 9.9697 | 60
2022-10-22 09:30 | 9:30 | 8.4672 | 60
2022-10-22 10:00 | 10:00 | 8.0269 | 60
2022-10-22 10:30 | 10:30 | 6.851 | 60
2022-10-22 11:00 | 11:00 | 6.3713 | 60
2022-10-22 11:30 | 11:30 | 7.5143 | 60
2022-10-22 12:00 | 12:00 | 8.1223 | 60
2022-10-22 12:30 | 12:30 | 8.4376 | 60
2022-10-22 13:00 | 13:00 | 8.0831 | 60
2022-10-22 13:30 | 13:30 | 9.9134 | 60
2022-10-22 14:00 | 14:00 | 11.6926 | 60
2022-10-22 14:30 | 14:30 | 12.5971 | 60
2022-10-22 15:00 | 15:00 | 13.0787 | 60
2022-10-22 15:30 | 15:30 | 14.2353 | 60
2022-10-22 16:00 | 16:00 | 15.0399 | 60
2022-10-22 16:30 | 16:30 | 15.5867 | 60
2022-10-22 17:00 | 17:00 | 16.9604 | 60
2022-10-22 17:30 | 17:30 | 17.9867 | 60
2022-10-22 18:00 | 18:00 | 18.8787 | 60
2022-10-22 18:30 | 18:30 | 18.8121 | 60
2022-10-22 19:00 | 19:00 | 18.3605 | 60
2022-10-22 19:30 | 19:30 | 17.7667 | 60
2022-10-22 20:00 | 20:00 | 17.1886 | 60
2022-10-22 20:30 | 20:30 | 16.2861 | 60
2022-10-22 21:00 | 21:00 | 15.6297 | 60
2022-10-22 21:30 | 21:30 | 15.046 | 60
2022-10-22 22:00 | 22:00 | 14.3666 | 60
2022-10-22 22:30 | 22:30 | 13.7653 | 60
2022-10-22 23:00 | 23:00 | 13.0768 | 60
2022-10-22 23:30 | 23:30 | 11.972 | 60
2022-10-23 | 0:00 | 11.3888 | 60
2022-10-23 00:30 | 0:30 | 10.9199 | 60
2022-10-23 01:00 | 1:00 | 10.6227 | 60
2022-10-23 01:30 | 1:30 | 10.3481 | 60
2022-10-23 02:00 | 2:00 | 10.2207 | 60
2022-10-23 02:30 | 2:30 | 9.8834 | 60
2022-10-23 03:00 | 3:00 | 9.8744 | 60
2022-10-23 03:30 | 3:30 | 9.6709 | 60
2022-10-23 04:00 | 4:00 | 9.7279 | 60
2022-10-23 04:30 | 4:30 | 9.8652 | 60
2022-10-23 05:00 | 5:00 | 10.0357 | 60
2022-10-23 05:30 | 5:30 | 10.3447 | 60
2022-10-23 06:00 | 6:00 | 10.7663 | 60
2022-10-23 06:30 | 6:30 | 11.2365 | 60
2022-10-23 07:00 | 7:00 | 11.56 | 60
2022-10-23 07:30 | 7:30 | 12.6389 | 60
2022-10-23 08:00 | 8:00 | 12.6412 | 60
2022-10-23 08:30 | 8:30 | 11.6541 | 60
2022-10-23 09:00 | 9:00 | 11.6636 | 60
2022-10-23 09:30 | 9:30 | 11.2885 | 60
2022-10-23 10:00 | 10:00 | 8.5909 | 60
2022-10-23 10:30 | 10:30 | 11.8764 | 60
2022-10-23 11:00 | 11:00 | 13.8288 | 60
2022-10-23 11:30 | 11:30 | 13.5999 | 60
2022-10-23 12:00 | 12:00 | 12.5676 | 60
2022-10-23 12:30 | 12:30 | 12.0196 | 60
2022-10-23 13:00 | 13:00 | 14.6151 | 60
2022-10-23 13:30 | 13:30 | 16.6472 | 60
2022-10-23 14:00 | 14:00 | 17.0616 | 60
2022-10-23 14:30 | 14:30 | 17.019 | 60
2022-10-23 15:00 | 15:00 | 16.8201 | 60
2022-10-23 15:30 | 15:30 | 16.8195 | 60
2022-10-23 16:00 | 16:00 | 17.3932 | 60
2022-10-23 16:30 | 16:30 | 18.4922 | 60
2022-10-23 17:00 | 17:00 | 19.9133 | 60
2022-10-23 17:30 | 17:30 | 21.2277 | 60
2022-10-23 18:00 | 18:00 | 21.8054 | 60
2022-10-23 18:30 | 18:30 | 21.75 | 60
2022-10-23 19:00 | 19:00 | 20.9121 | 60
2022-10-23 19:30 | 19:30 | 19.899 | 60
2022-10-23 20:00 | 20:00 | 18.9228 | 60
2022-10-23 20:30 | 20:30 | 18.0072 | 60
2022-10-23 21:00 | 21:00 | 16.9986 | 60
2022-10-23 21:30 | 21:30 | 15.5804 | 60
2022-10-23 22:00 | 22:00 | 14.572 | 60
2022-10-23 22:30 | 22:30 | 13.6203 | 60
2022-10-23 23:00 | 23:00 | 12.5929 | 60
2022-10-23 23:30 | 23:30 | 11.6934 | 60
2022-10-24 | 0:00 | 10.9724 | 60
2022-10-24 00:30 | 0:30 | 10.4648 | 60
2022-10-24 01:00 | 1:00 | 10.2682 | 60
2022-10-24 01:30 | 1:30 | 10.0258 | 60
2022-10-24 02:00 | 2:00 | 9.8193 | 60
2022-10-24 02:30 | 2:30 | 9.7113 | 60
2022-10-24 03:00 | 3:00 | 9.7209 | 60
2022-10-24 03:30 | 3:30 | 9.7482 | 60
2022-10-24 04:00 | 4:00 | 9.8633 | 60
2022-10-24 04:30 | 4:30 | 10.2429 | 60
2022-10-24 05:00 | 5:00 | 10.5775 | 60
2022-10-24 05:30 | 5:30 | 10.327 | 60
2022-10-24 06:00 | 6:00 | 9.5761 | 60
2022-10-24 06:30 | 6:30 | 7.4138 | 60
2022-10-24 07:00 | 7:00 | 5.6917 | 60
2022-10-24 07:30 | 7:30 | 3.8921 | 60
2022-10-24 08:00 | 8:00 | 3.1468 | 60
2022-10-24 08:30 | 8:30 | 3.7106 | 60
2022-10-24 09:00 | 9:00 | 3.9114 | 60
2022-10-24 09:30 | 9:30 | 5.3056 | 60
2022-10-24 10:00 | 10:00 | 3.7115 | 60
2022-10-24 10:30 | 10:30 | 3.6303 | 60
2022-10-24 11:00 | 11:00 | 3.1257 | 60
2022-10-24 11:30 | 11:30 | 2.3843 | 60
2022-10-24 12:00 | 12:00 | 2.6507 | 60
2022-10-24 12:30 | 12:30 | 2.7148 | 60
2022-10-24 13:00 | 13:00 | 3.4883 | 60
2022-10-24 13:30 | 13:30 | 3.5642 | 60
2022-10-24 14:00 | 14:00 | 2.884 | 60
2022-10-24 14:30 | 14:30 | 5.1511 | 60
2022-10-24 15:00 | 15:00 | 6.6646 | 60
2022-10-24 15:30 | 15:30 | 15.6912 | 60
2022-10-24 16:00 | 16:00 | 15.0857 | 60
2022-10-24 16:30 | 16:30 | 16.4047 | 60
2022-10-24 17:00 | 17:00 | 18.8426 | 60
2022-10-24 17:30 | 17:30 | 21.206 | 60
2022-10-24 18:00 | 18:00 | 22.7235 | 60
2022-10-24 18:30 | 18:30 | 23.6505 | 60
2022-10-24 19:00 | 19:00 | 22.7357 | 60
2022-10-24 19:30 | 19:30 | 21.407 | 60
2022-10-24 20:00 | 20:00 | 20.6606 | 60
2022-10-24 20:30 | 20:30 | 18.9801 | 60
2022-10-24 21:00 | 21:00 | 17.5955 | 60
2022-10-24 21:30 | 21:30 | 16.2649 | 60
2022-10-24 22:00 | 22:00 | 15.0339 | 60
2022-10-24 22:30 | 22:30 | 14.0763 | 60
2022-10-24 23:00 | 23:00 | 12.9887 | 60
2022-10-24 23:30 | 23:30 | 12.102 | 60
2022-10-25 | 0:00 | 11.3152 | 60
2022-10-25 00:30 | 0:30 | 10.8815 | 60
2022-10-25 01:00 | 1:00 | 10.5361 | 60
2022-10-25 01:30 | 1:30 | 10.3699 | 60
2022-10-25 02:00 | 2:00 | 10.1398 | 60
2022-10-25 02:30 | 2:30 | 10.0161 | 60
2022-10-25 03:00 | 3:00 | 10.0751 | 60
2022-10-25 03:30 | 3:30 | 10.2304 | 60
2022-10-25 04:00 | 4:00 | 10.3476 | 60
2022-10-25 04:30 | 4:30 | 10.4216 | 60
2022-10-25 05:00 | 5:00 | 10.7441 | 60
2022-10-25 05:30 | 5:30 | 10.6172 | 60
2022-10-25 06:00 | 6:00 | 9.2587 | 60
2022-10-25 06:30 | 6:30 | 10.3042 | 60
2022-10-25 07:00 | 7:00 | 9.4554 | 60
2022-10-25 07:30 | 7:30 | 10.4426 | 60
2022-10-25 08:00 | 8:00 | 7.0052 | 60
2022-10-25 08:30 | 8:30 | 6.6167 | 60
2022-10-25 09:00 | 9:00 | 3.3096 | 60
2022-10-25 09:30 | 9:30 | 5.1459 | 60
2022-10-25 10:00 | 10:00 | 5.2441 | 60
2022-10-25 10:30 | 10:30 | 4.0477 | 60
2022-10-25 11:00 | 11:00 | 5.5514 | 60
2022-10-25 11:30 | 11:30 | 4.8012 | 60
2022-10-25 12:00 | 12:00 | 4.496 | 60
2022-10-25 12:30 | 12:30 | 3.5671 | 60
2022-10-25 13:00 | 13:00 | 9.4037 | 60
2022-10-25 13:30 | 13:30 | 6.909 | 60
2022-10-25 14:00 | 14:00 | 3.1686 | 60
2022-10-25 14:30 | 14:30 | 3.6374 | 60
2022-10-25 15:00 | 15:00 | 6.0662 | 60
2022-10-25 15:30 | 15:30 | 8.8208 | 60
2022-10-25 16:00 | 16:00 | 12.3144 | 60
2022-10-25 16:30 | 16:30 | 16.4886 | 60
2022-10-25 17:00 | 17:00 | 17.9903 | 60
2022-10-25 17:30 | 17:30 | 20.4176 | 60
2022-10-25 18:00 | 18:00 | 22.1387 | 60
2022-10-25 18:30 | 18:30 | 22.6822 | 60
2022-10-25 19:00 | 19:00 | 21.9727 | 60
2022-10-25 19:30 | 19:30 | 20.9949 | 60
2022-10-25 20:00 | 20:00 | 20.0743 | 60
2022-10-25 20:30 | 20:30 | 18.9378 | 60
2022-10-25 21:00 | 21:00 | 18.0893 | 60
2022-10-25 21:30 | 21:30 | 16.6802 | 60
2022-10-25 22:00 | 22:00 | 15.4998 | 60
2022-10-25 22:30 | 22:30 | 14.5639 | 60
2022-10-25 23:00 | 23:00 | 13.5434 | 60
2022-10-25 23:30 | 23:30 | 12.5964 | 60
2022-10-26 | 0:00 | 11.9838 | 60
2022-10-26 00:30 | 0:30 | 11.4821 | 60
2022-10-26 01:00 | 1:00 | 11.0913 | 60
2022-10-26 01:30 | 1:30 | 10.7569 | 60
2022-10-26 02:00 | 2:00 | 10.6489 | 60
2022-10-26 02:30 | 2:30 | 10.4887 | 60
2022-10-26 03:00 | 3:00 | 10.412 | 60
2022-10-26 03:30 | 3:30 | 10.2904 | 60
2022-10-26 04:00 | 4:00 | 10.5739 | 60
2022-10-26 04:30 | 4:30 | 10.8541 | 60
2022-10-26 05:00 | 5:00 | 11.1465 | 60
2022-10-26 05:30 | 5:30 | 10.5591 | 60
2022-10-26 06:00 | 6:00 | 8.9399 | 60
2022-10-26 06:30 | 6:30 | 7.9277 | 60
2022-10-26 07:00 | 7:00 | 5.5595 | 60
2022-10-26 07:30 | 7:30 | 5.3967 | 60
2022-10-26 08:00 | 8:00 | 3.9809 | 60
2022-10-26 08:30 | 8:30 | 2.1216 | 60
2022-10-26 09:00 | 9:00 | 2.2496 | 60
2022-10-26 09:30 | 9:30 | 2.902 | 60
2022-10-26 10:00 | 10:00 | 2.9294 | 60
2022-10-26 10:30 | 10:30 | 3.2616 | 60
2022-10-26 11:00 | 11:00 | 3.4202 | 60
2022-10-26 11:30 | 11:30 | 3.0788 | 60
2022-10-26 12:00 | 12:00 | 2.4211 | 60
2022-10-26 12:30 | 12:30 | 1.8309 | 60
2022-10-26 13:00 | 13:00 | 1.4389 | 60
2022-10-26 13:30 | 13:30 | 1.9771 | 60
2022-10-26 14:00 | 14:00 | 4.1481 | 60
2022-10-26 14:30 | 14:30 | 6.8369 | 60
2022-10-26 15:00 | 15:00 | 9.8823 | 60
2022-10-26 15:30 | 15:30 | 13.9929 | 60
2022-10-26 16:00 | 16:00 | 17.7225 | 60
2022-10-26 16:30 | 16:30 | 20.7103 | 60
2022-10-26 17:00 | 17:00 | 23.4562 | 60
2022-10-26 17:30 | 17:30 | 25.1268 | 60
2022-10-26 18:00 | 18:00 | 25.7842 | 60
2022-10-26 18:30 | 18:30 | 26.2113 | 60
2022-10-26 19:00 | 19:00 | 25.4432 | 60
2022-10-26 19:30 | 19:30 | 24.0462 | 60
2022-10-26 20:00 | 20:00 | 22.8317 | 60
2022-10-26 20:30 | 20:30 | 21.2555 | 60
2022-10-26 21:00 | 21:00 | 19.7461 | 60
2022-10-26 21:30 | 21:30 | 17.9532 | 60
2022-10-26 22:00 | 22:00 | 16.2311 | 60
2022-10-26 22:30 | 22:30 | 14.8134 | 60
2022-10-26 23:00 | 23:00 | 13.6241 | 60
2022-10-26 23:30 | 23:30 | 12.6074 | 60
2022-10-27 | 0:00 | 11.6893 | 60
2022-10-27 00:30 | 0:30 | 11.1445 | 60
2022-10-27 01:00 | 1:00 | 10.8733 | 60
2022-10-27 01:30 | 1:30 | 10.5451 | 60
2022-10-27 02:00 | 2:00 | 10.3896 | 60
2022-10-27 02:30 | 2:30 | 10.1605 | 60
2022-10-27 03:00 | 3:00 | 10.1914 | 60
2022-10-27 03:30 | 3:30 | 10.1944 | 60
2022-10-27 04:00 | 4:00 | 10.3796 | 60
2022-10-27 04:30 | 4:30 | 10.6394 | 60
2022-10-27 05:00 | 5:00 | 10.5537 | 60
2022-10-27 05:30 | 5:30 | 8.9311 | 60
2022-10-27 06:00 | 6:00 | 7.7174 | 60
2022-10-27 06:30 | 6:30 | 6.4554 | 60
2022-10-27 07:00 | 7:00 | 6.7479 | 60
2022-10-27 07:30 | 7:30 | 7.923 | 60
2022-10-27 08:00 | 8:00 | 10.646 | 60
2022-10-27 08:30 | 8:30 | 3.2656 | 60
2022-10-27 09:00 | 9:00 | 2.8334 | 60
2022-10-27 09:30 | 9:30 | 2.8349 | 60
2022-10-27 10:00 | 10:00 | 2.6193 | 60
2022-10-27 10:30 | 10:30 | 2.7012 | 60
2022-10-27 11:00 | 11:00 | 1.8387 | 60
2022-10-27 11:30 | 11:30 | 1.3656 | 60
2022-10-27 12:00 | 12:00 | 1.7957 | 60
2022-10-27 12:30 | 12:30 | 3.2186 | 60
2022-10-27 13:00 | 13:00 | 4.8497 | 60
2022-10-27 13:30 | 13:30 | 6.7389 | 60
2022-10-27 14:00 | 14:00 | 8.9011 | 60
2022-10-27 14:30 | 14:30 | 11.4101 | 60
2022-10-27 15:00 | 15:00 | 14.6655 | 60
2022-10-27 15:30 | 15:30 | 23.1727 | 60
2022-10-27 16:00 | 16:00 | 20.9547 | 60
2022-10-27 16:30 | 16:30 | 22.3894 | 60
2022-10-27 17:00 | 17:00 | 24.8317 | 60
2022-10-27 17:30 | 17:30 | 26.2642 | 60
2022-10-27 18:00 | 18:00 | 26.9024 | 60
2022-10-27 18:30 | 18:30 | 27.2934 | 60
2022-10-27 19:00 | 19:00 | 26.401 | 60
2022-10-27 19:30 | 19:30 | 24.8427 | 60
2022-10-27 20:00 | 20:00 | 23.3591 | 60
2022-10-27 20:30 | 20:30 | 21.6214 | 60
2022-10-27 21:00 | 21:00 | 20.1763 | 60
2022-10-27 21:30 | 21:30 | 18.4002 | 60
2022-10-27 22:00 | 22:00 | 16.858 | 60
2022-10-27 22:30 | 22:30 | 15.7382 | 60
2022-10-27 23:00 | 23:00 | 14.3941 | 60
2022-10-27 23:30 | 23:30 | 13.3436 | 60
2022-10-28 | 0:00 | 12.4804 | 60
2022-10-28 00:30 | 0:30 | 11.8478 | 60
2022-10-28 01:00 | 1:00 | 11.4847 | 60
2022-10-28 01:30 | 1:30 | 11.0536 | 60
2022-10-28 02:00 | 2:00 | 10.847 | 60
2022-10-28 02:30 | 2:30 | 10.7647 | 60
2022-10-28 03:00 | 3:00 | 10.6827 | 60
2022-10-28 03:30 | 3:30 | 10.6858 | 60
2022-10-28 04:00 | 4:00 | 10.8567 | 60
2022-10-28 04:30 | 4:30 | 11.0388 | 60
2022-10-28 05:00 | 5:00 | 11.0805 | 60
2022-10-28 05:30 | 5:30 | 10.1648 | 60
2022-10-28 06:00 | 6:00 | 8.9704 | 60
2022-10-28 06:30 | 6:30 | 7.3336 | 60
2022-10-28 07:00 | 7:00 | 5.8185 | 60
2022-10-28 07:30 | 7:30 | 4.1601 | 60
2022-10-28 08:00 | 8:00 | 2.783 | 60
2022-10-28 08:30 | 8:30 | 1.9973 | 60
2022-10-28 09:00 | 9:00 | 1.9779 | 60
2022-10-28 09:30 | 9:30 | 1.761 | 60
2022-10-28 10:00 | 10:00 | 1.942 | 60
2022-10-28 10:30 | 10:30 | 2.0932 | 60
2022-10-28 11:00 | 11:00 | 1.7544 | 60
2022-10-28 11:30 | 11:30 | 1.2936 | 60
2022-10-28 12:00 | 12:00 | 1.0465 | 60
2022-10-28 12:30 | 12:30 | 1.379 | 60
2022-10-28 13:00 | 13:00 | 2.2952 | 60
2022-10-28 13:30 | 13:30 | 4.095 | 60
2022-10-28 14:00 | 14:00 | 6.4783 | 60
2022-10-28 14:30 | 14:30 | 8.9971 | 60
2022-10-28 15:00 | 15:00 | 11.9437 | 60
2022-10-28 15:30 | 15:30 | 15.4326 | 60
2022-10-28 16:00 | 16:00 | 18.6983 | 60
2022-10-28 16:30 | 16:30 | 21.5844 | 60
2022-10-28 17:00 | 17:00 | 23.3072 | 60
2022-10-28 17:30 | 17:30 | 24.3416 | 60
2022-10-28 18:00 | 18:00 | 24.2248 | 60
2022-10-28 18:30 | 18:30 | 24.325 | 60
2022-10-28 19:00 | 19:00 | 23.779 | 60
2022-10-28 19:30 | 19:30 | 22.6 | 60
2022-10-28 20:00 | 20:00 | 21.4093 | 60
2022-10-28 20:30 | 20:30 | 20.0611 | 60
2022-10-28 21:00 | 21:00 | 18.8054 | 60
2022-10-28 21:30 | 21:30 | 17.4749 | 60
2022-10-28 22:00 | 22:00 | 16.1363 | 60
2022-10-28 22:30 | 22:30 | 15.3166 | 60
2022-10-28 23:00 | 23:00 | 13.9286 | 60
2022-10-28 23:30 | 23:30 | 12.7575 | 60
2022-10-29 | 0:00 | 12.1351 | 60
2022-10-29 00:30 | 0:30 | 11.5605 | 60
2022-10-29 01:00 | 1:00 | 11.161 | 60
2022-10-29 01:30 | 1:30 | 10.7764 | 60
2022-10-29 02:00 | 2:00 | 10.5292 | 60
2022-10-29 02:30 | 2:30 | 10.36 | 60
2022-10-29 03:00 | 3:00 | 10.2787 | 60
2022-10-29 03:30 | 3:30 | 10.2142 | 60
2022-10-29 04:00 | 4:00 | 10.1241 | 60
2022-10-29 04:30 | 4:30 | 10.0767 | 60
2022-10-29 05:00 | 5:00 | 9.8808 | 60
2022-10-29 05:30 | 5:30 | 8.5489 | 60
2022-10-29 06:00 | 6:00 | 6.8234 | 60
2022-10-29 06:30 | 6:30 | 5.2386 | 60
2022-10-29 07:00 | 7:00 | 4.028 | 60
2022-10-29 07:30 | 7:30 | 3.1405 | 60
2022-10-29 08:00 | 8:00 | 3.0448 | 60
2022-10-29 08:30 | 8:30 | 3.5 | 60
2022-10-29 09:00 | 9:00 | 3.6369 | 60
2022-10-29 09:30 | 9:30 | 4.4574 | 60
2022-10-29 10:00 | 10:00 | 4.7525 | 60
2022-10-29 10:30 | 10:30 | 4.6445 | 60
2022-10-29 11:00 | 11:00 | 4.4252 | 60
2022-10-29 11:30 | 11:30 | 3.9542 | 60
2022-10-29 12:00 | 12:00 | 3.3649 | 60
2022-10-29 12:30 | 12:30 | 2.73 | 60
2022-10-29 13:00 | 13:00 | 1.9485 | 60
2022-10-29 13:30 | 13:30 | 2.049 | 60
2022-10-29 14:00 | 14:00 | 3.885 | 60
2022-10-29 14:30 | 14:30 | 6.472 | 60
2022-10-29 15:00 | 15:00 | 9.8536 | 60
2022-10-29 15:30 | 15:30 | 12.6793 | 60
2022-10-29 16:00 | 16:00 | 15.8404 | 60
2022-10-29 16:30 | 16:30 | 18.7261 | 60
2022-10-29 17:00 | 17:00 | 21.0934 | 60
2022-10-29 17:30 | 17:30 | 22.0783 | 60
2022-10-29 18:00 | 18:00 | 22.1363 | 60
2022-10-29 18:30 | 18:30 | 22.422 | 60
2022-10-29 19:00 | 19:00 | 21.5078 | 60
2022-10-29 19:30 | 19:30 | 20.2933 | 60
2022-10-29 20:00 | 20:00 | 19.2046 | 60
2022-10-29 20:30 | 20:30 | 18.091 | 60
2022-10-29 21:00 | 21:00 | 17.3133 | 60
2022-10-29 21:30 | 21:30 | 16.1726 | 60
2022-10-29 22:00 | 22:00 | 15.0435 | 60
2022-10-29 22:30 | 22:30 | 14.4405 | 60
2022-10-29 23:00 | 23:00 | 13.3358 | 60
2022-10-29 23:30 | 23:30 | 12.4451 | 60
2022-10-30 | 0:00 | 11.7969 | 60
2022-10-30 00:30 | 0:30 | 11.2328 | 60
2022-10-30 01:00 | 1:00 | 10.7156 | 60
2022-10-30 01:30 | 1:30 | 10.4439 | 60
2022-10-30 02:00 | 2:00 | 10.2487 | 60
2022-10-30 02:30 | 2:30 | 10.0645 | 60
2022-10-30 03:00 | 3:00 | 9.9186 | 60
2022-10-30 03:30 | 3:30 | 9.9369 | 60
2022-10-30 04:00 | 4:00 | 9.8302 | 60
2022-10-30 04:30 | 4:30 | 9.8239 | 60
2022-10-30 05:00 | 5:00 | 9.5821 | 60
2022-10-30 05:30 | 5:30 | 8.1639 | 60
2022-10-30 06:00 | 6:00 | 6.3604 | 60
2022-10-30 06:30 | 6:30 | 4.8009 | 60
2022-10-30 07:00 | 7:00 | 3.8169 | 60
2022-10-30 07:30 | 7:30 | 3.1757 | 60
2022-10-30 08:00 | 8:00 | 3.1681 | 60
2022-10-30 08:30 | 8:30 | 3.4654 | 60
2022-10-30 09:00 | 9:00 | 4.0145 | 60
2022-10-30 09:30 | 9:30 | 4.566 | 60
2022-10-30 10:00 | 10:00 | 4.5372 | 60
2022-10-30 10:30 | 10:30 | 4.4889 | 60
2022-10-30 11:00 | 11:00 | 4.5024 | 60
2022-10-30 11:30 | 11:30 | 4.4128 | 60
2022-10-30 12:00 | 12:00 | 4.0212 | 60
2022-10-30 12:30 | 12:30 | 3.4422 | 60
2022-10-30 13:00 | 13:00 | 2.6059 | 60
2022-10-30 13:30 | 13:30 | 1.9206 | 60
2022-10-30 14:00 | 14:00 | 2.4715 | 60
2022-10-30 14:30 | 14:30 | 4.3945 | 60
2022-10-30 15:00 | 15:00 | 7.1459 | 60
2022-10-30 15:30 | 15:30 | 10.324 | 60
2022-10-30 16:00 | 16:00 | 13.4917 | 60
2022-10-30 16:30 | 16:30 | 16.3408 | 60
2022-10-30 17:00 | 17:00 | 19.0781 | 60
2022-10-30 17:30 | 17:30 | 20.7192 | 60
2022-10-30 18:00 | 18:00 | 21.8653 | 60
2022-10-30 18:30 | 18:30 | 22.4593 | 60
2022-10-30 19:00 | 19:00 | 21.5821 | 60
2022-10-30 19:30 | 19:30 | 20.4395 | 60
2022-10-30 20:00 | 20:00 | 19.4377 | 60
2022-10-30 20:30 | 20:30 | 17.981 | 60
2022-10-30 21:00 | 21:00 | 17.0197 | 60
2022-10-30 21:30 | 21:30 | 15.6015 | 60
2022-10-30 22:00 | 22:00 | 14.3121 | 60
2022-10-30 22:30 | 22:30 | 13.4355 | 60
2022-10-30 23:00 | 23:00 | 12.5699 | 60
2022-10-30 23:30 | 23:30 | 11.548 | 60
2022-10-31 | 0:00 | 11.0351 | 60
2022-10-31 00:30 | 0:30 | 10.6169 | 60
2022-10-31 01:00 | 1:00 | 10.4025 | 60
2022-10-31 01:30 | 1:30 | 10.2444 | 60
2022-10-31 02:00 | 2:00 | 9.8925 | 60
2022-10-31 02:30 | 2:30 | 9.8266 | 60
2022-10-31 03:00 | 3:00 | 9.7684 | 60
2022-10-31 03:30 | 3:30 | 9.8457 | 60
2022-10-31 04:00 | 4:00 | 9.9967 | 60
2022-10-31 04:30 | 4:30 | 10.351 | 60
2022-10-31 05:00 | 5:00 | 10.4993 | 60
2022-10-31 05:30 | 5:30 | 8.8582 | 60
2022-10-31 06:00 | 6:00 | 7.6972 | 60
2022-10-31 06:30 | 6:30 | 7.35 | 60
2022-10-31 07:00 | 7:00 | 5.2692 | 60
2022-10-31 07:30 | 7:30 | 3.5753 | 60
2022-10-31 08:00 | 8:00 | 3.0443 | 60
2022-10-31 08:30 | 8:30 | 2.513 | 60
2022-10-31 09:00 | 9:00 | 3.0143 | 60
2022-10-31 09:30 | 9:30 | 3.745 | 60
2022-10-31 10:00 | 10:00 | 3.9767 | 60
2022-10-31 10:30 | 10:30 | 3.9019 | 60
2022-10-31 11:00 | 11:00 | 3.6524 | 60
2022-10-31 11:30 | 11:30 | 2.5569 | 60
2022-10-31 12:00 | 12:00 | 1.7645 | 60
2022-10-31 12:30 | 12:30 | 6.5488 | 60
2022-10-31 13:00 | 13:00 | 15.4893 | 60
2022-10-31 13:30 | 13:30 | 16.485 | 60
2022-10-31 14:00 | 14:00 | 16.0761 | 60
2022-10-31 14:30 | 14:30 | 15.2917 | 60
2022-10-31 15:00 | 15:00 | 15.2795 | 60
2022-10-31 15:30 | 15:30 | 14.1577 | 60
2022-10-31 16:00 | 16:00 | 15.4367 | 60
2022-10-31 16:30 | 16:30 | 18.2508 | 60
2022-10-31 17:00 | 17:00 | 20.7063 | 60
2022-10-31 17:30 | 17:30 | 21.5821 | 60
2022-10-31 18:00 | 18:00 | 22.4274 | 60
2022-10-31 18:30 | 18:30 | 23.4186 | 60
2022-10-31 19:00 | 19:00 | 23.6098 | 60
2022-10-31 19:30 | 19:30 | 23.1357 | 60
2022-10-31 20:00 | 20:00 | 22.032 | 60
2022-10-31 20:30 | 20:30 | 20.5455 | 60
2022-10-31 21:00 | 21:00 | 19.3034 | 60
2022-10-31 21:30 | 21:30 | 17.7917 | 60
2022-10-31 22:00 | 22:00 | 16.4339 | 60
2022-10-31 22:30 | 22:30 | 15.1845 | 60
2022-10-31 23:00 | 23:00 | 13.9229 | 60
2022-10-31 23:30 | 23:30 | 12.9794 | 60
2022-11-01 | 0:00 | 12.2717 | 60
2022-11-01 00:30 | 0:30 | 11.7753 | 60
2022-11-01 01:00 | 1:00 | 11.4776 | 60
2022-11-01 01:30 | 1:30 | 11.3514 | 60
2022-11-01 02:00 | 2:00 | 11.1246 | 60
2022-11-01 02:30 | 2:30 | 11.1916 | 60
2022-11-01 03:00 | 3:00 | 11.0469 | 60
2022-11-01 03:30 | 3:30 | 11.0636 | 60
2022-11-01 04:00 | 4:00 | 11.2772 | 60
2022-11-01 04:30 | 4:30 | 11.4681 | 60
2022-11-01 05:00 | 5:00 | 11.6033 | 60
2022-11-01 05:30 | 5:30 | 11.9528 | 60
2022-11-01 06:00 | 6:00 | 11.5403 | 60
2022-11-01 06:30 | 6:30 | 13.8611 | 60
2022-11-01 07:00 | 7:00 | 13.7076 | 60
2022-11-01 07:30 | 7:30 | 15.6319 | 60
2022-11-01 08:00 | 8:00 | 13.9915 | 60
2022-11-01 08:30 | 8:30 | 11.4175 | 60
2022-11-01 09:00 | 9:00 | 12.8523 | 60
2022-11-01 09:30 | 9:30 | 11.3865 | 60
2022-11-01 10:00 | 10:00 | 10.8338 | 60
2022-11-01 10:30 | 10:30 | 10.0591 | 60
2022-11-01 11:00 | 11:00 | 11.4943 | 60
2022-11-01 11:30 | 11:30 | 11.9894 | 60
2022-11-01 12:00 | 12:00 | 7.0671 | 60
2022-11-01 12:30 | 12:30 | 5.0352 | 60
2022-11-01 13:00 | 13:00 | 4.4456 | 60
2022-11-01 13:30 | 13:30 | 3.0493 | 60
2022-11-01 14:00 | 14:00 | 3.4423 | 60
2022-11-01 14:30 | 14:30 | 5.4084 | 60
2022-11-01 15:00 | 15:00 | 9.9405 | 60
2022-11-01 15:30 | 15:30 | 12.045 | 60
2022-11-01 16:00 | 16:00 | 14.4648 | 60
2022-11-01 16:30 | 16:30 | 13.1334 | 60
2022-11-01 17:00 | 17:00 | 15.5172 | 60
2022-11-01 17:30 | 17:30 | 18.4032 | 60
2022-11-01 18:00 | 18:00 | 19.939 | 60
2022-11-01 18:30 | 18:30 | 21.0585 | 60
2022-11-01 19:00 | 19:00 | 20.5673 | 60
2022-11-01 19:30 | 19:30 | 19.4401 | 60
2022-11-01 20:00 | 20:00 | 18.7565 | 60
2022-11-01 20:30 | 20:30 | 17.5317 | 60
2022-11-01 21:00 | 21:00 | 16.4283 | 60
2022-11-01 21:30 | 21:30 | 15.1377 | 60
2022-11-01 22:00 | 22:00 | 14.1126 | 60
2022-11-01 22:30 | 22:30 | 13.1991 | 60
2022-11-01 23:00 | 23:00 | 12.2192 | 60
2022-11-01 23:30 | 23:30 | 11.3066 | 60
2022-11-02 | 0:00 | 10.858 | 60
2022-11-02 00:30 | 0:30 | 10.3948 | 60
2022-11-02 01:00 | 1:00 | 10.211 | 60
2022-11-02 01:30 | 1:30 | 10.0021 | 60
2022-11-02 02:00 | 2:00 | 9.7929 | 60
2022-11-02 02:30 | 2:30 | 9.8028 | 60
2022-11-02 03:00 | 3:00 | 9.8046 | 60
2022-11-02 03:30 | 3:30 | 9.8619 | 60
2022-11-02 04:00 | 4:00 | 10.0175 | 60
2022-11-02 04:30 | 4:30 | 10.1743 | 60
2022-11-02 05:00 | 5:00 | 10.0929 | 60
2022-11-02 05:30 | 5:30 | 8.9952 | 60
2022-11-02 06:00 | 6:00 | 7.5028 | 60
2022-11-02 06:30 | 6:30 | 5.7997 | 60
2022-11-02 07:00 | 7:00 | 4.2134 | 60
2022-11-02 07:30 | 7:30 | 3.2354 | 60
2022-11-02 08:00 | 8:00 | 4.157 | 60
2022-11-02 08:30 | 8:30 | 5.7718 | 60
2022-11-02 09:00 | 9:00 | 7.2508 | 60
2022-11-02 09:30 | 9:30 | 8.1915 | 60
2022-11-02 10:00 | 10:00 | 8.8272 | 60
2022-11-02 10:30 | 10:30 | 9.0208 | 60
2022-11-02 11:00 | 11:00 | 9.0241 | 60
2022-11-02 11:30 | 11:30 | 9.1208 | 60
2022-11-02 12:00 | 12:00 | 8.8613 | 60
2022-11-02 12:30 | 12:30 | 8.5233 | 60
2022-11-02 13:00 | 13:00 | 8.1826 | 60
2022-11-02 13:30 | 13:30 | 7.1249 | 60
2022-11-02 14:00 | 14:00 | 5.4935 | 60
2022-11-02 14:30 | 14:30 | 3.699 | 60
2022-11-02 15:00 | 15:00 | 2.8601 | 60
2022-11-02 15:30 | 15:30 | 4.913 | 60
2022-11-02 16:00 | 16:00 | 7.983 | 60
2022-11-02 16:30 | 16:30 | 11.267 | 60
2022-11-02 17:00 | 17:00 | 14.5644 | 60
2022-11-02 17:30 | 17:30 | 17.1857 | 60
2022-11-02 18:00 | 18:00 | 19.3144 | 60
2022-11-02 18:30 | 18:30 | 20.2438 | 60
2022-11-02 19:00 | 19:00 | 20.072 | 60
2022-11-02 19:30 | 19:30 | 19.0494 | 60
2022-11-02 20:00 | 20:00 | 18.2263 | 60
2022-11-02 20:30 | 20:30 | 17.308 | 60
2022-11-02 21:00 | 21:00 | 16.3371 | 60
2022-11-02 21:30 | 21:30 | 14.7636 | 60
2022-11-02 22:00 | 22:00 | 13.6761 | 60
2022-11-02 22:30 | 22:30 | 12.8683 | 60
2022-11-02 23:00 | 23:00 | 12.0041 | 60
2022-11-02 23:30 | 23:30 | 11.1181 | 60
2022-11-03 | 0:00 | 10.5965 | 60
2022-11-03 00:30 | 0:30 | 10.146 | 60
2022-11-03 01:00 | 1:00 | 9.8374 | 60
2022-11-03 01:30 | 1:30 | 9.6272 | 60
2022-11-03 02:00 | 2:00 | 9.495 | 60
2022-11-03 02:30 | 2:30 | 9.4315 | 60
2022-11-03 03:00 | 3:00 | 9.5846 | 60
2022-11-03 03:30 | 3:30 | 9.5263 | 60
2022-11-03 04:00 | 4:00 | 9.9287 | 60
2022-11-03 04:30 | 4:30 | 10.03 | 60
2022-11-03 05:00 | 5:00 | 10.1888 | 60
2022-11-03 05:30 | 5:30 | 9.2477 | 60
2022-11-03 06:00 | 6:00 | 8.0966 | 60
2022-11-03 06:30 | 6:30 | 5.8848 | 60
2022-11-03 07:00 | 7:00 | 4.2983 | 60
2022-11-03 07:30 | 7:30 | 3.3333 | 60
2022-11-03 08:00 | 8:00 | 4.1923 | 60
2022-11-03 08:30 | 8:30 | 5.7108 | 60
2022-11-03 09:00 | 9:00 | 6.7771 | 60
2022-11-03 09:30 | 9:30 | 6.437 | 60
2022-11-03 10:00 | 10:00 | 4.0962 | 60
2022-11-03 10:30 | 10:30 | 6.011 | 60
2022-11-03 11:00 | 11:00 | 3.7335 | 60
2022-11-03 11:30 | 11:30 | 3.1551 | 60
2022-11-03 12:00 | 12:00 | 3.4834 | 60
2022-11-03 12:30 | 12:30 | 3.4178 | 60
2022-11-03 13:00 | 13:00 | 3.4402 | 60
2022-11-03 13:30 | 13:30 | 5.0852 | 60
2022-11-03 14:00 | 14:00 | 5.0831 | 60
2022-11-03 14:30 | 14:30 | 3.4833 | 60
2022-11-03 15:00 | 15:00 | 2.9333 | 60
2022-11-03 15:30 | 15:30 | 4.9464 | 60
2022-11-03 16:00 | 16:00 | 7.9585 | 60
2022-11-03 16:30 | 16:30 | 11.1449 | 60
2022-11-03 17:00 | 17:00 | 14.4513 | 60
2022-11-03 17:30 | 17:30 | 16.9657 | 60
2022-11-03 18:00 | 18:00 | 18.6088 | 60
2022-11-03 18:30 | 18:30 | 19.7298 | 60
2022-11-03 19:00 | 19:00 | 19.161 | 60
2022-11-03 19:30 | 19:30 | 18.4619 | 60
2022-11-03 20:00 | 20:00 | 17.9069 | 60
2022-11-03 20:30 | 20:30 | 16.9662 | 60
2022-11-03 21:00 | 21:00 | 16.1604 | 60
2022-11-03 21:30 | 21:30 | 14.9081 | 60
2022-11-03 22:00 | 22:00 | 13.6948 | 60
2022-11-03 22:30 | 22:30 | 12.9442 | 60
2022-11-03 23:00 | 23:00 | 12.0861 | 60
2022-11-03 23:30 | 23:30 | 11.0337 | 60
2022-11-04 | 0:00 | 10.4704 | 60
2022-11-04 00:30 | 0:30 | 10.1402 | 60
2022-11-04 01:00 | 1:00 | 9.8401 | 60
2022-11-04 01:30 | 1:30 | 9.5314 | 60
2022-11-04 02:00 | 2:00 | 9.4881 | 60
2022-11-04 02:30 | 2:30 | 9.3708 | 60
2022-11-04 03:00 | 3:00 | 9.4181 | 60
2022-11-04 03:30 | 3:30 | 9.4616 | 60
2022-11-04 04:00 | 4:00 | 9.7655 | 60
2022-11-04 04:30 | 4:30 | 10.0858 | 60
2022-11-04 05:00 | 5:00 | 10.0406 | 60
2022-11-04 05:30 | 5:30 | 8.7723 | 60
2022-11-04 06:00 | 6:00 | 7.4233 | 60
2022-11-04 06:30 | 6:30 | 5.9071 | 60
2022-11-04 07:00 | 7:00 | 4.2898 | 60
2022-11-04 07:30 | 7:30 | 3.3533 | 60
2022-11-04 08:00 | 8:00 | 4.3761 | 60
2022-11-04 08:30 | 8:30 | 5.9866 | 60
2022-11-04 09:00 | 9:00 | 7.1752 | 60
2022-11-04 09:30 | 9:30 | 8.0282 | 60
2022-11-04 10:00 | 10:00 | 8.2602 | 60
2022-11-04 10:30 | 10:30 | 8.5941 | 60
2022-11-04 11:00 | 11:00 | 8.732 | 60
2022-11-04 11:30 | 11:30 | 8.8268 | 60
2022-11-04 12:00 | 12:00 | 8.645 | 60
2022-11-04 12:30 | 12:30 | 8.4223 | 60
2022-11-04 13:00 | 13:00 | 7.8246 | 60
2022-11-04 13:30 | 13:30 | 6.7095 | 60
2022-11-04 14:00 | 14:00 | 5.2588 | 60
2022-11-04 14:30 | 14:30 | 3.7199 | 60
2022-11-04 15:00 | 15:00 | 2.929 | 60
2022-11-04 15:30 | 15:30 | 4.8014 | 60
2022-11-04 16:00 | 16:00 | 7.6782 | 60
2022-11-04 16:30 | 16:30 | 11.0212 | 60
2022-11-04 17:00 | 17:00 | 14.1361 | 60
2022-11-04 17:30 | 17:30 | 16.1305 | 60
2022-11-04 18:00 | 18:00 | 17.8746 | 60
2022-11-04 18:30 | 18:30 | 18.6956 | 60
2022-11-04 19:00 | 19:00 | 18.5454 | 60
2022-11-04 19:30 | 19:30 | 17.8511 | 60
2022-11-04 20:00 | 20:00 | 17.4019 | 60
2022-11-04 20:30 | 20:30 | 16.4675 | 60
2022-11-04 21:00 | 21:00 | 15.7526 | 60
2022-11-04 21:30 | 21:30 | 14.748 | 60
2022-11-04 22:00 | 22:00 | 13.8424 | 60
2022-11-04 22:30 | 22:30 | 13.1647 | 60
2022-11-04 23:00 | 23:00 | 12.3596 | 60
2022-11-04 23:30 | 23:30 | 11.4175 | 60
2022-11-05 | 0:00 | 10.8353 | 60
2022-11-05 00:30 | 0:30 | 10.3047 | 60
2022-11-05 01:00 | 1:00 | 10.0127 | 60
2022-11-05 01:30 | 1:30 | 9.8981 | 60
2022-11-05 02:00 | 2:00 | 9.5759 | 60
2022-11-05 02:30 | 2:30 | 9.5565 | 60
2022-11-05 03:00 | 3:00 | 9.5024 | 60
2022-11-05 03:30 | 3:30 | 9.2912 | 60
2022-11-05 04:00 | 4:00 | 9.3529 | 60
2022-11-05 04:30 | 4:30 | 9.406 | 60
2022-11-05 05:00 | 5:00 | 9.0886 | 60
2022-11-05 05:30 | 5:30 | 7.7073 | 60
2022-11-05 06:00 | 6:00 | 7.2462 | 60
2022-11-05 06:30 | 6:30 | 4.5984 | 60
2022-11-05 07:00 | 7:00 | 3.8709 | 60
2022-11-05 07:30 | 7:30 | 3.7204 | 60
2022-11-05 08:00 | 8:00 | 4.2973 | 60
2022-11-05 08:30 | 8:30 | 4.2438 | 60
2022-11-05 09:00 | 9:00 | 4.3864 | 60
2022-11-05 09:30 | 9:30 | 5.3916 | 60
2022-11-05 10:00 | 10:00 | 3.8652 | 60
2022-11-05 10:30 | 10:30 | 4.3846 | 60
2022-11-05 11:00 | 11:00 | 4.8644 | 60
2022-11-05 11:30 | 11:30 | 4.695 | 60
2022-11-05 12:00 | 12:00 | 5.8912 | 60
2022-11-05 12:30 | 12:30 | 5.6766 | 60
2022-11-05 13:00 | 13:00 | 3.3769 | 60
2022-11-05 13:30 | 13:30 | 3.482 | 60
2022-11-05 14:00 | 14:00 | 3.736 | 60
2022-11-05 14:30 | 14:30 | 3.1937 | 60
2022-11-05 15:00 | 15:00 | 3.9122 | 60
2022-11-05 15:30 | 15:30 | 7.7228 | 60
2022-11-05 16:00 | 16:00 | 11.1035 | 60
2022-11-05 16:30 | 16:30 | 12.8527 | 60
2022-11-05 17:00 | 17:00 | 15.0826 | 60
2022-11-05 17:30 | 17:30 | 16.3863 | 60
2022-11-05 18:00 | 18:00 | 17.391 | 60
2022-11-05 18:30 | 18:30 | 18.2001 | 60
2022-11-05 19:00 | 19:00 | 17.6378 | 60
2022-11-05 19:30 | 19:30 | 17.3288 | 60
2022-11-05 20:00 | 20:00 | 16.7329 | 60
2022-11-05 20:30 | 20:30 | 15.9258 | 60
2022-11-05 21:00 | 21:00 | 15.2601 | 60
2022-11-05 21:30 | 21:30 | 14.3773 | 60
2022-11-05 22:00 | 22:00 | 13.5864 | 60
2022-11-05 22:30 | 22:30 | 13.1358 | 60
2022-11-05 23:00 | 23:00 | 12.3385 | 60
2022-11-05 23:30 | 23:30 | 11.3932 | 60
2022-11-06 | 0:00 | 10.7877 | 60
2022-11-06 00:30 | 0:30 | 10.3888 | 60
2022-11-06 01:00 | 1:00 | 10.3151 | 60
2022-11-06 01:30 | 1:30 | 10.0948 | 60
2022-11-06 02:00 | 2:00 | 9.7453 | 60
2022-11-06 02:30 | 2:30 | 9.6954 | 60
2022-11-06 03:00 | 3:00 | 9.5366 | 60
2022-11-06 03:30 | 3:30 | 9.4365 | 60
2022-11-06 04:00 | 4:00 | 9.447 | 60
2022-11-06 04:30 | 4:30 | 9.4957 | 60
2022-11-06 05:00 | 5:00 | 9.3962 | 60
2022-11-06 05:30 | 5:30 | 8.1764 | 60
2022-11-06 06:00 | 6:00 | 6.7242 | 60
2022-11-06 06:30 | 6:30 | 7.1304 | 60
2022-11-06 07:00 | 7:00 | 6.1761 | 60
2022-11-06 07:30 | 7:30 | 4.5699 | 60
2022-11-06 08:00 | 8:00 | 6.212 | 60
2022-11-06 08:30 | 8:30 | 6.9592 | 60
2022-11-06 09:00 | 9:00 | 5.5297 | 60
2022-11-06 09:30 | 9:30 | 4.7263 | 60
2022-11-06 10:00 | 10:00 | 6.1714 | 60
2022-11-06 10:30 | 10:30 | 6.9292 | 60
2022-11-06 11:00 | 11:00 | 7.2205 | 60
2022-11-06 11:30 | 11:30 | 7.3902 | 60
2022-11-06 12:00 | 12:00 | 7.1263 | 60
2022-11-06 12:30 | 12:30 | 6.8935 | 60
2022-11-06 13:00 | 13:00 | 6.0699 | 60
2022-11-06 13:30 | 13:30 | 4.3643 | 60
2022-11-06 14:00 | 14:00 | 3.111 | 60
2022-11-06 14:30 | 14:30 | 2.9892 | 60
2022-11-06 15:00 | 15:00 | 5.4626 | 60
2022-11-06 15:30 | 15:30 | 6.9052 | 60
2022-11-06 16:00 | 16:00 | 10.1397 | 60
2022-11-06 16:30 | 16:30 | 13.4324 | 60
2022-11-06 17:00 | 17:00 | 16.0652 | 60
2022-11-06 17:30 | 17:30 | 18.8559 | 60
2022-11-06 18:00 | 18:00 | 20.3401 | 60
2022-11-06 18:30 | 18:30 | 20.5399 | 60
2022-11-06 19:00 | 19:00 | 20.0395 | 60
2022-11-06 19:30 | 19:30 | 18.8572 | 60
2022-11-06 20:00 | 20:00 | 17.8866 | 60
2022-11-06 20:30 | 20:30 | 16.5788 | 60
2022-11-06 21:00 | 21:00 | 15.8449 | 60
2022-11-06 21:30 | 21:30 | 14.7558 | 60
2022-11-06 22:00 | 22:00 | 13.8444 | 60
2022-11-06 22:30 | 22:30 | 12.868 | 60
2022-11-06 23:00 | 23:00 | 12.2146 | 60
2022-11-06 23:30 | 23:30 | 11.4605 | 60
2022-11-07 | 0:00 | 10.8372 | 60
2022-11-07 00:30 | 0:30 | 10.3688 | 60
2022-11-07 01:00 | 1:00 | 9.897 | 60
2022-11-07 01:30 | 1:30 | 9.8664 | 60
2022-11-07 02:00 | 2:00 | 9.5978 | 60
2022-11-07 02:30 | 2:30 | 9.5857 | 60
2022-11-07 03:00 | 3:00 | 9.5283 | 60
2022-11-07 03:30 | 3:30 | 9.5963 | 60
2022-11-07 04:00 | 4:00 | 9.8112 | 60
2022-11-07 04:30 | 4:30 | 10.0339 | 60
2022-11-07 05:00 | 5:00 | 10.3091 | 60
2022-11-07 05:30 | 5:30 | 9.184 | 60
2022-11-07 06:00 | 6:00 | 7.1529 | 60
2022-11-07 06:30 | 6:30 | 5.9484 | 60
2022-11-07 07:00 | 7:00 | 5.3821 | 60
2022-11-07 07:30 | 7:30 | 5.2996 | 60
2022-11-07 08:00 | 8:00 | 3.2785 | 60
2022-11-07 08:30 | 8:30 | 3.679 | 60
2022-11-07 09:00 | 9:00 | 5.8476 | 60
2022-11-07 09:30 | 9:30 | 6.4446 | 60
2022-11-07 10:00 | 10:00 | 6.4743 | 60
2022-11-07 10:30 | 10:30 | 4.7403 | 60
2022-11-07 11:00 | 11:00 | 6.2786 | 60
2022-11-07 11:30 | 11:30 | 7.2711 | 60
2022-11-07 12:00 | 12:00 | 7.2822 | 60
2022-11-07 12:30 | 12:30 | 6.8294 | 60
2022-11-07 13:00 | 13:00 | 6.5813 | 60
2022-11-07 13:30 | 13:30 | 5.842 | 60
2022-11-07 14:00 | 14:00 | 4.4044 | 60
2022-11-07 14:30 | 14:30 | 3.0759 | 60
2022-11-07 15:00 | 15:00 | 3.0382 | 60
2022-11-07 15:30 | 15:30 | 5.1682 | 60
2022-11-07 16:00 | 16:00 | 8.5111 | 60
2022-11-07 16:30 | 16:30 | 11.9817 | 60
2022-11-07 17:00 | 17:00 | 15.3263 | 60
2022-11-07 17:30 | 17:30 | 18.0321 | 60
2022-11-07 18:00 | 18:00 | 19.8446 | 60
2022-11-07 18:30 | 18:30 | 20.7995 | 60
2022-11-07 19:00 | 19:00 | 19.9739 | 60
2022-11-07 19:30 | 19:30 | 18.9629 | 60
2022-11-07 20:00 | 20:00 | 18.3145 | 60
2022-11-07 20:30 | 20:30 | 17.1504 | 60
2022-11-07 21:00 | 21:00 | 16.0937 | 60
2022-11-07 21:30 | 21:30 | 14.8643 | 60
2022-11-07 22:00 | 22:00 | 13.4846 | 60
2022-11-07 22:30 | 22:30 | 12.3508 | 60
2022-11-07 23:00 | 23:00 | 11.4656 | 60
2022-11-07 23:30 | 23:30 | 10.817 | 60
2022-11-08 | 0:00 | 10.2748 | 60
2022-11-08 00:30 | 0:30 | 9.9801 | 60
2022-11-08 01:00 | 1:00 | 9.7938 | 60
2022-11-08 01:30 | 1:30 | 9.5602 | 60
2022-11-08 02:00 | 2:00 | 9.4935 | 60
2022-11-08 02:30 | 2:30 | 9.3845 | 60
2022-11-08 03:00 | 3:00 | 9.435 | 60
2022-11-08 03:30 | 3:30 | 9.3861 | 60
2022-11-08 04:00 | 4:00 | 9.7826 | 60
2022-11-08 04:30 | 4:30 | 9.9948 | 60
2022-11-08 05:00 | 5:00 | 10.1638 | 60
2022-11-08 05:30 | 5:30 | 9.2187 | 60
2022-11-08 06:00 | 6:00 | 7.3564 | 60
2022-11-08 06:30 | 6:30 | 6.2309 | 60
2022-11-08 07:00 | 7:00 | 4.7521 | 60
2022-11-08 07:30 | 7:30 | 4.4154 | 60
2022-11-08 08:00 | 8:00 | 6.8473 | 60
2022-11-08 08:30 | 8:30 | 4.8756 | 60
2022-11-08 09:00 | 9:00 | 4.3743 | 60
2022-11-08 09:30 | 9:30 | 5.0815 | 60
2022-11-08 10:00 | 10:00 | 4.264 | 60
2022-11-08 10:30 | 10:30 | 6.0032 | 60
2022-11-08 11:00 | 11:00 | 3.5223 | 60
2022-11-08 11:30 | 11:30 | 3.4503 | 60
2022-11-08 12:00 | 12:00 | 3.4516 | 60
2022-11-08 12:30 | 12:30 | 8.4188 | 60
2022-11-08 13:00 | 13:00 | 9.3635 | 60
2022-11-08 13:30 | 13:30 | 6.6058 | 60
2022-11-08 14:00 | 14:00 | 4.9599 | 60
2022-11-08 14:30 | 14:30 | 5.8853 | 60
2022-11-08 15:00 | 15:00 | 8.7856 | 60
2022-11-08 15:30 | 15:30 | 6.5589 | 60
2022-11-08 16:00 | 16:00 | 8.6611 | 60
2022-11-08 16:30 | 16:30 | 10.7111 | 60
2022-11-08 17:00 | 17:00 | 15.0269 | 60
2022-11-08 17:30 | 17:30 | 17.8356 | 60
2022-11-08 18:00 | 18:00 | 19.3531 | 60
2022-11-08 18:30 | 18:30 | 20.2817 | 60
2022-11-08 19:00 | 19:00 | 19.6406 | 60
2022-11-08 19:30 | 19:30 | 18.7734 | 60
2022-11-08 20:00 | 20:00 | 18.11 | 60
2022-11-08 20:30 | 20:30 | 16.9199 | 60
2022-11-08 21:00 | 21:00 | 16.0151 | 60
2022-11-08 21:30 | 21:30 | 14.6799 | 60
2022-11-08 22:00 | 22:00 | 13.5135 | 60
2022-11-08 22:30 | 22:30 | 12.7712 | 60
2022-11-08 23:00 | 23:00 | 11.9079 | 60
2022-11-08 23:30 | 23:30 | 11.0827 | 60
2022-11-09 | 0:00 | 10.4246 | 60
2022-11-09 00:30 | 0:30 | 10.0597 | 60
2022-11-09 01:00 | 1:00 | 9.792 | 60
2022-11-09 01:30 | 1:30 | 9.6239 | 60
2022-11-09 02:00 | 2:00 | 9.4343 | 60
2022-11-09 02:30 | 2:30 | 9.3401 | 60
2022-11-09 03:00 | 3:00 | 9.5028 | 60
2022-11-09 03:30 | 3:30 | 9.4904 | 60
2022-11-09 04:00 | 4:00 | 9.7711 | 60
2022-11-09 04:30 | 4:30 | 9.9852 | 60
2022-11-09 05:00 | 5:00 | 10.0161 | 60
2022-11-09 05:30 | 5:30 | 9.2383 | 60
2022-11-09 06:00 | 6:00 | 7.5409 | 60
2022-11-09 06:30 | 6:30 | 6.1715 | 60
2022-11-09 07:00 | 7:00 | 4.2316 | 60
2022-11-09 07:30 | 7:30 | 3.3412 | 60
2022-11-09 08:00 | 8:00 | 3.44 | 60
2022-11-09 08:30 | 8:30 | 4.0141 | 60
2022-11-09 09:00 | 9:00 | 3.39 | 60
2022-11-09 09:30 | 9:30 | 4.5838 | 60
2022-11-09 10:00 | 10:00 | 5.795 | 60
2022-11-09 10:30 | 10:30 | 7.4762 | 60
2022-11-09 11:00 | 11:00 | 8.2281 | 60
2022-11-09 11:30 | 11:30 | 7.5649 | 60
2022-11-09 12:00 | 12:00 | 7.7508 | 60
2022-11-09 12:30 | 12:30 | 8.1631 | 60
2022-11-09 13:00 | 13:00 | 7.2499 | 60
2022-11-09 13:30 | 13:30 | 5.6522 | 60
2022-11-09 14:00 | 14:00 | 4.5817 | 60
2022-11-09 14:30 | 14:30 | 3.3542 | 60
2022-11-09 15:00 | 15:00 | 2.7952 | 60
2022-11-09 15:30 | 15:30 | 4.7946 | 60
2022-11-09 16:00 | 16:00 | 8.48 | 60
2022-11-09 16:30 | 16:30 | 11.1911 | 60
2022-11-09 17:00 | 17:00 | 14.5078 | 60
2022-11-09 17:30 | 17:30 | 17.3639 | 60
2022-11-09 18:00 | 18:00 | 19.0352 | 60
2022-11-09 18:30 | 18:30 | 20.2313 | 60
2022-11-09 19:00 | 19:00 | 19.6658 | 60
2022-11-09 19:30 | 19:30 | 18.8992 | 60
2022-11-09 20:00 | 20:00 | 18.2854 | 60
2022-11-09 20:30 | 20:30 | 17.1464 | 60
2022-11-09 21:00 | 21:00 | 15.9754 | 60
2022-11-09 21:30 | 21:30 | 14.898 | 60
2022-11-09 22:00 | 22:00 | 13.6854 | 60
2022-11-09 22:30 | 22:30 | 12.8884 | 60
2022-11-09 23:00 | 23:00 | 11.8834 | 60
2022-11-09 23:30 | 23:30 | 11.053 | 60
2022-11-10 | 0:00 | 10.5326 | 60
2022-11-10 00:30 | 0:30 | 10.2713 | 60
2022-11-10 01:00 | 1:00 | 9.8504 | 60
2022-11-10 01:30 | 1:30 | 9.7087 | 60
2022-11-10 02:00 | 2:00 | 9.5463 | 60
2022-11-10 02:30 | 2:30 | 9.4275 | 60
2022-11-10 03:00 | 3:00 | 9.4747 | 60
2022-11-10 03:30 | 3:30 | 9.5275 | 60
2022-11-10 04:00 | 4:00 | 9.7789 | 60
2022-11-10 04:30 | 4:30 | 9.9746 | 60
2022-11-10 05:00 | 5:00 | 10.4608 | 60
2022-11-10 05:30 | 5:30 | 9.8296 | 60
2022-11-10 06:00 | 6:00 | 10.4196 | 60
2022-11-10 06:30 | 6:30 | 7.1556 | 60
2022-11-10 07:00 | 7:00 | 3.9671 | 60
2022-11-10 07:30 | 7:30 | 3.2557 | 60
2022-11-10 08:00 | 8:00 | 3.8918 | 60
2022-11-10 08:30 | 8:30 | 4.3435 | 60
2022-11-10 09:00 | 9:00 | 5.7612 | 60
2022-11-10 09:30 | 9:30 | 7.5044 | 60
2022-11-10 10:00 | 10:00 | 7.7659 | 60
2022-11-10 10:30 | 10:30 | 8.3674 | 60
2022-11-10 11:00 | 11:00 | 8.0537 | 60
2022-11-10 11:30 | 11:30 | 8.338 | 60
2022-11-10 12:00 | 12:00 | 8.3315 | 60
2022-11-10 12:30 | 12:30 | 7.8842 | 60
2022-11-10 13:00 | 13:00 | 7.2496 | 60
2022-11-10 13:30 | 13:30 | 6.3462 | 60
2022-11-10 14:00 | 14:00 | 4.3747 | 60
2022-11-10 14:30 | 14:30 | 3.0721 | 60
2022-11-10 15:00 | 15:00 | 2.8699 | 60
2022-11-10 15:30 | 15:30 | 4.9214 | 60
2022-11-10 16:00 | 16:00 | 8.0045 | 60
2022-11-10 16:30 | 16:30 | 11.5108 | 60
2022-11-10 17:00 | 17:00 | 14.7546 | 60
2022-11-10 17:30 | 17:30 | 16.9181 | 60
2022-11-10 18:00 | 18:00 | 18.5479 | 60
2022-11-10 18:30 | 18:30 | 19.5292 | 60
2022-11-10 19:00 | 19:00 | 19.1848 | 60
2022-11-10 19:30 | 19:30 | 18.2848 | 60
2022-11-10 20:00 | 20:00 | 17.6305 | 60
2022-11-10 20:30 | 20:30 | 16.8402 | 60
2022-11-10 21:00 | 21:00 | 15.8537 | 60
2022-11-10 21:30 | 21:30 | 14.6331 | 60
2022-11-10 22:00 | 22:00 | 13.6238 | 60
2022-11-10 22:30 | 22:30 | 12.9388 | 60
2022-11-10 23:00 | 23:00 | 11.9128 | 60
2022-11-10 23:30 | 23:30 | 11.0287 | 60
2022-11-11 | 0:00 | 10.3932 | 60
2022-11-11 00:30 | 0:30 | 10.1285 | 60
2022-11-11 01:00 | 1:00 | 9.8726 | 60
2022-11-11 01:30 | 1:30 | 9.6438 | 60
2022-11-11 02:00 | 2:00 | 9.4945 | 60
2022-11-11 02:30 | 2:30 | 9.3404 | 60
2022-11-11 03:00 | 3:00 | 9.4373 | 60
2022-11-11 03:30 | 3:30 | 9.3286 | 60
2022-11-11 04:00 | 4:00 | 9.6433 | 60
2022-11-11 04:30 | 4:30 | 9.8433 | 60
2022-11-11 05:00 | 5:00 | 9.9026 | 60
2022-11-11 05:30 | 5:30 | 8.6646 | 60
2022-11-11 06:00 | 6:00 | 7.1941 | 60
2022-11-11 06:30 | 6:30 | 5.669 | 60
2022-11-11 07:00 | 7:00 | 4.1494 | 60
2022-11-11 07:30 | 7:30 | 3.1874 | 60
2022-11-11 08:00 | 8:00 | 3.116 | 60
2022-11-11 08:30 | 8:30 | 3.1739 | 60
2022-11-11 09:00 | 9:00 | 3.0102 | 60
2022-11-11 09:30 | 9:30 | 3.1306 | 60
2022-11-11 10:00 | 10:00 | 4.3514 | 60
2022-11-11 10:30 | 10:30 | 5.1593 | 60
2022-11-11 11:00 | 11:00 | 6.8304 | 60
2022-11-11 11:30 | 11:30 | 6.4139 | 60
2022-11-11 12:00 | 12:00 | 6.7619 | 60
2022-11-11 12:30 | 12:30 | 6.647 | 60
2022-11-11 13:00 | 13:00 | 5.2653 | 60
2022-11-11 13:30 | 13:30 | 4.0958 | 60
2022-11-11 14:00 | 14:00 | 3.0192 | 60
2022-11-11 14:30 | 14:30 | 2.4706 | 60
2022-11-11 15:00 | 15:00 | 3.5434 | 60
2022-11-11 15:30 | 15:30 | 6.3648 | 60
2022-11-11 16:00 | 16:00 | 10.1824 | 60
2022-11-11 16:30 | 16:30 | 16.3507 | 60
2022-11-11 17:00 | 17:00 | 16.1071 | 60
2022-11-11 17:30 | 17:30 | 16.0852 | 60
2022-11-11 18:00 | 18:00 | 17.6129 | 60
2022-11-11 18:30 | 18:30 | 18.5265 | 60
2022-11-11 19:00 | 19:00 | 18.4633 | 60
2022-11-11 19:30 | 19:30 | 17.8179 | 60
2022-11-11 20:00 | 20:00 | 17.0907 | 60
2022-11-11 20:30 | 20:30 | 16.0735 | 60
2022-11-11 21:00 | 21:00 | 15.5274 | 60
2022-11-11 21:30 | 21:30 | 14.5782 | 60
2022-11-11 22:00 | 22:00 | 13.8479 | 60
2022-11-11 22:30 | 22:30 | 13.1649 | 60
2022-11-11 23:00 | 23:00 | 12.3495 | 60
2022-11-11 23:30 | 23:30 | 11.4493 | 60
2022-11-12 | 0:00 | 10.9236 | 60
2022-11-12 00:30 | 0:30 | 10.5084 | 60
2022-11-12 01:00 | 1:00 | 10.2734 | 60
2022-11-12 01:30 | 1:30 | 9.9836 | 60
2022-11-12 02:00 | 2:00 | 9.8397 | 60
2022-11-12 02:30 | 2:30 | 9.6696 | 60
2022-11-12 03:00 | 3:00 | 9.5708 | 60
2022-11-12 03:30 | 3:30 | 9.5202 | 60
2022-11-12 04:00 | 4:00 | 9.552 | 60
2022-11-12 04:30 | 4:30 | 9.5097 | 60
2022-11-12 05:00 | 5:00 | 9.2374 | 60
2022-11-12 05:30 | 5:30 | 7.9239 | 60
2022-11-12 06:00 | 6:00 | 6.236 | 60
2022-11-12 06:30 | 6:30 | 4.7853 | 60
2022-11-12 07:00 | 7:00 | 4.0492 | 60
2022-11-12 07:30 | 7:30 | 3.5427 | 60
2022-11-12 08:00 | 8:00 | 3.7832 | 60
2022-11-12 08:30 | 8:30 | 4.2657 | 60
2022-11-12 09:00 | 9:00 | 5.0357 | 60
2022-11-12 09:30 | 9:30 | 5.8271 | 60
2022-11-12 10:00 | 10:00 | 6.3308 | 60
2022-11-12 10:30 | 10:30 | 6.4597 | 60
2022-11-12 11:00 | 11:00 | 6.2924 | 60
2022-11-12 11:30 | 11:30 | 5.6012 | 60
2022-11-12 12:00 | 12:00 | 4.9336 | 60
2022-11-12 12:30 | 12:30 | 3.6025 | 60
2022-11-12 13:00 | 13:00 | 3.0569 | 60
2022-11-12 13:30 | 13:30 | 3.481 | 60
2022-11-12 14:00 | 14:00 | 4.312 | 60
2022-11-12 14:30 | 14:30 | 4.2183 | 60
2022-11-12 15:00 | 15:00 | 8.3407 | 60
2022-11-12 15:30 | 15:30 | 12.9914 | 60
2022-11-12 16:00 | 16:00 | 13.6802 | 60
2022-11-12 16:30 | 16:30 | 16.7143 | 60
2022-11-12 17:00 | 17:00 | 17.4521 | 60
2022-11-12 17:30 | 17:30 | 18.4564 | 60
2022-11-12 18:00 | 18:00 | 19.2129 | 60
2022-11-12 18:30 | 18:30 | 19.901 | 60
2022-11-12 19:00 | 19:00 | 19.5271 | 60
2022-11-12 19:30 | 19:30 | 18.5462 | 60
2022-11-12 20:00 | 20:00 | 18.1786 | 60
2022-11-12 20:30 | 20:30 | 17.261 | 60
2022-11-12 21:00 | 21:00 | 16.5423 | 60
2022-11-12 21:30 | 21:30 | 15.5774 | 60
2022-11-12 22:00 | 22:00 | 14.6881 | 60
2022-11-12 22:30 | 22:30 | 14.0832 | 60
2022-11-12 23:00 | 23:00 | 13.1084 | 60
2022-11-12 23:30 | 23:30 | 12.3567 | 60
2022-11-13 | 0:00 | 11.682 | 60
2022-11-13 00:30 | 0:30 | 11.1875 | 60
2022-11-13 01:00 | 1:00 | 10.8648 | 60
2022-11-13 01:30 | 1:30 | 10.627 | 60
2022-11-13 02:00 | 2:00 | 10.3798 | 60
2022-11-13 02:30 | 2:30 | 10.1083 | 60
2022-11-13 03:00 | 3:00 | 9.9613 | 60
2022-11-13 03:30 | 3:30 | 9.8316 | 60
2022-11-13 04:00 | 4:00 | 9.925 | 60
2022-11-13 04:30 | 4:30 | 9.7599 | 60
2022-11-13 05:00 | 5:00 | 9.345 | 60
2022-11-13 05:30 | 5:30 | 7.8986 | 60
2022-11-13 06:00 | 6:00 | 6.3099 | 60
2022-11-13 06:30 | 6:30 | 4.9518 | 60
2022-11-13 07:00 | 7:00 | 3.848 | 60
2022-11-13 07:30 | 7:30 | 3.3303 | 60
2022-11-13 08:00 | 8:00 | 3.2541 | 60
2022-11-13 08:30 | 8:30 | 3.7519 | 60
2022-11-13 09:00 | 9:00 | 3.7488 | 60
2022-11-13 09:30 | 9:30 | 4.7882 | 60
2022-11-13 10:00 | 10:00 | 4.42 | 60
2022-11-13 10:30 | 10:30 | 4.0083 | 60
2022-11-13 11:00 | 11:00 | 3.5724 | 60
2022-11-13 11:30 | 11:30 | 4.1367 | 60
2022-11-13 12:00 | 12:00 | 3.5978 | 60
2022-11-13 12:30 | 12:30 | 3.0905 | 60
2022-11-13 13:00 | 13:00 | 2.4812 | 60
2022-11-13 13:30 | 13:30 | 2.1601 | 60
2022-11-13 14:00 | 14:00 | 3.1069 | 60
2022-11-13 14:30 | 14:30 | 5.4044 | 60
2022-11-13 15:00 | 15:00 | 8.265 | 60
2022-11-13 15:30 | 15:30 | 11.2151 | 60
2022-11-13 16:00 | 16:00 | 14.4431 | 60
2022-11-13 16:30 | 16:30 | 17.8474 | 60
2022-11-13 17:00 | 17:00 | 20.772 | 60
2022-11-13 17:30 | 17:30 | 22.4447 | 60
2022-11-13 18:00 | 18:00 | 23.19 | 60
2022-11-13 18:30 | 18:30 | 23.2373 | 60
2022-11-13 19:00 | 19:00 | 22.5049 | 60
2022-11-13 19:30 | 19:30 | 21.4773 | 60
2022-11-13 20:00 | 20:00 | 20.5763 | 60
2022-11-13 20:30 | 20:30 | 19.1348 | 60
2022-11-13 21:00 | 21:00 | 18.2145 | 60
2022-11-13 21:30 | 21:30 | 16.6473 | 60
2022-11-13 22:00 | 22:00 | 15.4106 | 60
2022-11-13 22:30 | 22:30 | 14.5477 | 60
2022-11-13 23:00 | 23:00 | 13.4824 | 60
2022-11-13 23:30 | 23:30 | 12.4882 | 60
2022-11-14 | 0:00 | 11.9189 | 60
2022-11-14 00:30 | 0:30 | 11.4107 | 60
2022-11-14 01:00 | 1:00 | 11.1 | 60
2022-11-14 01:30 | 1:30 | 10.8461 | 60
2022-11-14 02:00 | 2:00 | 10.6572 | 60
2022-11-14 02:30 | 2:30 | 10.5392 | 60
2022-11-14 03:00 | 3:00 | 10.449 | 60
2022-11-14 03:30 | 3:30 | 10.531 | 60
2022-11-14 04:00 | 4:00 | 10.6762 | 60
2022-11-14 04:30 | 4:30 | 10.8751 | 60
2022-11-14 05:00 | 5:00 | 10.75 | 60
2022-11-14 05:30 | 5:30 | 10.2164 | 60
2022-11-14 06:00 | 6:00 | 8.5175 | 60
2022-11-14 06:30 | 6:30 | 8.3771 | 60
2022-11-14 07:00 | 7:00 | 8.9841 | 60
2022-11-14 07:30 | 7:30 | 10.2091 | 60
2022-11-14 08:00 | 8:00 | 7.9276 | 60
2022-11-14 08:30 | 8:30 | 3.149 | 60
2022-11-14 09:00 | 9:00 | 3.9547 | 60
2022-11-14 09:30 | 9:30 | 4.2518 | 60
2022-11-14 10:00 | 10:00 | 3.423 | 60
2022-11-14 10:30 | 10:30 | 2.4722 | 60
2022-11-14 11:00 | 11:00 | 5.1815 | 60
2022-11-14 11:30 | 11:30 | 6.9821 | 60
2022-11-14 12:00 | 12:00 | 5.2639 | 60
2022-11-14 12:30 | 12:30 | 3.3483 | 60
2022-11-14 13:00 | 13:00 | 2.366 | 60
2022-11-14 13:30 | 13:30 | 1.8068 | 60
2022-11-14 14:00 | 14:00 | 3.2299 | 60
2022-11-14 14:30 | 14:30 | 7.5084 | 60
2022-11-14 15:00 | 15:00 | 12.0644 | 60
2022-11-14 15:30 | 15:30 | 11.4595 | 60
2022-11-14 16:00 | 16:00 | 14.9209 | 60
2022-11-14 16:30 | 16:30 | 19.0444 | 60
2022-11-14 17:00 | 17:00 | 21.9379 | 60
2022-11-14 17:30 | 17:30 | 23.7924 | 60
2022-11-14 18:00 | 18:00 | 24.4744 | 60
2022-11-14 18:30 | 18:30 | 25.2537 | 60
2022-11-14 19:00 | 19:00 | 24.525 | 60
2022-11-14 19:30 | 19:30 | 23.5314 | 60
2022-11-14 20:00 | 20:00 | 22.2054 | 60
2022-11-14 20:30 | 20:30 | 20.6098 | 60
2022-11-14 21:00 | 21:00 | 19.1054 | 60
2022-11-14 21:30 | 21:30 | 17.6719 | 60
2022-11-14 22:00 | 22:00 | 16.1632 | 60
2022-11-14 22:30 | 22:30 | 14.8753 | 60
2022-11-14 23:00 | 23:00 | 13.7977 | 60
2022-11-14 23:30 | 23:30 | 12.7098 | 60
2022-11-15 | 0:00 | 11.9569 | 60
2022-11-15 00:30 | 0:30 | 11.4504 | 60
2022-11-15 01:00 | 1:00 | 10.9942 | 60
2022-11-15 01:30 | 1:30 | 10.7555 | 60
2022-11-15 02:00 | 2:00 | 10.5229 | 60
2022-11-15 02:30 | 2:30 | 10.325 | 60
2022-11-15 03:00 | 3:00 | 10.2211 | 60
2022-11-15 03:30 | 3:30 | 10.2812 | 60
2022-11-15 04:00 | 4:00 | 10.5427 | 60
2022-11-15 04:30 | 4:30 | 10.5928 | 60
2022-11-15 05:00 | 5:00 | 10.4583 | 60
2022-11-15 05:30 | 5:30 | 9.1598 | 60
2022-11-15 06:00 | 6:00 | 7.9032 | 60
2022-11-15 06:30 | 6:30 | 6.5263 | 60
2022-11-15 07:00 | 7:00 | 5.1355 | 60
2022-11-15 07:30 | 7:30 | 3.6216 | 60
2022-11-15 08:00 | 8:00 | 2.4449 | 60
2022-11-15 08:30 | 8:30 | 1.9647 | 60
2022-11-15 09:00 | 9:00 | 1.7868 | 60
2022-11-15 09:30 | 9:30 | 1.8188 | 60
2022-11-15 10:00 | 10:00 | 2.1357 | 60
2022-11-15 10:30 | 10:30 | 2.2747 | 60
2022-11-15 11:00 | 11:00 | 1.7645 | 60
2022-11-15 11:30 | 11:30 | 1.417 | 60
2022-11-15 12:00 | 12:00 | 1.493 | 60
2022-11-15 12:30 | 12:30 | 1.2253 | 60
2022-11-15 13:00 | 13:00 | 1.5637 | 60
2022-11-15 13:30 | 13:30 | 3.0802 | 60
2022-11-15 14:00 | 14:00 | 3.9449 | 60
2022-11-15 14:30 | 14:30 | 6.1931 | 60
2022-11-15 15:00 | 15:00 | 8.9491 | 60
2022-11-15 15:30 | 15:30 | 12.4524 | 60
2022-11-15 16:00 | 16:00 | 15.9544 | 60
2022-11-15 16:30 | 16:30 | 19.1196 | 60
2022-11-15 17:00 | 17:00 | 21.7344 | 60
2022-11-15 17:30 | 17:30 | 23.7256 | 60
2022-11-15 18:00 | 18:00 | 24.3517 | 60
2022-11-15 18:30 | 18:30 | 24.7759 | 60
2022-11-15 19:00 | 19:00 | 24.3618 | 60
2022-11-15 19:30 | 19:30 | 23.2461 | 60
2022-11-15 20:00 | 20:00 | 21.9 | 60
2022-11-15 20:30 | 20:30 | 20.1298 | 60
2022-11-15 21:00 | 21:00 | 18.6903 | 60
2022-11-15 21:30 | 21:30 | 16.7959 | 60
2022-11-15 22:00 | 22:00 | 15.5508 | 60
2022-11-15 22:30 | 22:30 | 14.4389 | 60
2022-11-15 23:00 | 23:00 | 13.2795 | 60
2022-11-15 23:30 | 23:30 | 12.3738 | 60
2022-11-16 | 0:00 | 11.5916 | 60
2022-11-16 00:30 | 0:30 | 11.0672 | 60
2022-11-16 01:00 | 1:00 | 10.7742 | 60
2022-11-16 01:30 | 1:30 | 10.5303 | 60
2022-11-16 02:00 | 2:00 | 10.4166 | 60
2022-11-16 02:30 | 2:30 | 10.2406 | 60
2022-11-16 03:00 | 3:00 | 10.1542 | 60
2022-11-16 03:30 | 3:30 | 10.1596 | 60
2022-11-16 04:00 | 4:00 | 10.3914 | 60
2022-11-16 04:30 | 4:30 | 10.5125 | 60
2022-11-16 05:00 | 5:00 | 10.3823 | 60
2022-11-16 05:30 | 5:30 | 9.7549 | 60
2022-11-16 06:00 | 6:00 | 9.8006 | 60
2022-11-16 06:30 | 6:30 | 10.1971 | 60
2022-11-16 07:00 | 7:00 | 9.3921 | 60
2022-11-16 07:30 | 7:30 | 6.7674 | 60
2022-11-16 08:00 | 8:00 | 4.8342 | 60
2022-11-16 08:30 | 8:30 | 4.3879 | 60
2022-11-16 09:00 | 9:00 | 3.0433 | 60
2022-11-16 09:30 | 9:30 | 4.1507 | 60
2022-11-16 10:00 | 10:00 | 3.9813 | 60
2022-11-16 10:30 | 10:30 | 4.2217 | 60
2022-11-16 11:00 | 11:00 | 4.2194 | 60
2022-11-16 11:30 | 11:30 | 2.9054 | 60
2022-11-16 12:00 | 12:00 | 3.0672 | 60
2022-11-16 12:30 | 12:30 | 4.3322 | 60
2022-11-16 13:00 | 13:00 | 3.2434 | 60
2022-11-16 13:30 | 13:30 | 2.5495 | 60
2022-11-16 14:00 | 14:00 | 1.985 | 60
2022-11-16 14:30 | 14:30 | 3.2232 | 60
2022-11-16 15:00 | 15:00 | 6.04 | 60
2022-11-16 15:30 | 15:30 | 9.6073 | 60
2022-11-16 16:00 | 16:00 | 13.0117 | 60
2022-11-16 16:30 | 16:30 | 16.3171 | 60
2022-11-16 17:00 | 17:00 | 19.1532 | 60
2022-11-16 17:30 | 17:30 | 20.6197 | 60
2022-11-16 18:00 | 18:00 | 21.5807 | 60
2022-11-16 18:30 | 18:30 | 22.1209 | 60
2022-11-16 19:00 | 19:00 | 21.7769 | 60
2022-11-16 19:30 | 19:30 | 20.6406 | 60
2022-11-16 20:00 | 20:00 | 19.6866 | 60
2022-11-16 20:30 | 20:30 | 18.3923 | 60
2022-11-16 21:00 | 21:00 | 17.3034 | 60
2022-11-16 21:30 | 21:30 | 15.7398 | 60
2022-11-16 22:00 | 22:00 | 14.4441 | 60
2022-11-16 22:30 | 22:30 | 13.529 | 60
2022-11-16 23:00 | 23:00 | 12.4512 | 60
2022-11-16 23:30 | 23:30 | 11.5614 | 60
2022-11-17 | 0:00 | 10.9572 | 60
2022-11-17 00:30 | 0:30 | 10.534 | 60
2022-11-17 01:00 | 1:00 | 10.0829 | 60
2022-11-17 01:30 | 1:30 | 9.9055 | 60
2022-11-17 02:00 | 2:00 | 9.8446 | 60
2022-11-17 02:30 | 2:30 | 9.7678 | 60
2022-11-17 03:00 | 3:00 | 9.7849 | 60
2022-11-17 03:30 | 3:30 | 9.8072 | 60
2022-11-17 04:00 | 4:00 | 10.1791 | 60
2022-11-17 04:30 | 4:30 | 10.2862 | 60
2022-11-17 05:00 | 5:00 | 10.2675 | 60
2022-11-17 05:30 | 5:30 | 8.8235 | 60
2022-11-17 06:00 | 6:00 | 8.2751 | 60
2022-11-17 06:30 | 6:30 | 8.171 | 60
2022-11-17 07:00 | 7:00 | 8.3191 | 60
2022-11-17 07:30 | 7:30 | 6.0298 | 60
2022-11-17 08:00 | 8:00 | 4.4265 | 60
2022-11-17 08:30 | 8:30 | 4.0809 | 60
2022-11-17 09:00 | 9:00 | 3.4621 | 60
2022-11-17 09:30 | 9:30 | 3.6958 | 60
2022-11-17 10:00 | 10:00 | 4.4233 | 60
2022-11-17 10:30 | 10:30 | 3.875 | 60
2022-11-17 11:00 | 11:00 | 4.64 | 60
2022-11-17 11:30 | 11:30 | 5.3015 | 60
2022-11-17 12:00 | 12:00 | 5.085 | 60
2022-11-17 12:30 | 12:30 | 4.9089 | 60
2022-11-17 13:00 | 13:00 | 4.2699 | 60
2022-11-17 13:30 | 13:30 | 5.5179 | 60
2022-11-17 14:00 | 14:00 | 4.9524 | 60
2022-11-17 14:30 | 14:30 | 3.4187 | 60
2022-11-17 15:00 | 15:00 | 2.7208 | 60
2022-11-17 15:30 | 15:30 | 4.5963 | 60
2022-11-17 16:00 | 16:00 | 7.706 | 60
2022-11-17 16:30 | 16:30 | 10.866 | 60
2022-11-17 17:00 | 17:00 | 13.9348 | 60
2022-11-17 17:30 | 17:30 | 16.5431 | 60
2022-11-17 18:00 | 18:00 | 18.0752 | 60
2022-11-17 18:30 | 18:30 | 19.0669 | 60
2022-11-17 19:00 | 19:00 | 18.9245 | 60
2022-11-17 19:30 | 19:30 | 18.5434 | 60
2022-11-17 20:00 | 20:00 | 17.8066 | 60
2022-11-17 20:30 | 20:30 | 16.8344 | 60
2022-11-17 21:00 | 21:00 | 16.21 | 60
2022-11-17 21:30 | 21:30 | 14.7214 | 60
2022-11-17 22:00 | 22:00 | 13.5917 | 60
2022-11-17 22:30 | 22:30 | 12.8575 | 60
2022-11-17 23:00 | 23:00 | 11.8545 | 60
2022-11-17 23:30 | 23:30 | 11.075 | 60
2022-11-18 | 0:00 | 10.4674 | 60
2022-11-18 00:30 | 0:30 | 10.0439 | 60
2022-11-18 01:00 | 1:00 | 9.7542 | 60
2022-11-18 01:30 | 1:30 | 9.4329 | 60
2022-11-18 02:00 | 2:00 | 9.444 | 60
2022-11-18 02:30 | 2:30 | 9.3672 | 60
2022-11-18 03:00 | 3:00 | 9.4378 | 60
2022-11-18 03:30 | 3:30 | 9.4733 | 60
2022-11-18 04:00 | 4:00 | 9.7287 | 60
2022-11-18 04:30 | 4:30 | 9.9161 | 60
2022-11-18 05:00 | 5:00 | 9.761 | 60
2022-11-18 05:30 | 5:30 | 8.4929 | 60
2022-11-18 06:00 | 6:00 | 7.0435 | 60
2022-11-18 06:30 | 6:30 | 5.4947 | 60
2022-11-18 07:00 | 7:00 | 4.0572 | 60
2022-11-18 07:30 | 7:30 | 3.3066 | 60
2022-11-18 08:00 | 8:00 | 3.823 | 60
2022-11-18 08:30 | 8:30 | 4.4116 | 60
2022-11-18 09:00 | 9:00 | 4.5042 | 60
2022-11-18 09:30 | 9:30 | 3.9702 | 60
2022-11-18 10:00 | 10:00 | 4.288 | 60
2022-11-18 10:30 | 10:30 | 3.1286 | 60
2022-11-18 11:00 | 11:00 | 2.991 | 60
2022-11-18 11:30 | 11:30 | 2.7279 | 60
2022-11-18 12:00 | 12:00 | 4.0263 | 60
2022-11-18 12:30 | 12:30 | 3.9032 | 60
2022-11-18 13:00 | 13:00 | 4.0018 | 60
2022-11-18 13:30 | 13:30 | 3.029 | 60
2022-11-18 14:00 | 14:00 | 2.7246 | 60
2022-11-18 14:30 | 14:30 | 2.5757 | 60
2022-11-18 15:00 | 15:00 | 3.3488 | 60
2022-11-18 15:30 | 15:30 | 5.976 | 60
2022-11-18 16:00 | 16:00 | 9.2457 | 60
2022-11-18 16:30 | 16:30 | 12.1245 | 60
2022-11-18 17:00 | 17:00 | 14.6367 | 60
2022-11-18 17:30 | 17:30 | 16.4563 | 60
2022-11-18 18:00 | 18:00 | 17.7238 | 60
2022-11-18 18:30 | 18:30 | 18.6606 | 60
2022-11-18 19:00 | 19:00 | 18.5115 | 60
2022-11-18 19:30 | 19:30 | 17.7396 | 60
2022-11-18 20:00 | 20:00 | 17.4519 | 60
2022-11-18 20:30 | 20:30 | 16.4179 | 60
2022-11-18 21:00 | 21:00 | 15.7681 | 60
2022-11-18 21:30 | 21:30 | 14.7048 | 60
2022-11-18 22:00 | 22:00 | 13.8946 | 60
2022-11-18 22:30 | 22:30 | 13.3372 | 60
2022-11-18 23:00 | 23:00 | 12.5759 | 60
2022-11-18 23:30 | 23:30 | 11.6855 | 60
2022-11-19 | 0:00 | 11.0136 | 60
2022-11-19 00:30 | 0:30 | 10.4801 | 60
2022-11-19 01:00 | 1:00 | 10.2075 | 60
2022-11-19 01:30 | 1:30 | 9.8921 | 60
2022-11-19 02:00 | 2:00 | 9.7986 | 60
2022-11-19 02:30 | 2:30 | 9.6697 | 60
2022-11-19 03:00 | 3:00 | 9.6747 | 60
2022-11-19 03:30 | 3:30 | 9.594 | 60
2022-11-19 04:00 | 4:00 | 9.6071 | 60
2022-11-19 04:30 | 4:30 | 9.5279 | 60
2022-11-19 05:00 | 5:00 | 8.9873 | 60
2022-11-19 05:30 | 5:30 | 7.4468 | 60
2022-11-19 06:00 | 6:00 | 5.9943 | 60
2022-11-19 06:30 | 6:30 | 4.7065 | 60
2022-11-19 07:00 | 7:00 | 3.9542 | 60
2022-11-19 07:30 | 7:30 | 3.4886 | 60
2022-11-19 08:00 | 8:00 | 3.8198 | 60
2022-11-19 08:30 | 8:30 | 4.2387 | 60
2022-11-19 09:00 | 9:00 | 3.8178 | 60
2022-11-19 09:30 | 9:30 | 3.2807 | 60
2022-11-19 10:00 | 10:00 | 2.5204 | 60
2022-11-19 10:30 | 10:30 | 4.0584 | 60
2022-11-19 11:00 | 11:00 | 2.9051 | 60
2022-11-19 11:30 | 11:30 | 3.1532 | 60
2022-11-19 12:00 | 12:00 | 4.2286 | 60
2022-11-19 12:30 | 12:30 | 4.228 | 60
2022-11-19 13:00 | 13:00 | 2.4153 | 60
2022-11-19 13:30 | 13:30 | 2.3132 | 60
2022-11-19 14:00 | 14:00 | 1.9934 | 60
2022-11-19 14:30 | 14:30 | 3.2458 | 60
2022-11-19 15:00 | 15:00 | 5.8094 | 60
2022-11-19 15:30 | 15:30 | 8.791 | 60
2022-11-19 16:00 | 16:00 | 13.3305 | 60
2022-11-19 16:30 | 16:30 | 13.8423 | 60
2022-11-19 17:00 | 17:00 | 16.7507 | 60
2022-11-19 17:30 | 17:30 | 19.1943 | 60
2022-11-19 18:00 | 18:00 | 19.8833 | 60
2022-11-19 18:30 | 18:30 | 20.4545 | 60
2022-11-19 19:00 | 19:00 | 20.2099 | 60
2022-11-19 19:30 | 19:30 | 19.4665 | 60
2022-11-19 20:00 | 20:00 | 18.8075 | 60
2022-11-19 20:30 | 20:30 | 17.978 | 60
2022-11-19 21:00 | 21:00 | 17.2776 | 60
2022-11-19 21:30 | 21:30 | 16.3289 | 60
2022-11-19 22:00 | 22:00 | 15.3962 | 60
2022-11-19 22:30 | 22:30 | 14.8446 | 60
2022-11-19 23:00 | 23:00 | 13.9898 | 60
2022-11-19 23:30 | 23:30 | 12.9629 | 60
2022-11-20 | 0:00 | 12.1826 | 60
2022-11-20 00:30 | 0:30 | 11.4847 | 60
2022-11-20 01:00 | 1:00 | 11.173 | 60
2022-11-20 01:30 | 1:30 | 10.8481 | 60
2022-11-20 02:00 | 2:00 | 10.6995 | 60
2022-11-20 02:30 | 2:30 | 10.6276 | 60
2022-11-20 03:00 | 3:00 | 10.5457 | 60
2022-11-20 03:30 | 3:30 | 10.3948 | 60
2022-11-20 04:00 | 4:00 | 10.4286 | 60
2022-11-20 04:30 | 4:30 | 10.1631 | 60
2022-11-20 05:00 | 5:00 | 9.3394 | 60
2022-11-20 05:30 | 5:30 | 8.916 | 60
2022-11-20 06:00 | 6:00 | 9.329 | 60
2022-11-20 06:30 | 6:30 | 8.3795 | 60
2022-11-20 07:00 | 7:00 | 7.7187 | 60
2022-11-20 07:30 | 7:30 | 6.0373 | 60
2022-11-20 08:00 | 8:00 | 4.5042 | 60
2022-11-20 08:30 | 8:30 | 6.4567 | 60
2022-11-20 09:00 | 9:00 | 11.1976 | 60
2022-11-20 09:30 | 9:30 | 15.3338 | 60
2022-11-20 10:00 | 10:00 | 16.8134 | 60
2022-11-20 10:30 | 10:30 | 10.8761 | 60
2022-11-20 11:00 | 11:00 | 3.7081 | 60
2022-11-20 11:30 | 11:30 | 2.3252 | 60
2022-11-20 12:00 | 12:00 | 2.3677 | 60
2022-11-20 12:30 | 12:30 | 6.0089 | 60
2022-11-20 13:00 | 13:00 | 7.8995 | 60
2022-11-20 13:30 | 13:30 | 11.0427 | 60
2022-11-20 14:00 | 14:00 | 15.0438 | 60
2022-11-20 14:30 | 14:30 | 14.9654 | 60
2022-11-20 15:00 | 15:00 | 16.1794 | 60
2022-11-20 15:30 | 15:30 | 19.7818 | 60
2022-11-20 16:00 | 16:00 | 23.2444 | 60
2022-11-20 16:30 | 16:30 | 26.1541 | 60
2022-11-20 17:00 | 17:00 | 28.0057 | 60
2022-11-20 17:30 | 17:30 | 29.3618 | 60
2022-11-20 18:00 | 18:00 | 29.2928 | 60
2022-11-20 18:30 | 18:30 | 28.7197 | 60
2022-11-20 19:00 | 19:00 | 27.9502 | 60
2022-11-20 19:30 | 19:30 | 26.3321 | 60
2022-11-20 20:00 | 20:00 | 24.8522 | 60
2022-11-20 20:30 | 20:30 | 22.6579 | 60
2022-11-20 21:00 | 21:00 | 21.0709 | 60
2022-11-20 21:30 | 21:30 | 19.1614 | 60
2022-11-20 22:00 | 22:00 | 17.5369 | 60
2022-11-20 22:30 | 22:30 | 16.2219 | 60
2022-11-20 23:00 | 23:00 | 15.006 | 60
2022-11-20 23:30 | 23:30 | 13.9478 | 60
2022-11-21 | 0:00 | 13.0465 | 60
2022-11-21 00:30 | 0:30 | 12.3764 | 60
2022-11-21 01:00 | 1:00 | 11.9817 | 60
2022-11-21 01:30 | 1:30 | 11.7366 | 60
2022-11-21 02:00 | 2:00 | 11.5265 | 60
2022-11-21 02:30 | 2:30 | 11.3584 | 60
2022-11-21 03:00 | 3:00 | 11.363 | 60
2022-11-21 03:30 | 3:30 | 11.2336 | 60
2022-11-21 04:00 | 4:00 | 11.4847 | 60
2022-11-21 04:30 | 4:30 | 11.4936 | 60
2022-11-21 05:00 | 5:00 | 11.9085 | 60
2022-11-21 05:30 | 5:30 | 11.9841 | 60
2022-11-21 06:00 | 6:00 | 11.6854 | 60
2022-11-21 06:30 | 6:30 | 10.9542 | 60
2022-11-21 07:00 | 7:00 | 10.7974 | 60
2022-11-21 07:30 | 7:30 | 10.7266 | 60
2022-11-21 08:00 | 8:00 | 10.6252 | 60
2022-11-21 08:30 | 8:30 | 7.1611 | 60
2022-11-21 09:00 | 9:00 | 3.67 | 60
2022-11-21 09:30 | 9:30 | 3.1412 | 60
2022-11-21 10:00 | 10:00 | 2.1946 | 60
2022-11-21 10:30 | 10:30 | 2.4691 | 60
2022-11-21 11:00 | 11:00 | 2.4639 | 60
2022-11-21 11:30 | 11:30 | 2.6246 | 60
2022-11-21 12:00 | 12:00 | 2.0196 | 60
2022-11-21 12:30 | 12:30 | 1.301 | 60
2022-11-21 13:00 | 13:00 | 2.4345 | 60
2022-11-21 13:30 | 13:30 | 4.2581 | 60
2022-11-21 14:00 | 14:00 | 7.0716 | 60
2022-11-21 14:30 | 14:30 | 10.0871 | 60
2022-11-21 15:00 | 15:00 | 13.8118 | 60
2022-11-21 15:30 | 15:30 | 17.9993 | 60
2022-11-21 16:00 | 16:00 | 21.8279 | 60
2022-11-21 16:30 | 16:30 | 25.5957 | 60
2022-11-21 17:00 | 17:00 | 28.5787 | 60
2022-11-21 17:30 | 17:30 | 29.4358 | 60
2022-11-21 18:00 | 18:00 | 29.7433 | 60
2022-11-21 18:30 | 18:30 | 29.5955 | 60
2022-11-21 19:00 | 19:00 | 28.587 | 60
2022-11-21 19:30 | 19:30 | 26.9255 | 60
2022-11-21 20:00 | 20:00 | 25.2391 | 60
2022-11-21 20:30 | 20:30 | 22.6175 | 60
2022-11-21 21:00 | 21:00 | 20.651 | 60
2022-11-21 21:30 | 21:30 | 18.526 | 60
2022-11-21 22:00 | 22:00 | 16.8879 | 60
2022-11-21 22:30 | 22:30 | 15.5782 | 60
2022-11-21 23:00 | 23:00 | 14.1054 | 60
2022-11-21 23:30 | 23:30 | 12.8748 | 60
2022-11-22 | 0:00 | 12.025 | 60
2022-11-22 00:30 | 0:30 | 11.5183 | 60
2022-11-22 01:00 | 1:00 | 11.2851 | 60
2022-11-22 01:30 | 1:30 | 10.9182 | 60
2022-11-22 02:00 | 2:00 | 10.8044 | 60
2022-11-22 02:30 | 2:30 | 10.5676 | 60
2022-11-22 03:00 | 3:00 | 10.3875 | 60
2022-11-22 03:30 | 3:30 | 10.3171 | 60
2022-11-22 04:00 | 4:00 | 10.5456 | 60
2022-11-22 04:30 | 4:30 | 10.6536 | 60
2022-11-22 05:00 | 5:00 | 10.7646 | 60
2022-11-22 05:30 | 5:30 | 10.3873 | 60
2022-11-22 06:00 | 6:00 | 10.1881 | 60
2022-11-22 06:30 | 6:30 | 9.3812 | 60
2022-11-22 07:00 | 7:00 | 8.5614 | 60
2022-11-22 07:30 | 7:30 | 5.9294 | 60
2022-11-22 08:00 | 8:00 | 4.5447 | 60
2022-11-22 08:30 | 8:30 | 5.1622 | 60
2022-11-22 09:00 | 9:00 | 5.8793 | 60
2022-11-22 09:30 | 9:30 | 4.6035 | 60
2022-11-22 10:00 | 10:00 | 5.0105 | 60
2022-11-22 10:30 | 10:30 | 7.7013 | 60
2022-11-22 11:00 | 11:00 | 7.9377 | 60
2022-11-22 11:30 | 11:30 | 6.2843 | 60
2022-11-22 12:00 | 12:00 | 7.479 | 60
2022-11-22 12:30 | 12:30 | 6.2409 | 60
2022-11-22 13:00 | 13:00 | 5.2584 | 60
2022-11-22 13:30 | 13:30 | 4.0915 | 60
2022-11-22 14:00 | 14:00 | 3.5935 | 60
2022-11-22 14:30 | 14:30 | 5.1249 | 60
2022-11-22 15:00 | 15:00 | 5.0596 | 60
2022-11-22 15:30 | 15:30 | 9.1785 | 60
2022-11-22 16:00 | 16:00 | 13.1043 | 60
2022-11-22 16:30 | 16:30 | 17.2742 | 60
2022-11-22 17:00 | 17:00 | 18.3209 | 60
2022-11-22 17:30 | 17:30 | 20.4574 | 60
2022-11-22 18:00 | 18:00 | 21.127 | 60
2022-11-22 18:30 | 18:30 | 21.9096 | 60
2022-11-22 19:00 | 19:00 | 21.1819 | 60
2022-11-22 19:30 | 19:30 | 20.3885 | 60
2022-11-22 20:00 | 20:00 | 19.3505 | 60
2022-11-22 20:30 | 20:30 | 18.1552 | 60
2022-11-22 21:00 | 21:00 | 17.1228 | 60
2022-11-22 21:30 | 21:30 | 15.6455 | 60
2022-11-22 22:00 | 22:00 | 14.4869 | 60
2022-11-22 22:30 | 22:30 | 13.7064 | 60
2022-11-22 23:00 | 23:00 | 12.5378 | 60
2022-11-22 23:30 | 23:30 | 11.7386 | 60
2022-11-23 | 0:00 | 11.0887 | 60
2022-11-23 00:30 | 0:30 | 10.671 | 60
2022-11-23 01:00 | 1:00 | 10.3852 | 60
2022-11-23 01:30 | 1:30 | 10.1982 | 60
2022-11-23 02:00 | 2:00 | 10.0154 | 60
2022-11-23 02:30 | 2:30 | 9.9689 | 60
2022-11-23 03:00 | 3:00 | 9.9257 | 60
2022-11-23 03:30 | 3:30 | 9.9362 | 60
2022-11-23 04:00 | 4:00 | 10.2208 | 60
2022-11-23 04:30 | 4:30 | 10.321 | 60
2022-11-23 05:00 | 5:00 | 10.3164 | 60
2022-11-23 05:30 | 5:30 | 9.2102 | 60
2022-11-23 06:00 | 6:00 | 9.1676 | 60
2022-11-23 06:30 | 6:30 | 6.5693 | 60
2022-11-23 07:00 | 7:00 | 6.2773 | 60
2022-11-23 07:30 | 7:30 | 6.2553 | 60
2022-11-23 08:00 | 8:00 | 3.0691 | 60
2022-11-23 08:30 | 8:30 | 5.1802 | 60
2022-11-23 09:00 | 9:00 | 5.3889 | 60
2022-11-23 09:30 | 9:30 | 3.2124 | 60
2022-11-23 10:00 | 10:00 | 4.1209 | 60
2022-11-23 10:30 | 10:30 | 3.6204 | 60
2022-11-23 11:00 | 11:00 | 4.1937 | 60
2022-11-23 11:30 | 11:30 | 4.3517 | 60
2022-11-23 12:00 | 12:00 | 3.9755 | 60
2022-11-23 12:30 | 12:30 | 4.3181 | 60
2022-11-23 13:00 | 13:00 | 5.4819 | 60
2022-11-23 13:30 | 13:30 | 7.7238 | 60
2022-11-23 14:00 | 14:00 | 8.7821 | 60
2022-11-23 14:30 | 14:30 | 9.7742 | 60
2022-11-23 15:00 | 15:00 | 9.5439 | 60
2022-11-23 15:30 | 15:30 | 10.0455 | 60
2022-11-23 16:00 | 16:00 | 12.9143 | 60
2022-11-23 16:30 | 16:30 | 14.3929 | 60
2022-11-23 17:00 | 17:00 | 16.6631 | 60
2022-11-23 17:30 | 17:30 | 17.4944 | 60
2022-11-23 18:00 | 18:00 | 19.5563 | 60
2022-11-23 18:30 | 18:30 | 20.442 | 60
2022-11-23 19:00 | 19:00 | 20.4233 | 60
2022-11-23 19:30 | 19:30 | 19.7584 | 60
2022-11-23 20:00 | 20:00 | 18.9625 | 60
2022-11-23 20:30 | 20:30 | 17.693 | 60
2022-11-23 21:00 | 21:00 | 16.4582 | 60
2022-11-23 21:30 | 21:30 | 15.3797 | 60
2022-11-23 22:00 | 22:00 | 14.1555 | 60
2022-11-23 22:30 | 22:30 | 13.2231 | 60
2022-11-23 23:00 | 23:00 | 12.1919 | 60
2022-11-23 23:30 | 23:30 | 11.3526 | 60
2022-11-24 | 0:00 | 10.7056 | 60
2022-11-24 00:30 | 0:30 | 10.2247 | 60
2022-11-24 01:00 | 1:00 | 9.986 | 60
2022-11-24 01:30 | 1:30 | 9.7112 | 60
2022-11-24 02:00 | 2:00 | 9.6606 | 60
2022-11-24 02:30 | 2:30 | 9.5889 | 60
2022-11-24 03:00 | 3:00 | 9.6243 | 60
2022-11-24 03:30 | 3:30 | 9.623 | 60
2022-11-24 04:00 | 4:00 | 9.8685 | 60
2022-11-24 04:30 | 4:30 | 10.0258 | 60
2022-11-24 05:00 | 5:00 | 10.307 | 60
2022-11-24 05:30 | 5:30 | 10.0628 | 60
2022-11-24 06:00 | 6:00 | 9.1536 | 60
2022-11-24 06:30 | 6:30 | 8.2309 | 60
2022-11-24 07:00 | 7:00 | 6.4609 | 60
2022-11-24 07:30 | 7:30 | 5.0945 | 60
2022-11-24 08:00 | 8:00 | 3.6337 | 60
2022-11-24 08:30 | 8:30 | 3.8294 | 60
2022-11-24 09:00 | 9:00 | 3.1747 | 60
2022-11-24 09:30 | 9:30 | 4.1857 | 60
2022-11-24 10:00 | 10:00 | 3.5593 | 60
2022-11-24 10:30 | 10:30 | 3.1451 | 60
2022-11-24 11:00 | 11:00 | 3.6218 | 60
2022-11-24 11:30 | 11:30 | 3.5269 | 60
2022-11-24 12:00 | 12:00 | 3.7259 | 60
2022-11-24 12:30 | 12:30 | 4.2163 | 60
2022-11-24 13:00 | 13:00 | 3.1735 | 60
2022-11-24 13:30 | 13:30 | 7.728 | 60
2022-11-24 14:00 | 14:00 | 9.1616 | 60
2022-11-24 14:30 | 14:30 | 8.2251 | 60
2022-11-24 15:00 | 15:00 | 9.8049 | 60
2022-11-24 15:30 | 15:30 | 13.4323 | 60
2022-11-24 16:00 | 16:00 | 14.4342 | 60
2022-11-24 16:30 | 16:30 | 17.2632 | 60
2022-11-24 17:00 | 17:00 | 18.6439 | 60
2022-11-24 17:30 | 17:30 | 19.9698 | 60
2022-11-24 18:00 | 18:00 | 20.725 | 60
2022-11-24 18:30 | 18:30 | 21.4597 | 60
2022-11-24 19:00 | 19:00 | 21.1244 | 60
2022-11-24 19:30 | 19:30 | 20.2314 | 60
2022-11-24 20:00 | 20:00 | 19.6937 | 60
2022-11-24 20:30 | 20:30 | 18.397 | 60
2022-11-24 21:00 | 21:00 | 17.3568 | 60
2022-11-24 21:30 | 21:30 | 16.1172 | 60
2022-11-24 22:00 | 22:00 | 14.944 | 60
2022-11-24 22:30 | 22:30 | 14.0324 | 60
2022-11-24 23:00 | 23:00 | 12.9686 | 60
2022-11-24 23:30 | 23:30 | 12.0257 | 60
2022-11-25 | 0:00 | 11.3852 | 60
2022-11-25 00:30 | 0:30 | 10.9088 | 60
2022-11-25 01:00 | 1:00 | 10.559 | 60
2022-11-25 01:30 | 1:30 | 10.2261 | 60
2022-11-25 02:00 | 2:00 | 10.0559 | 60
2022-11-25 02:30 | 2:30 | 9.9964 | 60
2022-11-25 03:00 | 3:00 | 10.0502 | 60
2022-11-25 03:30 | 3:30 | 10.0608 | 60
2022-11-25 04:00 | 4:00 | 10.2554 | 60
2022-11-25 04:30 | 4:30 | 10.4033 | 60
2022-11-25 05:00 | 5:00 | 10.2676 | 60
2022-11-25 05:30 | 5:30 | 8.8426 | 60
2022-11-25 06:00 | 6:00 | 7.4328 | 60
2022-11-25 06:30 | 6:30 | 6.0772 | 60
2022-11-25 07:00 | 7:00 | 4.6332 | 60
2022-11-25 07:30 | 7:30 | 3.2498 | 60
2022-11-25 08:00 | 8:00 | 2.6334 | 60
2022-11-25 08:30 | 8:30 | 2.7951 | 60
2022-11-25 09:00 | 9:00 | 3.1506 | 60
2022-11-25 09:30 | 9:30 | 3.5314 | 60
2022-11-25 10:00 | 10:00 | 3.3748 | 60
2022-11-25 10:30 | 10:30 | 3.1345 | 60
2022-11-25 11:00 | 11:00 | 1.6355 | 60
2022-11-25 11:30 | 11:30 | 1.8051 | 60
2022-11-25 12:00 | 12:00 | 1.6014 | 60
2022-11-25 12:30 | 12:30 | 1.8992 | 60
2022-11-25 13:00 | 13:00 | 1.4895 | 60
2022-11-25 13:30 | 13:30 | 4.4289 | 60
2022-11-25 14:00 | 14:00 | 6.0464 | 60
2022-11-25 14:30 | 14:30 | 7.0662 | 60
2022-11-25 15:00 | 15:00 | 10.121 | 60
2022-11-25 15:30 | 15:30 | 13.2835 | 60
2022-11-25 16:00 | 16:00 | 16.1096 | 60
2022-11-25 16:30 | 16:30 | 18.7958 | 60
2022-11-25 17:00 | 17:00 | 20.8955 | 60
2022-11-25 17:30 | 17:30 | 22.3996 | 60
2022-11-25 18:00 | 18:00 | 22.4361 | 60
2022-11-25 18:30 | 18:30 | 22.601 | 60
2022-11-25 19:00 | 19:00 | 22.2957 | 60
2022-11-25 19:30 | 19:30 | 21.5386 | 60
2022-11-25 20:00 | 20:00 | 20.5904 | 60
2022-11-25 20:30 | 20:30 | 19.3674 | 60
2022-11-25 21:00 | 21:00 | 18.3028 | 60
2022-11-25 21:30 | 21:30 | 16.8481 | 60
2022-11-25 22:00 | 22:00 | 15.6823 | 60
2022-11-25 22:30 | 22:30 | 14.8869 | 60
2022-11-25 23:00 | 23:00 | 13.6606 | 60
2022-11-25 23:30 | 23:30 | 12.7873 | 60
2022-11-26 | 0:00 | 12.1063 | 60
2022-11-26 00:30 | 0:30 | 11.4918 | 60
2022-11-26 01:00 | 1:00 | 11.1568 | 60
2022-11-26 01:30 | 1:30 | 10.8166 | 60
2022-11-26 02:00 | 2:00 | 10.7415 | 60
2022-11-26 02:30 | 2:30 | 10.4024 | 60
2022-11-26 03:00 | 3:00 | 10.3451 | 60
2022-11-26 03:30 | 3:30 | 10.2967 | 60
2022-11-26 04:00 | 4:00 | 10.349 | 60
2022-11-26 04:30 | 4:30 | 10.0526 | 60
2022-11-26 05:00 | 5:00 | 9.4491 | 60
2022-11-26 05:30 | 5:30 | 7.9025 | 60
2022-11-26 06:00 | 6:00 | 6.4395 | 60
2022-11-26 06:30 | 6:30 | 5.053 | 60
2022-11-26 07:00 | 7:00 | 3.9711 | 60
2022-11-26 07:30 | 7:30 | 3.128 | 60
2022-11-26 08:00 | 8:00 | 2.7243 | 60
2022-11-26 08:30 | 8:30 | 2.7449 | 60
2022-11-26 09:00 | 9:00 | 2.5031 | 60
2022-11-26 09:30 | 9:30 | 2.5505 | 60
2022-11-26 10:00 | 10:00 | 2.0902 | 60
2022-11-26 10:30 | 10:30 | 1.6814 | 60
2022-11-26 11:00 | 11:00 | 1.4309 | 60
2022-11-26 11:30 | 11:30 | 1.2969 | 60
2022-11-26 12:00 | 12:00 | 1.308 | 60
2022-11-26 12:30 | 12:30 | 1.5634 | 60
2022-11-26 13:00 | 13:00 | 2.0727 | 60
2022-11-26 13:30 | 13:30 | 3.1683 | 60
2022-11-26 14:00 | 14:00 | 4.5632 | 60
2022-11-26 14:30 | 14:30 | 6.3284 | 60
2022-11-26 15:00 | 15:00 | 8.6185 | 60
2022-11-26 15:30 | 15:30 | 11.2748 | 60
2022-11-26 16:00 | 16:00 | 14.2881 | 60
2022-11-26 16:30 | 16:30 | 17.4817 | 60
2022-11-26 17:00 | 17:00 | 19.3962 | 60
2022-11-26 17:30 | 17:30 | 20.3102 | 60
2022-11-26 18:00 | 18:00 | 20.935 | 60
2022-11-26 18:30 | 18:30 | 21.1799 | 60
2022-11-26 19:00 | 19:00 | 20.8706 | 60
2022-11-26 19:30 | 19:30 | 20.054 | 60
2022-11-26 20:00 | 20:00 | 19.3755 | 60
2022-11-26 20:30 | 20:30 | 18.272 | 60
2022-11-26 21:00 | 21:00 | 17.438 | 60
2022-11-26 21:30 | 21:30 | 16.3479 | 60
2022-11-26 22:00 | 22:00 | 15.3524 | 60
2022-11-26 22:30 | 22:30 | 14.7461 | 60
2022-11-26 23:00 | 23:00 | 13.7622 | 60
2022-11-26 23:30 | 23:30 | 12.73 | 60
2022-11-27 | 0:00 | 12.002 | 60
2022-11-27 00:30 | 0:30 | 11.5476 | 60
2022-11-27 01:00 | 1:00 | 11.1911 | 60
2022-11-27 01:30 | 1:30 | 10.7563 | 60
2022-11-27 02:00 | 2:00 | 10.5272 | 60
2022-11-27 02:30 | 2:30 | 10.4228 | 60
2022-11-27 03:00 | 3:00 | 10.2155 | 60
2022-11-27 03:30 | 3:30 | 10.1021 | 60
2022-11-27 04:00 | 4:00 | 10.112 | 60
2022-11-27 04:30 | 4:30 | 9.9514 | 60
2022-11-27 05:00 | 5:00 | 9.3643 | 60
2022-11-27 05:30 | 5:30 | 8.0239 | 60
2022-11-27 06:00 | 6:00 | 8.0125 | 60
2022-11-27 06:30 | 6:30 | 5.3306 | 60
2022-11-27 07:00 | 7:00 | 5.6198 | 60
2022-11-27 07:30 | 7:30 | 3.6385 | 60
2022-11-27 08:00 | 8:00 | 7.1943 | 60
2022-11-27 08:30 | 8:30 | 4.2437 | 60
2022-11-27 09:00 | 9:00 | 4.4462 | 60
2022-11-27 09:30 | 9:30 | 4.0893 | 60
2022-11-27 10:00 | 10:00 | 2.5433 | 60
2022-11-27 10:30 | 10:30 | 3.7792 | 60
2022-11-27 11:00 | 11:00 | 5.1749 | 60
2022-11-27 11:30 | 11:30 | 4.7218 | 60
2022-11-27 12:00 | 12:00 | 7.5018 | 60
2022-11-27 12:30 | 12:30 | 13.0706 | 60
2022-11-27 13:00 | 13:00 | 15.2857 | 60
2022-11-27 13:30 | 13:30 | 16.2085 | 60
2022-11-27 14:00 | 14:00 | 17.0177 | 60
2022-11-27 14:30 | 14:30 | 19.6641 | 60
2022-11-27 15:00 | 15:00 | 19.7305 | 60
2022-11-27 15:30 | 15:30 | 19.1291 | 60
2022-11-27 16:00 | 16:00 | 19.0074 | 60
2022-11-27 16:30 | 16:30 | 19.6868 | 60
2022-11-27 17:00 | 17:00 | 20.4114 | 60
2022-11-27 17:30 | 17:30 | 21.4371 | 60
2022-11-27 18:00 | 18:00 | 21.9634 | 60
2022-11-27 18:30 | 18:30 | 22.4416 | 60
2022-11-27 19:00 | 19:00 | 21.934 | 60
2022-11-27 19:30 | 19:30 | 21.1038 | 60
2022-11-27 20:00 | 20:00 | 20.1932 | 60
2022-11-27 20:30 | 20:30 | 18.6944 | 60
2022-11-27 21:00 | 21:00 | 17.6464 | 60
2022-11-27 21:30 | 21:30 | 16.511 | 60
2022-11-27 22:00 | 22:00 | 15.4588 | 60
2022-11-27 22:30 | 22:30 | 14.4849 | 60
2022-11-27 23:00 | 23:00 | 13.5996 | 60
2022-11-27 23:30 | 23:30 | 12.7564 | 60
2022-11-28 | 0:00 | 11.9416 | 60
2022-11-28 00:30 | 0:30 | 11.5201 | 60
2022-11-28 01:00 | 1:00 | 11.2152 | 60
2022-11-28 01:30 | 1:30 | 11.0904 | 60
2022-11-28 02:00 | 2:00 | 10.8785 | 60
2022-11-28 02:30 | 2:30 | 10.6497 | 60
2022-11-28 03:00 | 3:00 | 10.5802 | 60
2022-11-28 03:30 | 3:30 | 10.5726 | 60
2022-11-28 04:00 | 4:00 | 10.822 | 60
2022-11-28 04:30 | 4:30 | 10.8709 | 60
2022-11-28 05:00 | 5:00 | 10.5481 | 60
2022-11-28 05:30 | 5:30 | 8.9737 | 60
2022-11-28 06:00 | 6:00 | 8.5793 | 60
2022-11-28 06:30 | 6:30 | 9.9482 | 60
2022-11-28 07:00 | 7:00 | 10.7961 | 60
2022-11-28 07:30 | 7:30 | 7.0845 | 60
2022-11-28 08:00 | 8:00 | 3.3954 | 60
2022-11-28 08:30 | 8:30 | 2.6756 | 60
2022-11-28 09:00 | 9:00 | 1.9337 | 60
2022-11-28 09:30 | 9:30 | 2.9802 | 60
2022-11-28 10:00 | 10:00 | 4.595 | 60
2022-11-28 10:30 | 10:30 | 4.4865 | 60
2022-11-28 11:00 | 11:00 | 6.1664 | 60
2022-11-28 11:30 | 11:30 | 9.9547 | 60
2022-11-28 12:00 | 12:00 | 6.6132 | 60
2022-11-28 12:30 | 12:30 | 10.1525 | 60
2022-11-28 13:00 | 13:00 | 11.1066 | 60
2022-11-28 13:30 | 13:30 | 12.6619 | 60
2022-11-28 14:00 | 14:00 | 6.4502 | 60
2022-11-28 14:30 | 14:30 | 8.5934 | 60
2022-11-28 15:00 | 15:00 | 12.9085 | 60
2022-11-28 15:30 | 15:30 | 17.9829 | 60
2022-11-28 16:00 | 16:00 | 22.3184 | 60
2022-11-28 16:30 | 16:30 | 26.0302 | 60
2022-11-28 17:00 | 17:00 | 25.719 | 60
2022-11-28 17:30 | 17:30 | 24.0094 | 60
2022-11-28 18:00 | 18:00 | 23.111 | 60
2022-11-28 18:30 | 18:30 | 23.2454 | 60
2022-11-28 19:00 | 19:00 | 22.4387 | 60
2022-11-28 19:30 | 19:30 | 21.6233 | 60
2022-11-28 20:00 | 20:00 | 20.5817 | 60
2022-11-28 20:30 | 20:30 | 19.2771 | 60
2022-11-28 21:00 | 21:00 | 17.9908 | 60
2022-11-28 21:30 | 21:30 | 16.5546 | 60
2022-11-28 22:00 | 22:00 | 15.2599 | 60
2022-11-28 22:30 | 22:30 | 14.41 | 60
2022-11-28 23:00 | 23:00 | 13.305 | 60
2022-11-28 23:30 | 23:30 | 12.4766 | 60
2022-11-29 | 0:00 | 11.9065 | 60
2022-11-29 00:30 | 0:30 | 11.4741 | 60
2022-11-29 01:00 | 1:00 | 11.2534 | 60
2022-11-29 01:30 | 1:30 | 11.0477 | 60
2022-11-29 02:00 | 2:00 | 10.793 | 60
2022-11-29 02:30 | 2:30 | 10.6612 | 60
2022-11-29 03:00 | 3:00 | 10.6152 | 60
2022-11-29 03:30 | 3:30 | 10.6444 | 60
2022-11-29 04:00 | 4:00 | 10.8031 | 60
2022-11-29 04:30 | 4:30 | 11.0479 | 60
2022-11-29 05:00 | 5:00 | 11.3346 | 60
2022-11-29 05:30 | 5:30 | 11.4246 | 60
2022-11-29 06:00 | 6:00 | 10.3062 | 60
2022-11-29 06:30 | 6:30 | 10.4318 | 60
2022-11-29 07:00 | 7:00 | 7.0066 | 60
2022-11-29 07:30 | 7:30 | 10.0142 | 60
2022-11-29 08:00 | 8:00 | 11.0017 | 60
2022-11-29 08:30 | 8:30 | 13.2754 | 60
2022-11-29 09:00 | 9:00 | 14.6553 | 60
2022-11-29 09:30 | 9:30 | 11.3666 | 60
2022-11-29 10:00 | 10:00 | 6.7181 | 60
2022-11-29 10:30 | 10:30 | 9.4333 | 60
2022-11-29 11:00 | 11:00 | 6.0957 | 60
2022-11-29 11:30 | 11:30 | 2.2269 | 60
2022-11-29 12:00 | 12:00 | 2.2754 | 60
2022-11-29 12:30 | 12:30 | 1.9549 | 60
2022-11-29 13:00 | 13:00 | 2.1719 | 60
2022-11-29 13:30 | 13:30 | 3.8473 | 60
2022-11-29 14:00 | 14:00 | 4.3836 | 60
2022-11-29 14:30 | 14:30 | 5.9496 | 60
2022-11-29 15:00 | 15:00 | 8.0834 | 60
2022-11-29 15:30 | 15:30 | 12.8969 | 60
2022-11-29 16:00 | 16:00 | 16.0415 | 60
2022-11-29 16:30 | 16:30 | 15.8083 | 60
2022-11-29 17:00 | 17:00 | 17.1417 | 60
2022-11-29 17:30 | 17:30 | 19.7673 | 60
2022-11-29 18:00 | 18:00 | 22.4684 | 60
2022-11-29 18:30 | 18:30 | 23.839 | 60
2022-11-29 19:00 | 19:00 | 23.5509 | 60
2022-11-29 19:30 | 19:30 | 22.8184 | 60
2022-11-29 20:00 | 20:00 | 21.622 | 60
2022-11-29 20:30 | 20:30 | 20.0279 | 60
2022-11-29 21:00 | 21:00 | 18.9025 | 60
2022-11-29 21:30 | 21:30 | 17.1932 | 60
2022-11-29 22:00 | 22:00 | 15.9796 | 60
2022-11-29 22:30 | 22:30 | 14.9129 | 60
2022-11-29 23:00 | 23:00 | 13.7019 | 60
2022-11-29 23:30 | 23:30 | 12.6532 | 60
2022-11-30 | 0:00 | 11.885 | 60
2022-11-30 00:30 | 0:30 | 11.4382 | 60
2022-11-30 01:00 | 1:00 | 11.1955 | 60
2022-11-30 01:30 | 1:30 | 10.9342 | 60
2022-11-30 02:00 | 2:00 | 10.7652 | 60
2022-11-30 02:30 | 2:30 | 10.6707 | 60
2022-11-30 03:00 | 3:00 | 10.5167 | 60
2022-11-30 03:30 | 3:30 | 10.5779 | 60
2022-11-30 04:00 | 4:00 | 10.7406 | 60
2022-11-30 04:30 | 4:30 | 10.9365 | 60
2022-11-30 05:00 | 5:00 | 11.4414 | 60
2022-11-30 05:30 | 5:30 | 11.933 | 60
2022-11-30 06:00 | 6:00 | 12.8411 | 60
2022-11-30 06:30 | 6:30 | 12.6903 | 60
2022-11-30 07:00 | 7:00 | 13.3111 | 60
2022-11-30 07:30 | 7:30 | 12.2674 | 60
2022-11-30 08:00 | 8:00 | 13.6178 | 60
2022-11-30 08:30 | 8:30 | 12.3742 | 60
2022-11-30 09:00 | 9:00 | 10.077 | 60
2022-11-30 09:30 | 9:30 | 8.2432 | 60
2022-11-30 10:00 | 10:00 | 10.1842 | 60
2022-11-30 10:30 | 10:30 | 9.2301 | 60
2022-11-30 11:00 | 11:00 | 10.8021 | 60
2022-11-30 11:30 | 11:30 | 11.7849 | 60
2022-11-30 12:00 | 12:00 | 11.8703 | 60
2022-11-30 12:30 | 12:30 | 11.496 | 60
2022-11-30 13:00 | 13:00 | 10.2123 | 60
2022-11-30 13:30 | 13:30 | 11.3162 | 60
2022-11-30 14:00 | 14:00 | 11.6937 | 60
2022-11-30 14:30 | 14:30 | 12.2317 | 60
2022-11-30 15:00 | 15:00 | 12.1152 | 60
2022-11-30 15:30 | 15:30 | 12.7784 | 60
2022-11-30 16:00 | 16:00 | 14.1928 | 60
2022-11-30 16:30 | 16:30 | 15.6334 | 60
2022-11-30 17:00 | 17:00 | 17.293 | 60
2022-11-30 17:30 | 17:30 | 18.7078 | 60
2022-11-30 18:00 | 18:00 | 19.1216 | 60
2022-11-30 18:30 | 18:30 | 19.597 | 60
2022-11-30 19:00 | 19:00 | 19.0546 | 60
2022-11-30 19:30 | 19:30 | 18.5504 | 60
2022-11-30 20:00 | 20:00 | 17.9566 | 60
2022-11-30 20:30 | 20:30 | 16.8712 | 60
2022-11-30 21:00 | 21:00 | 15.9827 | 60
2022-11-30 21:30 | 21:30 | 14.6923 | 60
2022-11-30 22:00 | 22:00 | 13.8975 | 60
2022-11-30 22:30 | 22:30 | 12.9805 | 60
2022-11-30 23:00 | 23:00 | 12.2351 | 60
2022-11-30 23:30 | 23:30 | 11.382 | 60
2022-12-01 | 0:00 | 10.7452 | 60
2022-12-01 00:30 | 0:30 | 10.2868 | 60
2022-12-01 01:00 | 1:00 | 10.1694 | 60
2022-12-01 01:30 | 1:30 | 9.8553 | 60
2022-12-01 02:00 | 2:00 | 9.7761 | 60
2022-12-01 02:30 | 2:30 | 9.7787 | 60
2022-12-01 03:00 | 3:00 | 9.6963 | 60
2022-12-01 03:30 | 3:30 | 9.7379 | 60
2022-12-01 04:00 | 4:00 | 10.012 | 60
2022-12-01 04:30 | 4:30 | 10.1782 | 60
2022-12-01 05:00 | 5:00 | 10.651 | 60
2022-12-01 05:30 | 5:30 | 11.043 | 60
2022-12-01 06:00 | 6:00 | 11.4791 | 60
2022-12-01 06:30 | 6:30 | 12.1372 | 60
2022-12-01 07:00 | 7:00 | 11.8924 | 60
2022-12-01 07:30 | 7:30 | 10.954 | 60
2022-12-01 08:00 | 8:00 | 12.0871 | 60
2022-12-01 08:30 | 8:30 | 10.0491 | 60
2022-12-01 09:00 | 9:00 | 10.0567 | 60
2022-12-01 09:30 | 9:30 | 10.0324 | 60
2022-12-01 10:00 | 10:00 | 10.7974 | 60
2022-12-01 10:30 | 10:30 | 12.0663 | 60
2022-12-01 11:00 | 11:00 | 11.6021 | 60
2022-12-01 11:30 | 11:30 | 7.7353 | 60
2022-12-01 12:00 | 12:00 | 9.2035 | 60
2022-12-01 12:30 | 12:30 | 7.8716 | 60
2022-12-01 13:00 | 13:00 | 7.857 | 60
2022-12-01 13:30 | 13:30 | 7.0342 | 60
2022-12-01 14:00 | 14:00 | 10.0293 | 60
2022-12-01 14:30 | 14:30 | 9.8364 | 60
2022-12-01 15:00 | 15:00 | 13.2998 | 60
2022-12-01 15:30 | 15:30 | 12.5923 | 60
2022-12-01 16:00 | 16:00 | 13.4873 | 60
2022-12-01 16:30 | 16:30 | 15.2607 | 60
2022-12-01 17:00 | 17:00 | 16.922 | 60
2022-12-01 17:30 | 17:30 | 18.4129 | 60
2022-12-01 18:00 | 18:00 | 19.3599 | 60
2022-12-01 18:30 | 18:30 | 19.9321 | 60
2022-12-01 19:00 | 19:00 | 19.7033 | 60
2022-12-01 19:30 | 19:30 | 19.0043 | 60
2022-12-01 20:00 | 20:00 | 18.4389 | 60
2022-12-01 20:30 | 20:30 | 17.5286 | 60
2022-12-01 21:00 | 21:00 | 16.457 | 60
2022-12-01 21:30 | 21:30 | 15.133 | 60
2022-12-01 22:00 | 22:00 | 14.0282 | 60
2022-12-01 22:30 | 22:30 | 13.2364 | 60
2022-12-01 23:00 | 23:00 | 12.2277 | 60
2022-12-01 23:30 | 23:30 | 11.3079 | 60
2022-12-02 | 0:00 | 10.8065 | 60
2022-12-02 00:30 | 0:30 | 10.361 | 60
2022-12-02 01:00 | 1:00 | 10.0807 | 60
2022-12-02 01:30 | 1:30 | 9.8282 | 60
2022-12-02 02:00 | 2:00 | 9.5906 | 60
2022-12-02 02:30 | 2:30 | 9.5329 | 60
2022-12-02 03:00 | 3:00 | 9.4927 | 60
2022-12-02 03:30 | 3:30 | 9.5211 | 60
2022-12-02 04:00 | 4:00 | 9.8446 | 60
2022-12-02 04:30 | 4:30 | 9.9848 | 60
2022-12-02 05:00 | 5:00 | 10.0755 | 60
2022-12-02 05:30 | 5:30 | 9.8289 | 60
2022-12-02 06:00 | 6:00 | 9.0753 | 60
2022-12-02 06:30 | 6:30 | 8.4505 | 60
2022-12-02 07:00 | 7:00 | 9.1276 | 60
2022-12-02 07:30 | 7:30 | 6.2077 | 60
2022-12-02 08:00 | 8:00 | 3.6134 | 60
2022-12-02 08:30 | 8:30 | 4.2105 | 60
2022-12-02 09:00 | 9:00 | 6.165 | 60
2022-12-02 09:30 | 9:30 | 4.2215 | 60
2022-12-02 10:00 | 10:00 | 3.1715 | 60
2022-12-02 10:30 | 10:30 | 3.9147 | 60
2022-12-02 11:00 | 11:00 | 4.1692 | 60
2022-12-02 11:30 | 11:30 | 3.4198 | 60
2022-12-02 12:00 | 12:00 | 3.7802 | 60
2022-12-02 12:30 | 12:30 | 6.489 | 60
2022-12-02 13:00 | 13:00 | 5.3997 | 60
2022-12-02 13:30 | 13:30 | 3.8521 | 60
2022-12-02 14:00 | 14:00 | 3.162 | 60
2022-12-02 14:30 | 14:30 | 3.5344 | 60
2022-12-02 15:00 | 15:00 | 3.1274 | 60
2022-12-02 15:30 | 15:30 | 4.386 | 60
2022-12-02 16:00 | 16:00 | 6.8037 | 60
2022-12-02 16:30 | 16:30 | 9.839 | 60
2022-12-02 17:00 | 17:00 | 12.825 | 60
2022-12-02 17:30 | 17:30 | 15.0347 | 60
2022-12-02 18:00 | 18:00 | 16.8432 | 60
2022-12-02 18:30 | 18:30 | 17.9491 | 60
2022-12-02 19:00 | 19:00 | 18.3765 | 60
2022-12-02 19:30 | 19:30 | 17.9712 | 60
2022-12-02 20:00 | 20:00 | 17.4643 | 60
2022-12-02 20:30 | 20:30 | 16.6751 | 60
2022-12-02 21:00 | 21:00 | 15.8158 | 60
2022-12-02 21:30 | 21:30 | 14.8353 | 60
2022-12-02 22:00 | 22:00 | 13.9619 | 60
2022-12-02 22:30 | 22:30 | 13.4616 | 60
2022-12-02 23:00 | 23:00 | 12.7549 | 60
2022-12-02 23:30 | 23:30 | 11.7993 | 60
2022-12-03 | 0:00 | 11.1127 | 60
2022-12-03 00:30 | 0:30 | 10.5739 | 60
2022-12-03 01:00 | 1:00 | 10.2264 | 60
2022-12-03 01:30 | 1:30 | 9.964 | 60
2022-12-03 02:00 | 2:00 | 9.8796 | 60
2022-12-03 02:30 | 2:30 | 9.7539 | 60
2022-12-03 03:00 | 3:00 | 9.675 | 60
2022-12-03 03:30 | 3:30 | 9.7298 | 60
2022-12-03 04:00 | 4:00 | 9.7033 | 60
2022-12-03 04:30 | 4:30 | 9.6514 | 60
2022-12-03 05:00 | 5:00 | 9.2639 | 60
2022-12-03 05:30 | 5:30 | 7.757 | 60
2022-12-03 06:00 | 6:00 | 7.1894 | 60
2022-12-03 06:30 | 6:30 | 5.4454 | 60
2022-12-03 07:00 | 7:00 | 3.7117 | 60
2022-12-03 07:30 | 7:30 | 5.3249 | 60
2022-12-03 08:00 | 8:00 | 3.8665 | 60
2022-12-03 08:30 | 8:30 | 3.3501 | 60
2022-12-03 09:00 | 9:00 | 3.9189 | 60
2022-12-03 09:30 | 9:30 | 5.5302 | 60
2022-12-03 10:00 | 10:00 | 3.4024 | 60
2022-12-03 10:30 | 10:30 | 4.3579 | 60
2022-12-03 11:00 | 11:00 | 4.3787 | 60
2022-12-03 11:30 | 11:30 | 5.2608 | 60
2022-12-03 12:00 | 12:00 | 5.32 | 60
2022-12-03 12:30 | 12:30 | 3.0379 | 60
2022-12-03 13:00 | 13:00 | 3.1066 | 60
2022-12-03 13:30 | 13:30 | 2.8172 | 60
2022-12-03 14:00 | 14:00 | 2.9065 | 60
2022-12-03 14:30 | 14:30 | 3.0347 | 60
2022-12-03 15:00 | 15:00 | 4.6026 | 60
2022-12-03 15:30 | 15:30 | 5.6178 | 60
2022-12-03 16:00 | 16:00 | 8.5691 | 60
2022-12-03 16:30 | 16:30 | 12.7644 | 60
2022-12-03 17:00 | 17:00 | 14.2714 | 60
2022-12-03 17:30 | 17:30 | 15.0715 | 60
2022-12-03 18:00 | 18:00 | 16.606 | 60
2022-12-03 18:30 | 18:30 | 17.4302 | 60
2022-12-03 19:00 | 19:00 | 17.8284 | 60
2022-12-03 19:30 | 19:30 | 17.3625 | 60
2022-12-03 20:00 | 20:00 | 16.8546 | 60
2022-12-03 20:30 | 20:30 | 15.9727 | 60
2022-12-03 21:00 | 21:00 | 15.6642 | 60
2022-12-03 21:30 | 21:30 | 14.7155 | 60
2022-12-03 22:00 | 22:00 | 14.0154 | 60
2022-12-03 22:30 | 22:30 | 13.3965 | 60
2022-12-03 23:00 | 23:00 | 12.6721 | 60
2022-12-03 23:30 | 23:30 | 11.8349 | 60
2022-12-04 | 0:00 | 11.2852 | 60
2022-12-04 00:30 | 0:30 | 10.8319 | 60
2022-12-04 01:00 | 1:00 | 10.5469 | 60
2022-12-04 01:30 | 1:30 | 10.1647 | 60
2022-12-04 02:00 | 2:00 | 9.964 | 60
2022-12-04 02:30 | 2:30 | 9.7405 | 60
2022-12-04 03:00 | 3:00 | 9.5672 | 60
2022-12-04 03:30 | 3:30 | 9.5875 | 60
2022-12-04 04:00 | 4:00 | 9.693 | 60
2022-12-04 04:30 | 4:30 | 9.5744 | 60
2022-12-04 05:00 | 5:00 | 9.4639 | 60
2022-12-04 05:30 | 5:30 | 8.7044 | 60
2022-12-04 06:00 | 6:00 | 6.932 | 60
2022-12-04 06:30 | 6:30 | 5.2249 | 60
2022-12-04 07:00 | 7:00 | 3.8107 | 60
2022-12-04 07:30 | 7:30 | 3.77 | 60
2022-12-04 08:00 | 8:00 | 3.9738 | 60
2022-12-04 08:30 | 8:30 | 3.4001 | 60
2022-12-04 09:00 | 9:00 | 4.1676 | 60
2022-12-04 09:30 | 9:30 | 4.6677 | 60
2022-12-04 10:00 | 10:00 | 3.4259 | 60
2022-12-04 10:30 | 10:30 | 3.6422 | 60
2022-12-04 11:00 | 11:00 | 2.7857 | 60
2022-12-04 11:30 | 11:30 | 3.4537 | 60
2022-12-04 12:00 | 12:00 | 2.8301 | 60
2022-12-04 12:30 | 12:30 | 3.963 | 60
2022-12-04 13:00 | 13:00 | 4.1495 | 60
2022-12-04 13:30 | 13:30 | 2.7967 | 60
2022-12-04 14:00 | 14:00 | 5.2042 | 60
2022-12-04 14:30 | 14:30 | 7.6256 | 60
2022-12-04 15:00 | 15:00 | 6.7365 | 60
2022-12-04 15:30 | 15:30 | 6.332 | 60
2022-12-04 16:00 | 16:00 | 10.9437 | 60
2022-12-04 16:30 | 16:30 | 13.0317 | 60
2022-12-04 17:00 | 17:00 | 15.5081 | 60
2022-12-04 17:30 | 17:30 | 18.3139 | 60
2022-12-04 18:00 | 18:00 | 19.5101 | 60
2022-12-04 18:30 | 18:30 | 19.9803 | 60
2022-12-04 19:00 | 19:00 | 19.6514 | 60
2022-12-04 19:30 | 19:30 | 18.9383 | 60
2022-12-04 20:00 | 20:00 | 18.1824 | 60
2022-12-04 20:30 | 20:30 | 17.1728 | 60
2022-12-04 21:00 | 21:00 | 16.0664 | 60
2022-12-04 21:30 | 21:30 | 14.994 | 60
2022-12-04 22:00 | 22:00 | 13.8049 | 60
2022-12-04 22:30 | 22:30 | 13.1708 | 60
2022-12-04 23:00 | 23:00 | 12.3631 | 60
2022-12-04 23:30 | 23:30 | 11.3854 | 60
2022-12-05 | 0:00 | 10.7116 | 60
2022-12-05 00:30 | 0:30 | 10.343 | 60
2022-12-05 01:00 | 1:00 | 10.1558 | 60
2022-12-05 01:30 | 1:30 | 10.0412 | 60
2022-12-05 02:00 | 2:00 | 9.787 | 60
2022-12-05 02:30 | 2:30 | 9.6633 | 60
2022-12-05 03:00 | 3:00 | 9.6476 | 60
2022-12-05 03:30 | 3:30 | 9.5962 | 60
2022-12-05 04:00 | 4:00 | 9.8685 | 60
2022-12-05 04:30 | 4:30 | 10.0688 | 60
2022-12-05 05:00 | 5:00 | 9.9666 | 60
2022-12-05 05:30 | 5:30 | 8.5279 | 60
2022-12-05 06:00 | 6:00 | 7.369 | 60
2022-12-05 06:30 | 6:30 | 5.854 | 60
2022-12-05 07:00 | 7:00 | 4.229 | 60
2022-12-05 07:30 | 7:30 | 3.2045 | 60
2022-12-05 08:00 | 8:00 | 3.0695 | 60
2022-12-05 08:30 | 8:30 | 3.6194 | 60
2022-12-05 09:00 | 9:00 | 4.4604 | 60
2022-12-05 09:30 | 9:30 | 5.1377 | 60
2022-12-05 10:00 | 10:00 | 5.2182 | 60
2022-12-05 10:30 | 10:30 | 4.8929 | 60
2022-12-05 11:00 | 11:00 | 4.823 | 60
2022-12-05 11:30 | 11:30 | 4.5316 | 60
2022-12-05 12:00 | 12:00 | 3.8222 | 60
2022-12-05 12:30 | 12:30 | 3.1866 | 60
2022-12-05 13:00 | 13:00 | 2.5429 | 60
2022-12-05 13:30 | 13:30 | 1.7126 | 60
2022-12-05 14:00 | 14:00 | 1.9398 | 60
2022-12-05 14:30 | 14:30 | 3.6973 | 60
2022-12-05 15:00 | 15:00 | 6.5705 | 60
2022-12-05 15:30 | 15:30 | 10.0971 | 60
2022-12-05 16:00 | 16:00 | 13.6284 | 60
2022-12-05 16:30 | 16:30 | 17.0045 | 60
2022-12-05 17:00 | 17:00 | 20.1151 | 60
2022-12-05 17:30 | 17:30 | 22.3873 | 60
2022-12-05 18:00 | 18:00 | 23.7021 | 60
2022-12-05 18:30 | 18:30 | 24.1233 | 60
2022-12-05 19:00 | 19:00 | 23.8372 | 60
2022-12-05 19:30 | 19:30 | 22.6325 | 60
2022-12-05 20:00 | 20:00 | 21.3478 | 60
2022-12-05 20:30 | 20:30 | 19.7813 | 60
2022-12-05 21:00 | 21:00 | 18.4698 | 60
2022-12-05 21:30 | 21:30 | 16.7531 | 60
2022-12-05 22:00 | 22:00 | 15.353 | 60
2022-12-05 22:30 | 22:30 | 14.3546 | 60
2022-12-05 23:00 | 23:00 | 13.2288 | 60
2022-12-05 23:30 | 23:30 | 12.2115 | 60
2022-12-06 | 0:00 | 11.5497 | 60
2022-12-06 00:30 | 0:30 | 10.9758 | 60
2022-12-06 01:00 | 1:00 | 10.7095 | 60
2022-12-06 01:30 | 1:30 | 10.5528 | 60
2022-12-06 02:00 | 2:00 | 10.4144 | 60
2022-12-06 02:30 | 2:30 | 10.3245 | 60
2022-12-06 03:00 | 3:00 | 10.3654 | 60
2022-12-06 03:30 | 3:30 | 10.3092 | 60
2022-12-06 04:00 | 4:00 | 10.5351 | 60
2022-12-06 04:30 | 4:30 | 10.6933 | 60
2022-12-06 05:00 | 5:00 | 10.3241 | 60
2022-12-06 05:30 | 5:30 | 9.2024 | 60
2022-12-06 06:00 | 6:00 | 7.9811 | 60
2022-12-06 06:30 | 6:30 | 6.4505 | 60
2022-12-06 07:00 | 7:00 | 4.9889 | 60
2022-12-06 07:30 | 7:30 | 3.5765 | 60
2022-12-06 08:00 | 8:00 | 2.4738 | 60
2022-12-06 08:30 | 8:30 | 2.2294 | 60
2022-12-06 09:00 | 9:00 | 2.1897 | 60
2022-12-06 09:30 | 9:30 | 2.0021 | 60
2022-12-06 10:00 | 10:00 | 1.4784 | 60
2022-12-06 10:30 | 10:30 | 1.1616 | 60
2022-12-06 11:00 | 11:00 | 1.2967 | 60
2022-12-06 11:30 | 11:30 | 2.5303 | 60
2022-12-06 12:00 | 12:00 | 4.0746 | 60
2022-12-06 12:30 | 12:30 | 5.9455 | 60
2022-12-06 13:00 | 13:00 | 7.802 | 60
2022-12-06 13:30 | 13:30 | 10.278 | 60
2022-12-06 14:00 | 14:00 | 15.3684 | 60
2022-12-06 14:30 | 14:30 | 17.0174 | 60
2022-12-06 15:00 | 15:00 | 18.1932 | 60
2022-12-06 15:30 | 15:30 | 22.6541 | 60
2022-12-06 16:00 | 16:00 | 25.3712 | 60
2022-12-06 16:30 | 16:30 | 28.2007 | 60
2022-12-06 17:00 | 17:00 | 30.1097 | 60
2022-12-06 17:30 | 17:30 | 31.9487 | 60
2022-12-06 18:00 | 18:00 | 32.1151 | 60
2022-12-06 18:30 | 18:30 | 31.4728 | 60
2022-12-06 19:00 | 19:00 | 30.3366 | 60
2022-12-06 19:30 | 19:30 | 28.4715 | 60
2022-12-06 20:00 | 20:00 | 26.6431 | 60
2022-12-06 20:30 | 20:30 | 24.4856 | 60
2022-12-06 21:00 | 21:00 | 22.4539 | 60
2022-12-06 21:30 | 21:30 | 20.3 | 60
2022-12-06 22:00 | 22:00 | 18.4328 | 60
2022-12-06 22:30 | 22:30 | 16.8857 | 60
2022-12-06 23:00 | 23:00 | 15.4105 | 60
2022-12-06 23:30 | 23:30 | 14.1878 | 60
2022-12-07 | 0:00 | 13.0224 | 60
2022-12-07 00:30 | 0:30 | 12.4855 | 60
2022-12-07 01:00 | 1:00 | 11.9829 | 60
2022-12-07 01:30 | 1:30 | 11.5225 | 60
2022-12-07 02:00 | 2:00 | 11.3134 | 60
2022-12-07 02:30 | 2:30 | 10.9397 | 60
2022-12-07 03:00 | 3:00 | 10.8553 | 60
2022-12-07 03:30 | 3:30 | 10.7151 | 60
2022-12-07 04:00 | 4:00 | 10.9672 | 60
2022-12-07 04:30 | 4:30 | 10.999 | 60
2022-12-07 05:00 | 5:00 | 10.368 | 60
2022-12-07 05:30 | 5:30 | 9.5894 | 60
2022-12-07 06:00 | 6:00 | 8.5923 | 60
2022-12-07 06:30 | 6:30 | 6.7945 | 60
2022-12-07 07:00 | 7:00 | 5.3162 | 60
2022-12-07 07:30 | 7:30 | 3.6587 | 60
2022-12-07 08:00 | 8:00 | 2.686 | 60
2022-12-07 08:30 | 8:30 | 1.9649 | 60
2022-12-07 09:00 | 9:00 | 2.1507 | 60
2022-12-07 09:30 | 9:30 | 1.8912 | 60
2022-12-07 10:00 | 10:00 | 2.8017 | 60
2022-12-07 10:30 | 10:30 | 1.8827 | 60
2022-12-07 11:00 | 11:00 | 1.9418 | 60
2022-12-07 11:30 | 11:30 | 2.6525 | 60
2022-12-07 12:00 | 12:00 | 5.3357 | 60
2022-12-07 12:30 | 12:30 | 1.4284 | 60
2022-12-07 13:00 | 13:00 | 2.1942 | 60
2022-12-07 13:30 | 13:30 | 4.4447 | 60
2022-12-07 14:00 | 14:00 | 5.9969 | 60
2022-12-07 14:30 | 14:30 | 8.4767 | 60
2022-12-07 15:00 | 15:00 | 11.2515 | 60
2022-12-07 15:30 | 15:30 | 14.6466 | 60
2022-12-07 16:00 | 16:00 | 17.8992 | 60
2022-12-07 16:30 | 16:30 | 20.7753 | 60
2022-12-07 17:00 | 17:00 | 23.4021 | 60
2022-12-07 17:30 | 17:30 | 25.3513 | 60
2022-12-07 18:00 | 18:00 | 26.3333 | 60
2022-12-07 18:30 | 18:30 | 26.5588 | 60
2022-12-07 19:00 | 19:00 | 26.0936 | 60
2022-12-07 19:30 | 19:30 | 24.9455 | 60
2022-12-07 20:00 | 20:00 | 23.5674 | 60
2022-12-07 20:30 | 20:30 | 21.9149 | 60
2022-12-07 21:00 | 21:00 | 20.5784 | 60
2022-12-07 21:30 | 21:30 | 18.8795 | 60
2022-12-07 22:00 | 22:00 | 17.4397 | 60
2022-12-07 22:30 | 22:30 | 16.137 | 60
2022-12-07 23:00 | 23:00 | 15.0456 | 60
2022-12-07 23:30 | 23:30 | 13.9278 | 60
2022-12-08 | 0:00 | 13.2425 | 60
2022-12-08 00:30 | 0:30 | 12.7698 | 60
2022-12-08 01:00 | 1:00 | 12.2709 | 60
2022-12-08 01:30 | 1:30 | 11.8404 | 60
2022-12-08 02:00 | 2:00 | 11.733 | 60
2022-12-08 02:30 | 2:30 | 11.6513 | 60
2022-12-08 03:00 | 3:00 | 11.5431 | 60
2022-12-08 03:30 | 3:30 | 11.4074 | 60
2022-12-08 04:00 | 4:00 | 11.8054 | 60
2022-12-08 04:30 | 4:30 | 11.8172 | 60
2022-12-08 05:00 | 5:00 | 12.1989 | 60
2022-12-08 05:30 | 5:30 | 12.7513 | 60
2022-12-08 06:00 | 6:00 | 12.3335 | 60
2022-12-08 06:30 | 6:30 | 10.7062 | 60
2022-12-08 07:00 | 7:00 | 7.2857 | 60
2022-12-08 07:30 | 7:30 | 8.6907 | 60
2022-12-08 08:00 | 8:00 | 4.2316 | 60
2022-12-08 08:30 | 8:30 | 2.2186 | 60
2022-12-08 09:00 | 9:00 | 1.6797 | 60
2022-12-08 09:30 | 9:30 | 1.335 | 60
2022-12-08 10:00 | 10:00 | 1.9975 | 60
2022-12-08 10:30 | 10:30 | 2.5807 | 60
2022-12-08 11:00 | 11:00 | 2.4739 | 60
2022-12-08 11:30 | 11:30 | 6.3119 | 60
2022-12-08 12:00 | 12:00 | 5.7192 | 60
2022-12-08 12:30 | 12:30 | 5.3652 | 60
2022-12-08 13:00 | 13:00 | 6.8345 | 60
2022-12-08 13:30 | 13:30 | 6.647 | 60
2022-12-08 14:00 | 14:00 | 12.3471 | 60
2022-12-08 14:30 | 14:30 | 18.3478 | 60
2022-12-08 15:00 | 15:00 | 12.3171 | 60
2022-12-08 15:30 | 15:30 | 16.8991 | 60
2022-12-08 16:00 | 16:00 | 20.3811 | 60
2022-12-08 16:30 | 16:30 | 23.8983 | 60
2022-12-08 17:00 | 17:00 | 26.3025 | 60
2022-12-08 17:30 | 17:30 | 28.0832 | 60
2022-12-08 18:00 | 18:00 | 28.6899 | 60
2022-12-08 18:30 | 18:30 | 28.7665 | 60
2022-12-08 19:00 | 19:00 | 28.3608 | 60
2022-12-08 19:30 | 19:30 | 27.0162 | 60
2022-12-08 20:00 | 20:00 | 25.6765 | 60
2022-12-08 20:30 | 20:30 | 23.6427 | 60
2022-12-08 21:00 | 21:00 | 21.7127 | 60
2022-12-08 21:30 | 21:30 | 19.6415 | 60
2022-12-08 22:00 | 22:00 | 18.0876 | 60
2022-12-08 22:30 | 22:30 | 16.8209 | 60
2022-12-08 23:00 | 23:00 | 15.6344 | 60
2022-12-08 23:30 | 23:30 | 14.4915 | 60
2022-12-09 | 0:00 | 13.401 | 60
2022-12-09 00:30 | 0:30 | 12.6731 | 60
2022-12-09 01:00 | 1:00 | 12.3014 | 60
2022-12-09 01:30 | 1:30 | 11.9809 | 60
2022-12-09 02:00 | 2:00 | 11.7107 | 60
2022-12-09 02:30 | 2:30 | 11.3787 | 60
2022-12-09 03:00 | 3:00 | 11.4784 | 60
2022-12-09 03:30 | 3:30 | 11.2607 | 60
2022-12-09 04:00 | 4:00 | 11.2522 | 60
2022-12-09 04:30 | 4:30 | 11.3009 | 60
2022-12-09 05:00 | 5:00 | 11.1626 | 60
2022-12-09 05:30 | 5:30 | 10.349 | 60
2022-12-09 06:00 | 6:00 | 9.3073 | 60
2022-12-09 06:30 | 6:30 | 8.3995 | 60
2022-12-09 07:00 | 7:00 | 8.3973 | 60
2022-12-09 07:30 | 7:30 | 8.3426 | 60
2022-12-09 08:00 | 8:00 | 8.6594 | 60
2022-12-09 08:30 | 8:30 | 3.8596 | 60
2022-12-09 09:00 | 9:00 | 2.9612 | 60
2022-12-09 09:30 | 9:30 | 3.1492 | 60
2022-12-09 10:00 | 10:00 | 2.9857 | 60
2022-12-09 10:30 | 10:30 | 2.7163 | 60
2022-12-09 11:00 | 11:00 | 3.1135 | 60
2022-12-09 11:30 | 11:30 | 5.2239 | 60
2022-12-09 12:00 | 12:00 | 3.0209 | 60
2022-12-09 12:30 | 12:30 | 2.7193 | 60
2022-12-09 13:00 | 13:00 | 2.4856 | 60
2022-12-09 13:30 | 13:30 | 4.3672 | 60
2022-12-09 14:00 | 14:00 | 7.1127 | 60
2022-12-09 14:30 | 14:30 | 6.8435 | 60
2022-12-09 15:00 | 15:00 | 10.4888 | 60
2022-12-09 15:30 | 15:30 | 11.7612 | 60
2022-12-09 16:00 | 16:00 | 15.19 | 60
2022-12-09 16:30 | 16:30 | 15.8252 | 60
2022-12-09 17:00 | 17:00 | 16.6038 | 60
2022-12-09 17:30 | 17:30 | 17.432 | 60
2022-12-09 18:00 | 18:00 | 18.2333 | 60
2022-12-09 18:30 | 18:30 | 18.9582 | 60
2022-12-09 19:00 | 19:00 | 19.1202 | 60
2022-12-09 19:30 | 19:30 | 18.8093 | 60
2022-12-09 20:00 | 20:00 | 18.3611 | 60
2022-12-09 20:30 | 20:30 | 17.5754 | 60
2022-12-09 21:00 | 21:00 | 16.8701 | 60
2022-12-09 21:30 | 21:30 | 15.8976 | 60
2022-12-09 22:00 | 22:00 | 15.0129 | 60
2022-12-09 22:30 | 22:30 | 14.3253 | 60
2022-12-09 23:00 | 23:00 | 13.4384 | 60
2022-12-09 23:30 | 23:30 | 12.6391 | 60
2022-12-10 | 0:00 | 12.0223 | 60
2022-12-10 00:30 | 0:30 | 11.5236 | 60
2022-12-10 01:00 | 1:00 | 11.2887 | 60
2022-12-10 01:30 | 1:30 | 11.1183 | 60
2022-12-10 02:00 | 2:00 | 10.8238 | 60
2022-12-10 02:30 | 2:30 | 10.5995 | 60
2022-12-10 03:00 | 3:00 | 10.5111 | 60
2022-12-10 03:30 | 3:30 | 10.4887 | 60
2022-12-10 04:00 | 4:00 | 10.4361 | 60
2022-12-10 04:30 | 4:30 | 10.3824 | 60
2022-12-10 05:00 | 5:00 | 10.4437 | 60
2022-12-10 05:30 | 5:30 | 10.4823 | 60
2022-12-10 06:00 | 6:00 | 9.9471 | 60
2022-12-10 06:30 | 6:30 | 9.7914 | 60
2022-12-10 07:00 | 7:00 | 10.4886 | 60
2022-12-10 07:30 | 7:30 | 9.8972 | 60
2022-12-10 08:00 | 8:00 | 7.4915 | 60
2022-12-10 08:30 | 8:30 | 6.0296 | 60
2022-12-10 09:00 | 9:00 | 3.9287 | 60
2022-12-10 09:30 | 9:30 | 7.4853 | 60
2022-12-10 10:00 | 10:00 | 5.8371 | 60
2022-12-10 10:30 | 10:30 | 4.5229 | 60
2022-12-10 11:00 | 11:00 | 2.3939 | 60
2022-12-10 11:30 | 11:30 | 5.6197 | 60
2022-12-10 12:00 | 12:00 | 3.4865 | 60
2022-12-10 12:30 | 12:30 | 3.5795 | 60
2022-12-10 13:00 | 13:00 | 2.7437 | 60
2022-12-10 13:30 | 13:30 | 4.9199 | 60
2022-12-10 14:00 | 14:00 | 5.9335 | 60
2022-12-10 14:30 | 14:30 | 9.4301 | 60
2022-12-10 15:00 | 15:00 | 10.8752 | 60
2022-12-10 15:30 | 15:30 | 9.0173 | 60
2022-12-10 16:00 | 16:00 | 12.4493 | 60
2022-12-10 16:30 | 16:30 | 15.0678 | 60
2022-12-10 17:00 | 17:00 | 16.7416 | 60
2022-12-10 17:30 | 17:30 | 17.2831 | 60
2022-12-10 18:00 | 18:00 | 18.1959 | 60
2022-12-10 18:30 | 18:30 | 18.4562 | 60
2022-12-10 19:00 | 19:00 | 18.7075 | 60
2022-12-10 19:30 | 19:30 | 18.3117 | 60
2022-12-10 20:00 | 20:00 | 17.9366 | 60
2022-12-10 20:30 | 20:30 | 17.1994 | 60
2022-12-10 21:00 | 21:00 | 16.3289 | 60
2022-12-10 21:30 | 21:30 | 15.5039 | 60
2022-12-10 22:00 | 22:00 | 14.7664 | 60
2022-12-10 22:30 | 22:30 | 14.0975 | 60
2022-12-10 23:00 | 23:00 | 13.3175 | 60
2022-12-10 23:30 | 23:30 | 12.3803 | 60
2022-12-11 | 0:00 | 11.6924 | 60
2022-12-11 00:30 | 0:30 | 11.1592 | 60
2022-12-11 01:00 | 1:00 | 10.9158 | 60
2022-12-11 01:30 | 1:30 | 10.6245 | 60
2022-12-11 02:00 | 2:00 | 10.4653 | 60
2022-12-11 02:30 | 2:30 | 10.3018 | 60
2022-12-11 03:00 | 3:00 | 10.0724 | 60
2022-12-11 03:30 | 3:30 | 10.0266 | 60
2022-12-11 04:00 | 4:00 | 10.0086 | 60
2022-12-11 04:30 | 4:30 | 9.9224 | 60
2022-12-11 05:00 | 5:00 | 9.7175 | 60
2022-12-11 05:30 | 5:30 | 8.342 | 60
2022-12-11 06:00 | 6:00 | 6.6915 | 60
2022-12-11 06:30 | 6:30 | 5.473 | 60
2022-12-11 07:00 | 7:00 | 4.5568 | 60
2022-12-11 07:30 | 7:30 | 4.1341 | 60
2022-12-11 08:00 | 8:00 | 4.4763 | 60
2022-12-11 08:30 | 8:30 | 3.8048 | 60
2022-12-11 09:00 | 9:00 | 2.5381 | 60
2022-12-11 09:30 | 9:30 | 2.4038 | 60
2022-12-11 10:00 | 10:00 | 2.2061 | 60
2022-12-11 10:30 | 10:30 | 2.572 | 60
2022-12-11 11:00 | 11:00 | 2.5857 | 60
2022-12-11 11:30 | 11:30 | 2.4155 | 60
2022-12-11 12:00 | 12:00 | 2.8187 | 60
2022-12-11 12:30 | 12:30 | 2.2732 | 60
2022-12-11 13:00 | 13:00 | 1.8275 | 60
2022-12-11 13:30 | 13:30 | 1.8636 | 60
2022-12-11 14:00 | 14:00 | 3.0219 | 60
2022-12-11 14:30 | 14:30 | 5.1591 | 60
2022-12-11 15:00 | 15:00 | 7.8377 | 60
2022-12-11 15:30 | 15:30 | 11.0139 | 60
2022-12-11 16:00 | 16:00 | 14.4538 | 60
2022-12-11 16:30 | 16:30 | 17.1701 | 60
2022-12-11 17:00 | 17:00 | 19.515 | 60
2022-12-11 17:30 | 17:30 | 21.3571 | 60
2022-12-11 18:00 | 18:00 | 22.4646 | 60
2022-12-11 18:30 | 18:30 | 22.4578 | 60
2022-12-11 19:00 | 19:00 | 22.1586 | 60
2022-12-11 19:30 | 19:30 | 21.507 | 60
2022-12-11 20:00 | 20:00 | 20.4871 | 60
2022-12-11 20:30 | 20:30 | 19.1377 | 60
2022-12-11 21:00 | 21:00 | 18.2539 | 60
2022-12-11 21:30 | 21:30 | 16.9386 | 60
2022-12-11 22:00 | 22:00 | 15.6063 | 60
2022-12-11 22:30 | 22:30 | 14.6001 | 60
2022-12-11 23:00 | 23:00 | 13.5095 | 60
2022-12-11 23:30 | 23:30 | 12.6002 | 60
2022-12-12 | 0:00 | 11.859 | 60
2022-12-12 00:30 | 0:30 | 11.3387 | 60
2022-12-12 01:00 | 1:00 | 11.0354 | 60
2022-12-12 01:30 | 1:30 | 10.8344 | 60
2022-12-12 02:00 | 2:00 | 10.6512 | 60
2022-12-12 02:30 | 2:30 | 10.4298 | 60
2022-12-12 03:00 | 3:00 | 10.355 | 60
2022-12-12 03:30 | 3:30 | 10.2928 | 60
2022-12-12 04:00 | 4:00 | 10.5127 | 60
2022-12-12 04:30 | 4:30 | 10.5727 | 60
2022-12-12 05:00 | 5:00 | 10.2743 | 60
2022-12-12 05:30 | 5:30 | 9.2919 | 60
2022-12-12 06:00 | 6:00 | 7.9636 | 60
2022-12-12 06:30 | 6:30 | 6.5118 | 60
2022-12-12 07:00 | 7:00 | 5.7296 | 60
2022-12-12 07:30 | 7:30 | 7.7542 | 60
2022-12-12 08:00 | 8:00 | 6.3549 | 60
2022-12-12 08:30 | 8:30 | 3.5639 | 60
2022-12-12 09:00 | 9:00 | 2.9897 | 60
2022-12-12 09:30 | 9:30 | 2.2117 | 60
2022-12-12 10:00 | 10:00 | 2.3347 | 60
2022-12-12 10:30 | 10:30 | 2.7937 | 60
2022-12-12 11:00 | 11:00 | 3.0079 | 60
2022-12-12 11:30 | 11:30 | 2.5731 | 60
2022-12-12 12:00 | 12:00 | 3.4162 | 60
2022-12-12 12:30 | 12:30 | 3.4889 | 60
2022-12-12 13:00 | 13:00 | 6.2065 | 60
2022-12-12 13:30 | 13:30 | 6.7525 | 60
2022-12-12 14:00 | 14:00 | 8.2409 | 60
2022-12-12 14:30 | 14:30 | 15.2436 | 60
2022-12-12 15:00 | 15:00 | 19.1295 | 60
2022-12-12 15:30 | 15:30 | 17.8603 | 60
2022-12-12 16:00 | 16:00 | 18.5286 | 60
2022-12-12 16:30 | 16:30 | 21.1203 | 60
2022-12-12 17:00 | 17:00 | 24.856 | 60
2022-12-12 17:30 | 17:30 | 26.0807 | 60
2022-12-12 18:00 | 18:00 | 27.024 | 60
2022-12-12 18:30 | 18:30 | 27.5744 | 60
2022-12-12 19:00 | 19:00 | 26.9676 | 60
2022-12-12 19:30 | 19:30 | 26.2224 | 60
2022-12-12 20:00 | 20:00 | 24.9656 | 60
2022-12-12 20:30 | 20:30 | 23.0935 | 60
2022-12-12 21:00 | 21:00 | 21.4981 | 60
2022-12-12 21:30 | 21:30 | 19.3634 | 60
2022-12-12 22:00 | 22:00 | 17.705 | 60
2022-12-12 22:30 | 22:30 | 16.3188 | 60
2022-12-12 23:00 | 23:00 | 15.2408 | 60
2022-12-12 23:30 | 23:30 | 14.1666 | 60
2022-12-13 | 0:00 | 13.4283 | 60
2022-12-13 00:30 | 0:30 | 12.8797 | 60
2022-12-13 01:00 | 1:00 | 12.4387 | 60
2022-12-13 01:30 | 1:30 | 12.0159 | 60
2022-12-13 02:00 | 2:00 | 11.7169 | 60
2022-12-13 02:30 | 2:30 | 11.3693 | 60
2022-12-13 03:00 | 3:00 | 11.3316 | 60
2022-12-13 03:30 | 3:30 | 11.3146 | 60
2022-12-13 04:00 | 4:00 | 11.4056 | 60
2022-12-13 04:30 | 4:30 | 11.3175 | 60
2022-12-13 05:00 | 5:00 | 11.4706 | 60
2022-12-13 05:30 | 5:30 | 11.0467 | 60
2022-12-13 06:00 | 6:00 | 9.9595 | 60
2022-12-13 06:30 | 6:30 | 7.9942 | 60
2022-12-13 07:00 | 7:00 | 6.4011 | 60
2022-12-13 07:30 | 7:30 | 4.7651 | 60
2022-12-13 08:00 | 8:00 | 5.9588 | 60
2022-12-13 08:30 | 8:30 | 9.5071 | 60
2022-12-13 09:00 | 9:00 | 13.9094 | 60
2022-12-13 09:30 | 9:30 | 9.6948 | 60
2022-12-13 10:00 | 10:00 | 2.8812 | 60
2022-12-13 10:30 | 10:30 | 3.3358 | 60
2022-12-13 11:00 | 11:00 | 11.8961 | 60
2022-12-13 11:30 | 11:30 | 10.0783 | 60
2022-12-13 12:00 | 12:00 | 7.1716 | 60
2022-12-13 12:30 | 12:30 | 5.8068 | 60
2022-12-13 13:00 | 13:00 | 7.0042 | 60
2022-12-13 13:30 | 13:30 | 4.6304 | 60
2022-12-13 14:00 | 14:00 | 5.4974 | 60
2022-12-13 14:30 | 14:30 | 9.1676 | 60
2022-12-13 15:00 | 15:00 | 6.8427 | 60
2022-12-13 15:30 | 15:30 | 10.1792 | 60
2022-12-13 16:00 | 16:00 | 14.2357 | 60
2022-12-13 16:30 | 16:30 | 14.3696 | 60
2022-12-13 17:00 | 17:00 | 15.9984 | 60
2022-12-13 17:30 | 17:30 | 18.4436 | 60
2022-12-13 18:00 | 18:00 | 20.6669 | 60
2022-12-13 18:30 | 18:30 | 21.5048 | 60
2022-12-13 19:00 | 19:00 | 21.5999 | 60
2022-12-13 19:30 | 19:30 | 21.2664 | 60
2022-12-13 20:00 | 20:00 | 20.5944 | 60
2022-12-13 20:30 | 20:30 | 19.5196 | 60
2022-12-13 21:00 | 21:00 | 18.5013 | 60
2022-12-13 21:30 | 21:30 | 17.0845 | 60
2022-12-13 22:00 | 22:00 | 15.7237 | 60
2022-12-13 22:30 | 22:30 | 14.7468 | 60
2022-12-13 23:00 | 23:00 | 13.6324 | 60
2022-12-13 23:30 | 23:30 | 12.6049 | 60
2022-12-14 | 0:00 | 11.9205 | 60
2022-12-14 00:30 | 0:30 | 11.5501 | 60
2022-12-14 01:00 | 1:00 | 11.2337 | 60
2022-12-14 01:30 | 1:30 | 10.9001 | 60
2022-12-14 02:00 | 2:00 | 10.7256 | 60
2022-12-14 02:30 | 2:30 | 10.5967 | 60
2022-12-14 03:00 | 3:00 | 10.5024 | 60
2022-12-14 03:30 | 3:30 | 10.4724 | 60
2022-12-14 04:00 | 4:00 | 10.5833 | 60
2022-12-14 04:30 | 4:30 | 10.6527 | 60
2022-12-14 05:00 | 5:00 | 10.9049 | 60
2022-12-14 05:30 | 5:30 | 9.5855 | 60
2022-12-14 06:00 | 6:00 | 8.8726 | 60
2022-12-14 06:30 | 6:30 | 7.8134 | 60
2022-12-14 07:00 | 7:00 | 5.739 | 60
2022-12-14 07:30 | 7:30 | 4.1209 | 60
2022-12-14 08:00 | 8:00 | 4.9084 | 60
2022-12-14 08:30 | 8:30 | 4.795 | 60
2022-12-14 09:00 | 9:00 | 3.1408 | 60
2022-12-14 09:30 | 9:30 | 1.9754 | 60
2022-12-14 10:00 | 10:00 | 2.0128 | 60
2022-12-14 10:30 | 10:30 | 2.0641 | 60
2022-12-14 11:00 | 11:00 | 2.0248 | 60
2022-12-14 11:30 | 11:30 | 1.4775 | 60
2022-12-14 12:00 | 12:00 | 3.101 | 60
2022-12-14 12:30 | 12:30 | 3.9861 | 60
2022-12-14 13:00 | 13:00 | 2.4698 | 60
2022-12-14 13:30 | 13:30 | 3.4793 | 60
2022-12-14 14:00 | 14:00 | 5.2445 | 60
2022-12-14 14:30 | 14:30 | 7.8817 | 60
2022-12-14 15:00 | 15:00 | 10.5921 | 60
2022-12-14 15:30 | 15:30 | 13.9036 | 60
2022-12-14 16:00 | 16:00 | 17.0686 | 60
2022-12-14 16:30 | 16:30 | 20.23 | 60
2022-12-14 17:00 | 17:00 | 23.0182 | 60
2022-12-14 17:30 | 17:30 | 25.2374 | 60
2022-12-14 18:00 | 18:00 | 26.0855 | 60
2022-12-14 18:30 | 18:30 | 26.2302 | 60
2022-12-14 19:00 | 19:00 | 26.028 | 60
2022-12-14 19:30 | 19:30 | 25.1087 | 60
2022-12-14 20:00 | 20:00 | 24.0258 | 60
2022-12-14 20:30 | 20:30 | 22.318 | 60
2022-12-14 21:00 | 21:00 | 20.8884 | 60
2022-12-14 21:30 | 21:30 | 18.9529 | 60
2022-12-14 22:00 | 22:00 | 17.3749 | 60
2022-12-14 22:30 | 22:30 | 16.1707 | 60
2022-12-14 23:00 | 23:00 | 14.9155 | 60
2022-12-14 23:30 | 23:30 | 13.7512 | 60
2022-12-15 | 0:00 | 12.8356 | 60
2022-12-15 00:30 | 0:30 | 12.2624 | 60
2022-12-15 01:00 | 1:00 | 11.8959 | 60
2022-12-15 01:30 | 1:30 | 11.5307 | 60
2022-12-15 02:00 | 2:00 | 11.2177 | 60
2022-12-15 02:30 | 2:30 | 11.0662 | 60
2022-12-15 03:00 | 3:00 | 11.0218 | 60
2022-12-15 03:30 | 3:30 | 10.9782 | 60
2022-12-15 04:00 | 4:00 | 10.9534 | 60
2022-12-15 04:30 | 4:30 | 10.9695 | 60
2022-12-15 05:00 | 5:00 | 10.4855 | 60
2022-12-15 05:30 | 5:30 | 9.9771 | 60
2022-12-15 06:00 | 6:00 | 8.0273 | 60
2022-12-15 06:30 | 6:30 | 8.9067 | 60
2022-12-15 07:00 | 7:00 | 7.0149 | 60
2022-12-15 07:30 | 7:30 | 7.209 | 60
2022-12-15 08:00 | 8:00 | 6.1052 | 60
2022-12-15 08:30 | 8:30 | 6.6849 | 60
2022-12-15 09:00 | 9:00 | 5.4178 | 60
2022-12-15 09:30 | 9:30 | 5.8468 | 60
2022-12-15 10:00 | 10:00 | 5.7585 | 60
2022-12-15 10:30 | 10:30 | 6.3569 | 60
2022-12-15 11:00 | 11:00 | 5.2038 | 60
2022-12-15 11:30 | 11:30 | 3.4309 | 60
2022-12-15 12:00 | 12:00 | 2.3261 | 60
2022-12-15 12:30 | 12:30 | 5.9746 | 60
2022-12-15 13:00 | 13:00 | 3.0981 | 60
2022-12-15 13:30 | 13:30 | 2.2007 | 60
2022-12-15 14:00 | 14:00 | 4.7338 | 60
2022-12-15 14:30 | 14:30 | 4.2512 | 60
2022-12-15 15:00 | 15:00 | 5.3767 | 60
2022-12-15 15:30 | 15:30 | 7.4933 | 60
2022-12-15 16:00 | 16:00 | 12.411 | 60
2022-12-15 16:30 | 16:30 | 16.0343 | 60
2022-12-15 17:00 | 17:00 | 16.9105 | 60
2022-12-15 17:30 | 17:30 | 18.6458 | 60
2022-12-15 18:00 | 18:00 | 19.7522 | 60
2022-12-15 18:30 | 18:30 | 20.638 | 60
2022-12-15 19:00 | 19:00 | 20.7382 | 60
2022-12-15 19:30 | 19:30 | 20.3536 | 60
2022-12-15 20:00 | 20:00 | 19.8428 | 60
2022-12-15 20:30 | 20:30 | 18.8453 | 60
2022-12-15 21:00 | 21:00 | 17.9817 | 60
2022-12-15 21:30 | 21:30 | 16.7346 | 60
2022-12-15 22:00 | 22:00 | 15.7475 | 60
2022-12-15 22:30 | 22:30 | 14.8982 | 60
2022-12-15 23:00 | 23:00 | 13.8218 | 60
2022-12-15 23:30 | 23:30 | 13.0039 | 60
2022-12-16 | 0:00 | 12.127 | 60
2022-12-16 00:30 | 0:30 | 11.6996 | 60
2022-12-16 01:00 | 1:00 | 11.2066 | 60
2022-12-16 01:30 | 1:30 | 10.9315 | 60
2022-12-16 02:00 | 2:00 | 10.7177 | 60
2022-12-16 02:30 | 2:30 | 10.5701 | 60
2022-12-16 03:00 | 3:00 | 10.5187 | 60
2022-12-16 03:30 | 3:30 | 10.4554 | 60
2022-12-16 04:00 | 4:00 | 10.7171 | 60
2022-12-16 04:30 | 4:30 | 10.7168 | 60
2022-12-16 05:00 | 5:00 | 10.761 | 60
2022-12-16 05:30 | 5:30 | 9.7556 | 60
2022-12-16 06:00 | 6:00 | 7.8945 | 60
2022-12-16 06:30 | 6:30 | 7.856 | 60
2022-12-16 07:00 | 7:00 | 6.2673 | 60
2022-12-16 07:30 | 7:30 | 3.9941 | 60
2022-12-16 08:00 | 8:00 | 3.4588 | 60
2022-12-16 08:30 | 8:30 | 4.1178 | 60
2022-12-16 09:00 | 9:00 | 5.2015 | 60
2022-12-16 09:30 | 9:30 | 3.7613 | 60
2022-12-16 10:00 | 10:00 | 2.7752 | 60
2022-12-16 10:30 | 10:30 | 3.2795 | 60
2022-12-16 11:00 | 11:00 | 4.2961 | 60
2022-12-16 11:30 | 11:30 | 5.0246 | 60
2022-12-16 12:00 | 12:00 | 5.2084 | 60
2022-12-16 12:30 | 12:30 | 4.7755 | 60
2022-12-16 13:00 | 13:00 | 3.9049 | 60
2022-12-16 13:30 | 13:30 | 2.7651 | 60
2022-12-16 14:00 | 14:00 | 4.9933 | 60
2022-12-16 14:30 | 14:30 | 6.781 | 60
2022-12-16 15:00 | 15:00 | 9.3074 | 60
2022-12-16 15:30 | 15:30 | 9.2655 | 60
2022-12-16 16:00 | 16:00 | 12.4826 | 60
2022-12-16 16:30 | 16:30 | 15.6302 | 60
2022-12-16 17:00 | 17:00 | 16.1123 | 60
2022-12-16 17:30 | 17:30 | 18.0175 | 60
2022-12-16 18:00 | 18:00 | 18.9794 | 60
2022-12-16 18:30 | 18:30 | 19.7428 | 60
2022-12-16 19:00 | 19:00 | 19.7898 | 60
2022-12-16 19:30 | 19:30 | 19.6855 | 60
2022-12-16 20:00 | 20:00 | 19.2701 | 60
2022-12-16 20:30 | 20:30 | 18.6432 | 60
2022-12-16 21:00 | 21:00 | 17.1758 | 60
2022-12-16 21:30 | 21:30 | 16.0831 | 60
2022-12-16 22:00 | 22:00 | 15.3934 | 60
2022-12-16 22:30 | 22:30 | 14.3821 | 60
2022-12-16 23:00 | 23:00 | 13.5146 | 60
2022-12-16 23:30 | 23:30 | 12.6087 | 60
2022-12-17 | 0:00 | 11.8448 | 60
2022-12-17 00:30 | 0:30 | 11.3096 | 60
2022-12-17 01:00 | 1:00 | 10.9967 | 60
2022-12-17 01:30 | 1:30 | 10.7769 | 60
2022-12-17 02:00 | 2:00 | 10.5018 | 60
2022-12-17 02:30 | 2:30 | 10.2737 | 60
2022-12-17 03:00 | 3:00 | 10.1944 | 60
2022-12-17 03:30 | 3:30 | 10.0629 | 60
2022-12-17 04:00 | 4:00 | 10.1243 | 60
2022-12-17 04:30 | 4:30 | 9.9435 | 60
2022-12-17 05:00 | 5:00 | 9.6861 | 60
2022-12-17 05:30 | 5:30 | 8.9028 | 60
2022-12-17 06:00 | 6:00 | 6.6516 | 60
2022-12-17 06:30 | 6:30 | 5.0447 | 60
2022-12-17 07:00 | 7:00 | 4.0056 | 60
2022-12-17 07:30 | 7:30 | 3.3122 | 60
2022-12-17 08:00 | 8:00 | 3.6391 | 60
2022-12-17 08:30 | 8:30 | 4.3691 | 60
2022-12-17 09:00 | 9:00 | 3.5657 | 60
2022-12-17 09:30 | 9:30 | 3.254 | 60
2022-12-17 10:00 | 10:00 | 3.8986 | 60
2022-12-17 10:30 | 10:30 | 3.6107 | 60
2022-12-17 11:00 | 11:00 | 4.6493 | 60
2022-12-17 11:30 | 11:30 | 4.0258 | 60
2022-12-17 12:00 | 12:00 | 4.0274 | 60
2022-12-17 12:30 | 12:30 | 3.2457 | 60
2022-12-17 13:00 | 13:00 | 3.0312 | 60
2022-12-17 13:30 | 13:30 | 3.6482 | 60
2022-12-17 14:00 | 14:00 | 3.8622 | 60
2022-12-17 14:30 | 14:30 | 4.5634 | 60
2022-12-17 15:00 | 15:00 | 4.0193 | 60
2022-12-17 15:30 | 15:30 | 7.3439 | 60
2022-12-17 16:00 | 16:00 | 10.003 | 60
2022-12-17 16:30 | 16:30 | 14.2558 | 60
2022-12-17 17:00 | 17:00 | 15.5182 | 60
2022-12-17 17:30 | 17:30 | 16.4608 | 60
2022-12-17 18:00 | 18:00 | 17.3629 | 60
2022-12-17 18:30 | 18:30 | 17.9715 | 60
2022-12-17 19:00 | 19:00 | 18.3071 | 60
2022-12-17 19:30 | 19:30 | 17.9684 | 60
2022-12-17 20:00 | 20:00 | 17.3268 | 60
2022-12-17 20:30 | 20:30 | 16.5561 | 60
2022-12-17 21:00 | 21:00 | 15.9332 | 60
2022-12-17 21:30 | 21:30 | 15.1244 | 60
2022-12-17 22:00 | 22:00 | 14.5088 | 60
2022-12-17 22:30 | 22:30 | 14.0383 | 60
2022-12-17 23:00 | 23:00 | 13.2279 | 60
2022-12-17 23:30 | 23:30 | 12.4106 | 60
2022-12-18 | 0:00 | 11.5172 | 60
2022-12-18 00:30 | 0:30 | 11.0728 | 60
2022-12-18 01:00 | 1:00 | 10.8923 | 60
2022-12-18 01:30 | 1:30 | 10.543 | 60
2022-12-18 02:00 | 2:00 | 10.3355 | 60
2022-12-18 02:30 | 2:30 | 10.2518 | 60
2022-12-18 03:00 | 3:00 | 10.037 | 60
2022-12-18 03:30 | 3:30 | 9.8061 | 60
2022-12-18 04:00 | 4:00 | 9.783 | 60
2022-12-18 04:30 | 4:30 | 9.714 | 60
2022-12-18 05:00 | 5:00 | 9.2196 | 60
2022-12-18 05:30 | 5:30 | 7.7293 | 60
2022-12-18 06:00 | 6:00 | 5.6451 | 60
2022-12-18 06:30 | 6:30 | 4.8895 | 60
2022-12-18 07:00 | 7:00 | 3.9044 | 60
2022-12-18 07:30 | 7:30 | 3.5351 | 60
2022-12-18 08:00 | 8:00 | 4.085 | 60
2022-12-18 08:30 | 8:30 | 4.6213 | 60
2022-12-18 09:00 | 9:00 | 4.8282 | 60
2022-12-18 09:30 | 9:30 | 3.6607 | 60
2022-12-18 10:00 | 10:00 | 4.3355 | 60
2022-12-18 10:30 | 10:30 | 3.5608 | 60
2022-12-18 11:00 | 11:00 | 3.6479 | 60
2022-12-18 11:30 | 11:30 | 5.1702 | 60
2022-12-18 12:00 | 12:00 | 3.5369 | 60
2022-12-18 12:30 | 12:30 | 3.9475 | 60
2022-12-18 13:00 | 13:00 | 3.716 | 60
2022-12-18 13:30 | 13:30 | 4.1897 | 60
2022-12-18 14:00 | 14:00 | 3.6843 | 60
2022-12-18 14:30 | 14:30 | 3.6501 | 60
2022-12-18 15:00 | 15:00 | 3.3668 | 60
2022-12-18 15:30 | 15:30 | 5.1853 | 60
2022-12-18 16:00 | 16:00 | 7.6682 | 60
2022-12-18 16:30 | 16:30 | 10.9228 | 60
2022-12-18 17:00 | 17:00 | 14.0852 | 60
2022-12-18 17:30 | 17:30 | 16.686 | 60
2022-12-18 18:00 | 18:00 | 18.2184 | 60
2022-12-18 18:30 | 18:30 | 18.7396 | 60
2022-12-18 19:00 | 19:00 | 18.9262 | 60
2022-12-18 19:30 | 19:30 | 18.4805 | 60
2022-12-18 20:00 | 20:00 | 17.6869 | 60
2022-12-18 20:30 | 20:30 | 16.7933 | 60
2022-12-18 21:00 | 21:00 | 16.126 | 60
2022-12-18 21:30 | 21:30 | 15.3083 | 60
2022-12-18 22:00 | 22:00 | 14.3636 | 60
2022-12-18 22:30 | 22:30 | 13.6065 | 60
2022-12-18 23:00 | 23:00 | 12.5192 | 60
2022-12-18 23:30 | 23:30 | 11.5186 | 60
2022-12-19 | 0:00 | 11.0561 | 60
2022-12-19 00:30 | 0:30 | 10.6552 | 60
2022-12-19 01:00 | 1:00 | 10.4446 | 60
2022-12-19 01:30 | 1:30 | 10.2513 | 60
2022-12-19 02:00 | 2:00 | 9.9251 | 60
2022-12-19 02:30 | 2:30 | 9.8351 | 60
2022-12-19 03:00 | 3:00 | 9.8258 | 60
2022-12-19 03:30 | 3:30 | 9.7908 | 60
2022-12-19 04:00 | 4:00 | 9.9002 | 60
2022-12-19 04:30 | 4:30 | 10.0709 | 60
2022-12-19 05:00 | 5:00 | 9.8988 | 60
2022-12-19 05:30 | 5:30 | 8.5999 | 60
2022-12-19 06:00 | 6:00 | 7.0735 | 60
2022-12-19 06:30 | 6:30 | 5.9413 | 60
2022-12-19 07:00 | 7:00 | 4.141 | 60
2022-12-19 07:30 | 7:30 | 4.2845 | 60
2022-12-19 08:00 | 8:00 | 4.3253 | 60
2022-12-19 08:30 | 8:30 | 3.9752 | 60
2022-12-19 09:00 | 9:00 | 5.1531 | 60
2022-12-19 09:30 | 9:30 | 6.6112 | 60
2022-12-19 10:00 | 10:00 | 7.0907 | 60
2022-12-19 10:30 | 10:30 | 4.8571 | 60
2022-12-19 11:00 | 11:00 | 4.9359 | 60
2022-12-19 11:30 | 11:30 | 2.9319 | 60
2022-12-19 12:00 | 12:00 | 2.9797 | 60
2022-12-19 12:30 | 12:30 | 3.1966 | 60
2022-12-19 13:00 | 13:00 | 5.6169 | 60
2022-12-19 13:30 | 13:30 | 5.5215 | 60
2022-12-19 14:00 | 14:00 | 3.557 | 60
2022-12-19 14:30 | 14:30 | 2.7628 | 60
2022-12-19 15:00 | 15:00 | 2.6936 | 60
2022-12-19 15:30 | 15:30 | 4.2027 | 60
2022-12-19 16:00 | 16:00 | 7.3688 | 60
2022-12-19 16:30 | 16:30 | 10.887 | 60
2022-12-19 17:00 | 17:00 | 13.9752 | 60
2022-12-19 17:30 | 17:30 | 17.03 | 60
2022-12-19 18:00 | 18:00 | 19.0346 | 60
2022-12-19 18:30 | 18:30 | 19.7753 | 60
2022-12-19 19:00 | 19:00 | 19.7205 | 60
2022-12-19 19:30 | 19:30 | 19.3733 | 60
2022-12-19 20:00 | 20:00 | 18.5272 | 60
2022-12-19 20:30 | 20:30 | 17.4213 | 60
2022-12-19 21:00 | 21:00 | 16.5625 | 60
2022-12-19 21:30 | 21:30 | 15.3228 | 60
2022-12-19 22:00 | 22:00 | 14.2355 | 60
2022-12-19 22:30 | 22:30 | 13.4249 | 60
2022-12-19 23:00 | 23:00 | 12.5347 | 60
2022-12-19 23:30 | 23:30 | 11.5969 | 60
2022-12-20 | 0:00 | 10.8222 | 60
2022-12-20 00:30 | 0:30 | 10.3491 | 60
2022-12-20 01:00 | 1:00 | 10.1843 | 60
2022-12-20 01:30 | 1:30 | 9.9037 | 60
2022-12-20 02:00 | 2:00 | 9.7554 | 60
2022-12-20 02:30 | 2:30 | 9.6716 | 60
2022-12-20 03:00 | 3:00 | 9.598 | 60
2022-12-20 03:30 | 3:30 | 9.6502 | 60
2022-12-20 04:00 | 4:00 | 9.8129 | 60
2022-12-20 04:30 | 4:30 | 9.9758 | 60
2022-12-20 05:00 | 5:00 | 9.642 | 60
2022-12-20 05:30 | 5:30 | 8.3835 | 60
2022-12-20 06:00 | 6:00 | 7.0009 | 60
2022-12-20 06:30 | 6:30 | 5.3268 | 60
2022-12-20 07:00 | 7:00 | 4.051 | 60
2022-12-20 07:30 | 7:30 | 3.4688 | 60
2022-12-20 08:00 | 8:00 | 4.2036 | 60
2022-12-20 08:30 | 8:30 | 5.5312 | 60
2022-12-20 09:00 | 9:00 | 6.2539 | 60
2022-12-20 09:30 | 9:30 | 7.1389 | 60
2022-12-20 10:00 | 10:00 | 7.1307 | 60
2022-12-20 10:30 | 10:30 | 7.6384 | 60
2022-12-20 11:00 | 11:00 | 7.5934 | 60
2022-12-20 11:30 | 11:30 | 7.3517 | 60
2022-12-20 12:00 | 12:00 | 7.0468 | 60
2022-12-20 12:30 | 12:30 | 6.6147 | 60
2022-12-20 13:00 | 13:00 | 5.8636 | 60
2022-12-20 13:30 | 13:30 | 5.2183 | 60
2022-12-20 14:00 | 14:00 | 4.4456 | 60
2022-12-20 14:30 | 14:30 | 2.5919 | 60
2022-12-20 15:00 | 15:00 | 2.6793 | 60
2022-12-20 15:30 | 15:30 | 3.9661 | 60
2022-12-20 16:00 | 16:00 | 6.7557 | 60
2022-12-20 16:30 | 16:30 | 10.1804 | 60
2022-12-20 17:00 | 17:00 | 13.8103 | 60
2022-12-20 17:30 | 17:30 | 16.6137 | 60
2022-12-20 18:00 | 18:00 | 18.149 | 60
2022-12-20 18:30 | 18:30 | 18.969 | 60
2022-12-20 19:00 | 19:00 | 19.2077 | 60
2022-12-20 19:30 | 19:30 | 18.7086 | 60
2022-12-20 20:00 | 20:00 | 18.3297 | 60
2022-12-20 20:30 | 20:30 | 17.2708 | 60
2022-12-20 21:00 | 21:00 | 16.4177 | 60
2022-12-20 21:30 | 21:30 | 15.3029 | 60
2022-12-20 22:00 | 22:00 | 14.1493 | 60
2022-12-20 22:30 | 22:30 | 13.4652 | 60
2022-12-20 23:00 | 23:00 | 12.5771 | 60
2022-12-20 23:30 | 23:30 | 11.7377 | 60
2022-12-21 | 0:00 | 10.9777 | 60
2022-12-21 00:30 | 0:30 | 10.6512 | 60
2022-12-21 01:00 | 1:00 | 10.4645 | 60
2022-12-21 01:30 | 1:30 | 10.1672 | 60
2022-12-21 02:00 | 2:00 | 10.1629 | 60
2022-12-21 02:30 | 2:30 | 9.9447 | 60
2022-12-21 03:00 | 3:00 | 9.8137 | 60
2022-12-21 03:30 | 3:30 | 9.8337 | 60
2022-12-21 04:00 | 4:00 | 9.8844 | 60
2022-12-21 04:30 | 4:30 | 9.9815 | 60
2022-12-21 05:00 | 5:00 | 9.8418 | 60
2022-12-21 05:30 | 5:30 | 8.5452 | 60
2022-12-21 06:00 | 6:00 | 7.2184 | 60
2022-12-21 06:30 | 6:30 | 5.6728 | 60
2022-12-21 07:00 | 7:00 | 4.1845 | 60
2022-12-21 07:30 | 7:30 | 3.3257 | 60
2022-12-21 08:00 | 8:00 | 3.2668 | 60
2022-12-21 08:30 | 8:30 | 4.1516 | 60
2022-12-21 09:00 | 9:00 | 4.6689 | 60
2022-12-21 09:30 | 9:30 | 4.8754 | 60
2022-12-21 10:00 | 10:00 | 6.0359 | 60
2022-12-21 10:30 | 10:30 | 4.3127 | 60
2022-12-21 11:00 | 11:00 | 5.9288 | 60
2022-12-21 11:30 | 11:30 | 2.9469 | 60
2022-12-21 12:00 | 12:00 | 2.8912 | 60
2022-12-21 12:30 | 12:30 | 3.0445 | 60
2022-12-21 13:00 | 13:00 | 3.1142 | 60
2022-12-21 13:30 | 13:30 | 4.1147 | 60
2022-12-21 14:00 | 14:00 | 7.1803 | 60
2022-12-21 14:30 | 14:30 | 6.4395 | 60
2022-12-21 15:00 | 15:00 | 5.4634 | 60
2022-12-21 15:30 | 15:30 | 5.7952 | 60
2022-12-21 16:00 | 16:00 | 9.5761 | 60
2022-12-21 16:30 | 16:30 | 11.346 | 60
2022-12-21 17:00 | 17:00 | 14.5533 | 60
2022-12-21 17:30 | 17:30 | 16.7548 | 60
2022-12-21 18:00 | 18:00 | 18.2782 | 60
2022-12-21 18:30 | 18:30 | 19.0186 | 60
2022-12-21 19:00 | 19:00 | 19.0937 | 60
2022-12-21 19:30 | 19:30 | 18.6581 | 60
2022-12-21 20:00 | 20:00 | 18.2463 | 60
2022-12-21 20:30 | 20:30 | 17.5169 | 60
2022-12-21 21:00 | 21:00 | 16.6923 | 60
2022-12-21 21:30 | 21:30 | 15.5416 | 60
2022-12-21 22:00 | 22:00 | 14.5487 | 60
2022-12-21 22:30 | 22:30 | 13.764 | 60
2022-12-21 23:00 | 23:00 | 12.8415 | 60
2022-12-21 23:30 | 23:30 | 12.1212 | 60
2022-12-22 | 0:00 | 11.2586 | 60
2022-12-22 00:30 | 0:30 | 10.871 | 60
2022-12-22 01:00 | 1:00 | 10.5639 | 60
2022-12-22 01:30 | 1:30 | 10.2515 | 60
2022-12-22 02:00 | 2:00 | 10.1294 | 60
2022-12-22 02:30 | 2:30 | 9.8925 | 60
2022-12-22 03:00 | 3:00 | 9.9265 | 60
2022-12-22 03:30 | 3:30 | 9.8486 | 60
2022-12-22 04:00 | 4:00 | 10.0902 | 60
2022-12-22 04:30 | 4:30 | 10.1873 | 60
2022-12-22 05:00 | 5:00 | 10.2515 | 60
2022-12-22 05:30 | 5:30 | 9.7315 | 60
2022-12-22 06:00 | 6:00 | 8.0191 | 60
2022-12-22 06:30 | 6:30 | 7.457 | 60
2022-12-22 07:00 | 7:00 | 4.4963 | 60
2022-12-22 07:30 | 7:30 | 3.6886 | 60
2022-12-22 08:00 | 8:00 | 4.8001 | 60
2022-12-22 08:30 | 8:30 | 2.8748 | 60
2022-12-22 09:00 | 9:00 | 3.6906 | 60
2022-12-22 09:30 | 9:30 | 3.5714 | 60
2022-12-22 10:00 | 10:00 | 2.8105 | 60
2022-12-22 10:30 | 10:30 | 3.1311 | 60
2022-12-22 11:00 | 11:00 | 3.0127 | 60
2022-12-22 11:30 | 11:30 | 2.76 | 60
2022-12-22 12:00 | 12:00 | 3.4689 | 60
2022-12-22 12:30 | 12:30 | 5.4922 | 60
2022-12-22 13:00 | 13:00 | 3.3045 | 60
2022-12-22 13:30 | 13:30 | 3.3414 | 60
2022-12-22 14:00 | 14:00 | 3.3103 | 60
2022-12-22 14:30 | 14:30 | 2.3682 | 60
2022-12-22 15:00 | 15:00 | 3.2332 | 60
2022-12-22 15:30 | 15:30 | 5.9866 | 60
2022-12-22 16:00 | 16:00 | 10.8378 | 60
2022-12-22 16:30 | 16:30 | 12.1599 | 60
2022-12-22 17:00 | 17:00 | 14.9334 | 60
2022-12-22 17:30 | 17:30 | 18.4667 | 60
2022-12-22 18:00 | 18:00 | 18.9816 | 60
2022-12-22 18:30 | 18:30 | 19.6677 | 60
2022-12-22 19:00 | 19:00 | 19.531 | 60
2022-12-22 19:30 | 19:30 | 19.1139 | 60
2022-12-22 20:00 | 20:00 | 18.6773 | 60
2022-12-22 20:30 | 20:30 | 17.9326 | 60
2022-12-22 21:00 | 21:00 | 16.9873 | 60
2022-12-22 21:30 | 21:30 | 16.1922 | 60
2022-12-22 22:00 | 22:00 | 15.2635 | 60
2022-12-22 22:30 | 22:30 | 14.6137 | 60
2022-12-22 23:00 | 23:00 | 13.5426 | 60
2022-12-22 23:30 | 23:30 | 12.742 | 60
2022-12-23 | 0:00 | 11.9868 | 60
2022-12-23 00:30 | 0:30 | 11.4872 | 60
2022-12-23 01:00 | 1:00 | 11.1528 | 60
2022-12-23 01:30 | 1:30 | 10.8277 | 60
2022-12-23 02:00 | 2:00 | 10.4313 | 60
2022-12-23 02:30 | 2:30 | 10.2238 | 60
2022-12-23 03:00 | 3:00 | 10.3414 | 60
2022-12-23 03:30 | 3:30 | 10.3155 | 60
2022-12-23 04:00 | 4:00 | 10.3912 | 60
2022-12-23 04:30 | 4:30 | 10.2075 | 60
2022-12-23 05:00 | 5:00 | 10.2734 | 60
2022-12-23 05:30 | 5:30 | 9.7005 | 60
2022-12-23 06:00 | 6:00 | 7.626 | 60
2022-12-23 06:30 | 6:30 | 6.2728 | 60
2022-12-23 07:00 | 7:00 | 4.9166 | 60
2022-12-23 07:30 | 7:30 | 3.9185 | 60
2022-12-23 08:00 | 8:00 | 3.1458 | 60
2022-12-23 08:30 | 8:30 | 3.1324 | 60
2022-12-23 09:00 | 9:00 | 3.377 | 60
2022-12-23 09:30 | 9:30 | 4.1366 | 60
2022-12-23 10:00 | 10:00 | 3.3146 | 60
2022-12-23 10:30 | 10:30 | 2.4569 | 60
2022-12-23 11:00 | 11:00 | 2.7604 | 60
2022-12-23 11:30 | 11:30 | 2.4326 | 60
2022-12-23 12:00 | 12:00 | 3.0455 | 60
2022-12-23 12:30 | 12:30 | 2.0521 | 60
2022-12-23 13:00 | 13:00 | 1.7553 | 60
2022-12-23 13:30 | 13:30 | 5.6072 | 60
2022-12-23 14:00 | 14:00 | 10.5682 | 60
2022-12-23 14:30 | 14:30 | 12.093 | 60
2022-12-23 15:00 | 15:00 | 10.7167 | 60
2022-12-23 15:30 | 15:30 | 13.9035 | 60
2022-12-23 16:00 | 16:00 | 17.1638 | 60
2022-12-23 16:30 | 16:30 | 18.5185 | 60
2022-12-23 17:00 | 17:00 | 20.2922 | 60
2022-12-23 17:30 | 17:30 | 20.578 | 60
2022-12-23 18:00 | 18:00 | 21.2692 | 60
2022-12-23 18:30 | 18:30 | 21.8252 | 60
2022-12-23 19:00 | 19:00 | 21.6115 | 60
2022-12-23 19:30 | 19:30 | 21.0617 | 60
2022-12-23 20:00 | 20:00 | 20.2511 | 60
2022-12-23 20:30 | 20:30 | 19.4915 | 60
2022-12-23 21:00 | 21:00 | 18.8675 | 60
2022-12-23 21:30 | 21:30 | 17.734 | 60
2022-12-23 22:00 | 22:00 | 16.6643 | 60
2022-12-23 22:30 | 22:30 | 16.0175 | 60
2022-12-23 23:00 | 23:00 | 15.0928 | 60
2022-12-23 23:30 | 23:30 | 13.997 | 60
2022-12-24 | 0:00 | 13.1995 | 60
2022-12-24 00:30 | 0:30 | 12.2976 | 60
2022-12-24 01:00 | 1:00 | 11.8857 | 60
2022-12-24 01:30 | 1:30 | 11.6013 | 60
2022-12-24 02:00 | 2:00 | 11.3173 | 60
2022-12-24 02:30 | 2:30 | 11.1735 | 60
2022-12-24 03:00 | 3:00 | 11.0353 | 60
2022-12-24 03:30 | 3:30 | 10.8318 | 60
2022-12-24 04:00 | 4:00 | 10.8487 | 60
2022-12-24 04:30 | 4:30 | 10.8164 | 60
2022-12-24 05:00 | 5:00 | 10.9198 | 60
2022-12-24 05:30 | 5:30 | 10.3763 | 60
2022-12-24 06:00 | 6:00 | 11.6336 | 60
2022-12-24 06:30 | 6:30 | 11.0977 | 60
2022-12-24 07:00 | 7:00 | 9.8086 | 60
2022-12-24 07:30 | 7:30 | 12.117 | 60
2022-12-24 08:00 | 8:00 | 11.8607 | 60
2022-12-24 08:30 | 8:30 | 13.399 | 60
2022-12-24 09:00 | 9:00 | 12.5172 | 60
2022-12-24 09:30 | 9:30 | 12.945 | 60
2022-12-24 10:00 | 10:00 | 15.909 | 60
2022-12-24 10:30 | 10:30 | 10.3382 | 60
2022-12-24 11:00 | 11:00 | 11.0316 | 60
2022-12-24 11:30 | 11:30 | 15.0483 | 60
2022-12-24 12:00 | 12:00 | 15.4328 | 60
2022-12-24 12:30 | 12:30 | 14.7601 | 60
2022-12-24 13:00 | 13:00 | 15.6057 | 60
2022-12-24 13:30 | 13:30 | 13.6606 | 60
2022-12-24 14:00 | 14:00 | 14.477 | 60
2022-12-24 14:30 | 14:30 | 16.6626 | 60
2022-12-24 15:00 | 15:00 | 17.5284 | 60
2022-12-24 15:30 | 15:30 | 18.6477 | 60
2022-12-24 16:00 | 16:00 | 18.8602 | 60
2022-12-24 16:30 | 16:30 | 19.6943 | 60
2022-12-24 17:00 | 17:00 | 20.5581 | 60
2022-12-24 17:30 | 17:30 | 20.9747 | 60
2022-12-24 18:00 | 18:00 | 20.9552 | 60
2022-12-24 18:30 | 18:30 | 21.0256 | 60
2022-12-24 19:00 | 19:00 | 20.5916 | 60
2022-12-24 19:30 | 19:30 | 20.2397 | 60
2022-12-24 20:00 | 20:00 | 19.2805 | 60
2022-12-24 20:30 | 20:30 | 18.2975 | 60
2022-12-24 21:00 | 21:00 | 17.6636 | 60
2022-12-24 21:30 | 21:30 | 16.8425 | 60
2022-12-24 22:00 | 22:00 | 16.0003 | 60
2022-12-24 22:30 | 22:30 | 15.4211 | 60
2022-12-24 23:00 | 23:00 | 14.5441 | 60
2022-12-24 23:30 | 23:30 | 13.5645 | 60
2022-12-25 | 0:00 | 12.7198 | 60
2022-12-25 00:30 | 0:30 | 12.0209 | 60
2022-12-25 01:00 | 1:00 | 11.6172 | 60
2022-12-25 01:30 | 1:30 | 11.2196 | 60
2022-12-25 02:00 | 2:00 | 10.9578 | 60
2022-12-25 02:30 | 2:30 | 10.7385 | 60
2022-12-25 03:00 | 3:00 | 10.615 | 60
2022-12-25 03:30 | 3:30 | 10.3644 | 60
2022-12-25 04:00 | 4:00 | 10.2446 | 60
2022-12-25 04:30 | 4:30 | 10.2222 | 60
2022-12-25 05:00 | 5:00 | 10.4626 | 60
2022-12-25 05:30 | 5:30 | 10.5453 | 60
2022-12-25 06:00 | 6:00 | 10.7612 | 60
2022-12-25 06:30 | 6:30 | 10.9458 | 60
2022-12-25 07:00 | 7:00 | 10.0636 | 60
2022-12-25 07:30 | 7:30 | 9.1256 | 60
2022-12-25 08:00 | 8:00 | 7.5443 | 60
2022-12-25 08:30 | 8:30 | 6.1372 | 60
2022-12-25 09:00 | 9:00 | 9.5709 | 60
2022-12-25 09:30 | 9:30 | 10.4658 | 60
2022-12-25 10:00 | 10:00 | 8.1955 | 60
2022-12-25 10:30 | 10:30 | 3.7452 | 60
2022-12-25 11:00 | 11:00 | 3.0597 | 60
2022-12-25 11:30 | 11:30 | 4.9517 | 60
2022-12-25 12:00 | 12:00 | 4.4667 | 60
2022-12-25 12:30 | 12:30 | 4.1171 | 60
2022-12-25 13:00 | 13:00 | 4.3017 | 60
2022-12-25 13:30 | 13:30 | 4.0859 | 60
2022-12-25 14:00 | 14:00 | 6.6263 | 60
2022-12-25 14:30 | 14:30 | 6.731 | 60
2022-12-25 15:00 | 15:00 | 8.9843 | 60
2022-12-25 15:30 | 15:30 | 13.9015 | 60
2022-12-25 16:00 | 16:00 | 17.0604 | 60
2022-12-25 16:30 | 16:30 | 18.7596 | 60
2022-12-25 17:00 | 17:00 | 19.1302 | 60
2022-12-25 17:30 | 17:30 | 19.2382 | 60
2022-12-25 18:00 | 18:00 | 19.3807 | 60
2022-12-25 18:30 | 18:30 | 19.342 | 60
2022-12-25 19:00 | 19:00 | 19.4865 | 60
2022-12-25 19:30 | 19:30 | 19.4484 | 60
2022-12-25 20:00 | 20:00 | 19.1806 | 60
2022-12-25 20:30 | 20:30 | 18.2731 | 60
2022-12-25 21:00 | 21:00 | 17.6929 | 60
2022-12-25 21:30 | 21:30 | 16.7578 | 60
2022-12-25 22:00 | 22:00 | 15.8042 | 60
2022-12-25 22:30 | 22:30 | 15.2243 | 60
2022-12-25 23:00 | 23:00 | 14.2251 | 60
2022-12-25 23:30 | 23:30 | 13.5444 | 60
2022-12-26 | 0:00 | 12.8043 | 60
2022-12-26 00:30 | 0:30 | 12.1592 | 60
2022-12-26 01:00 | 1:00 | 11.7958 | 60
2022-12-26 01:30 | 1:30 | 11.4564 | 60
2022-12-26 02:00 | 2:00 | 11.3012 | 60
2022-12-26 02:30 | 2:30 | 11.0046 | 60
2022-12-26 03:00 | 3:00 | 10.999 | 60
2022-12-26 03:30 | 3:30 | 10.8413 | 60
2022-12-26 04:00 | 4:00 | 10.6301 | 60
2022-12-26 04:30 | 4:30 | 10.3444 | 60
2022-12-26 05:00 | 5:00 | 10.0087 | 60
2022-12-26 05:30 | 5:30 | 8.5091 | 60
2022-12-26 06:00 | 6:00 | 6.7706 | 60
2022-12-26 06:30 | 6:30 | 5.6909 | 60
2022-12-26 07:00 | 7:00 | 4.9568 | 60
2022-12-26 07:30 | 7:30 | 3.7746 | 60
2022-12-26 08:00 | 8:00 | 3.3118 | 60
2022-12-26 08:30 | 8:30 | 3.2173 | 60
2022-12-26 09:00 | 9:00 | 3.4077 | 60
2022-12-26 09:30 | 9:30 | 2.9251 | 60
2022-12-26 10:00 | 10:00 | 2.3599 | 60
2022-12-26 10:30 | 10:30 | 2.1492 | 60
2022-12-26 11:00 | 11:00 | 1.9825 | 60
2022-12-26 11:30 | 11:30 | 2.8802 | 60
2022-12-26 12:00 | 12:00 | 3.5075 | 60
2022-12-26 12:30 | 12:30 | 3.1613 | 60
2022-12-26 13:00 | 13:00 | 2.1535 | 60
2022-12-26 13:30 | 13:30 | 2.0805 | 60
2022-12-26 14:00 | 14:00 | 4.679 | 60
2022-12-26 14:30 | 14:30 | 3.9064 | 60
2022-12-26 15:00 | 15:00 | 7.3459 | 60
2022-12-26 15:30 | 15:30 | 15.9834 | 60
2022-12-26 16:00 | 16:00 | 14.2663 | 60
2022-12-26 16:30 | 16:30 | 13.053 | 60
2022-12-26 17:00 | 17:00 | 15.3981 | 60
2022-12-26 17:30 | 17:30 | 18.6369 | 60
2022-12-26 18:00 | 18:00 | 19.7904 | 60
2022-12-26 18:30 | 18:30 | 19.9883 | 60
2022-12-26 19:00 | 19:00 | 20.2296 | 60
2022-12-26 19:30 | 19:30 | 20.0406 | 60
2022-12-26 20:00 | 20:00 | 19.3968 | 60
2022-12-26 20:30 | 20:30 | 18.3224 | 60
2022-12-26 21:00 | 21:00 | 17.7272 | 60
2022-12-26 21:30 | 21:30 | 16.6393 | 60
2022-12-26 22:00 | 22:00 | 16.0046 | 60
2022-12-26 22:30 | 22:30 | 14.9272 | 60
2022-12-26 23:00 | 23:00 | 13.9499 | 60
2022-12-26 23:30 | 23:30 | 13.132 | 60
2022-12-27 | 0:00 | 12.311 | 60
2022-12-27 00:30 | 0:30 | 11.7811 | 60
2022-12-27 01:00 | 1:00 | 11.3899 | 60
2022-12-27 01:30 | 1:30 | 11.0995 | 60
2022-12-27 02:00 | 2:00 | 10.9786 | 60
2022-12-27 02:30 | 2:30 | 10.6612 | 60
2022-12-27 03:00 | 3:00 | 10.5589 | 60
2022-12-27 03:30 | 3:30 | 10.426 | 60
2022-12-27 04:00 | 4:00 | 10.4141 | 60
2022-12-27 04:30 | 4:30 | 10.1928 | 60
2022-12-27 05:00 | 5:00 | 9.984 | 60
2022-12-27 05:30 | 5:30 | 8.7796 | 60
2022-12-27 06:00 | 6:00 | 7.7034 | 60
2022-12-27 06:30 | 6:30 | 7.2203 | 60
2022-12-27 07:00 | 7:00 | 7.3417 | 60
2022-12-27 07:30 | 7:30 | 4.2603 | 60
2022-12-27 08:00 | 8:00 | 4.1629 | 60
2022-12-27 08:30 | 8:30 | 4.1201 | 60
2022-12-27 09:00 | 9:00 | 3.1222 | 60
2022-12-27 09:30 | 9:30 | 2.8366 | 60
2022-12-27 10:00 | 10:00 | 3.7477 | 60
2022-12-27 10:30 | 10:30 | 4.1855 | 60
2022-12-27 11:00 | 11:00 | 4.1197 | 60
2022-12-27 11:30 | 11:30 | 3.6537 | 60
2022-12-27 12:00 | 12:00 | 3.6076 | 60
2022-12-27 12:30 | 12:30 | 2.6391 | 60
2022-12-27 13:00 | 13:00 | 2.6181 | 60
2022-12-27 13:30 | 13:30 | 2.2959 | 60
2022-12-27 14:00 | 14:00 | 2.1127 | 60
2022-12-27 14:30 | 14:30 | 8.3007 | 60
2022-12-27 15:00 | 15:00 | 6.377 | 60
2022-12-27 15:30 | 15:30 | 7.4231 | 60
2022-12-27 16:00 | 16:00 | 11.0268 | 60
2022-12-27 16:30 | 16:30 | 13.4583 | 60
2022-12-27 17:00 | 17:00 | 16.2739 | 60
2022-12-27 17:30 | 17:30 | 18.5932 | 60
2022-12-27 18:00 | 18:00 | 20.1698 | 60
2022-12-27 18:30 | 18:30 | 21.1838 | 60
2022-12-27 19:00 | 19:00 | 21.2928 | 60
2022-12-27 19:30 | 19:30 | 20.5909 | 60
2022-12-27 20:00 | 20:00 | 19.9538 | 60
2022-12-27 20:30 | 20:30 | 18.9119 | 60
2022-12-27 21:00 | 21:00 | 17.8875 | 60
2022-12-27 21:30 | 21:30 | 16.7798 | 60
2022-12-27 22:00 | 22:00 | 15.8065 | 60
2022-12-27 22:30 | 22:30 | 14.9889 | 60
2022-12-27 23:00 | 23:00 | 13.9203 | 60
2022-12-27 23:30 | 23:30 | 13.0808 | 60
2022-12-28 | 0:00 | 12.284 | 60
2022-12-28 00:30 | 0:30 | 11.6589 | 60
2022-12-28 01:00 | 1:00 | 11.2828 | 60
2022-12-28 01:30 | 1:30 | 11.0877 | 60
2022-12-28 02:00 | 2:00 | 10.893 | 60
2022-12-28 02:30 | 2:30 | 10.7117 | 60
2022-12-28 03:00 | 3:00 | 10.5363 | 60
2022-12-28 03:30 | 3:30 | 10.6327 | 60
2022-12-28 04:00 | 4:00 | 10.6638 | 60
2022-12-28 04:30 | 4:30 | 10.5365 | 60
2022-12-28 05:00 | 5:00 | 10.2957 | 60
2022-12-28 05:30 | 5:30 | 8.9364 | 60
2022-12-28 06:00 | 6:00 | 8.0092 | 60
2022-12-28 06:30 | 6:30 | 7.714 | 60
2022-12-28 07:00 | 7:00 | 6.1774 | 60
2022-12-28 07:30 | 7:30 | 3.835 | 60
2022-12-28 08:00 | 8:00 | 4.4373 | 60
2022-12-28 08:30 | 8:30 | 7.207 | 60
2022-12-28 09:00 | 9:00 | 4.8215 | 60
2022-12-28 09:30 | 9:30 | 8.9656 | 60
2022-12-28 10:00 | 10:00 | 7.8112 | 60
2022-12-28 10:30 | 10:30 | 3.0916 | 60
2022-12-28 11:00 | 11:00 | 4.7695 | 60
2022-12-28 11:30 | 11:30 | 4.7655 | 60
2022-12-28 12:00 | 12:00 | 2.483 | 60
2022-12-28 12:30 | 12:30 | 2.4451 | 60
2022-12-28 13:00 | 13:00 | 2.1732 | 60
2022-12-28 13:30 | 13:30 | 2.2513 | 60
2022-12-28 14:00 | 14:00 | 2.283 | 60
2022-12-28 14:30 | 14:30 | 3.3195 | 60
2022-12-28 15:00 | 15:00 | 4.2831 | 60
2022-12-28 15:30 | 15:30 | 7.2115 | 60
2022-12-28 16:00 | 16:00 | 10.5152 | 60
2022-12-28 16:30 | 16:30 | 14.467 | 60
2022-12-28 17:00 | 17:00 | 16.9268 | 60
2022-12-28 17:30 | 17:30 | 18.286 | 60
2022-12-28 18:00 | 18:00 | 20.2419 | 60
2022-12-28 18:30 | 18:30 | 20.8975 | 60
2022-12-28 19:00 | 19:00 | 20.9831 | 60
2022-12-28 19:30 | 19:30 | 20.8071 | 60
2022-12-28 20:00 | 20:00 | 20.0037 | 60
2022-12-28 20:30 | 20:30 | 18.9754 | 60
2022-12-28 21:00 | 21:00 | 17.9156 | 60
2022-12-28 21:30 | 21:30 | 16.6324 | 60
2022-12-28 22:00 | 22:00 | 15.4866 | 60
2022-12-28 22:30 | 22:30 | 14.5877 | 60
2022-12-28 23:00 | 23:00 | 13.6623 | 60
2022-12-28 23:30 | 23:30 | 12.7119 | 60
2022-12-29 | 0:00 | 12.0321 | 60
2022-12-29 00:30 | 0:30 | 11.5133 | 60
2022-12-29 01:00 | 1:00 | 11.2129 | 60
2022-12-29 01:30 | 1:30 | 10.7171 | 60
2022-12-29 02:00 | 2:00 | 10.6031 | 60
2022-12-29 02:30 | 2:30 | 10.4212 | 60
2022-12-29 03:00 | 3:00 | 10.4173 | 60
2022-12-29 03:30 | 3:30 | 10.3037 | 60
2022-12-29 04:00 | 4:00 | 10.3759 | 60
2022-12-29 04:30 | 4:30 | 10.2395 | 60
2022-12-29 05:00 | 5:00 | 10.2336 | 60
2022-12-29 05:30 | 5:30 | 8.8401 | 60
2022-12-29 06:00 | 6:00 | 7.1216 | 60
2022-12-29 06:30 | 6:30 | 5.7189 | 60
2022-12-29 07:00 | 7:00 | 4.8408 | 60
2022-12-29 07:30 | 7:30 | 3.4828 | 60
2022-12-29 08:00 | 8:00 | 6.8374 | 60
2022-12-29 08:30 | 8:30 | 8.1965 | 60
2022-12-29 09:00 | 9:00 | 4.4911 | 60
2022-12-29 09:30 | 9:30 | 3.4724 | 60
2022-12-29 10:00 | 10:00 | 3.768 | 60
2022-12-29 10:30 | 10:30 | 3.5881 | 60
2022-12-29 11:00 | 11:00 | 3.3202 | 60
2022-12-29 11:30 | 11:30 | 2.5906 | 60
2022-12-29 12:00 | 12:00 | 2.7485 | 60
2022-12-29 12:30 | 12:30 | 7.1111 | 60
2022-12-29 13:00 | 13:00 | 7.5957 | 60
2022-12-29 13:30 | 13:30 | 5.7909 | 60
2022-12-29 14:00 | 14:00 | 4.5217 | 60
2022-12-29 14:30 | 14:30 | 5.5275 | 60
2022-12-29 15:00 | 15:00 | 10.2809 | 60
2022-12-29 15:30 | 15:30 | 13.2613 | 60
2022-12-29 16:00 | 16:00 | 14.877 | 60
2022-12-29 16:30 | 16:30 | 16.9943 | 60
2022-12-29 17:00 | 17:00 | 17.9364 | 60
2022-12-29 17:30 | 17:30 | 19.0444 | 60
2022-12-29 18:00 | 18:00 | 20.0464 | 60
2022-12-29 18:30 | 18:30 | 20.8123 | 60
2022-12-29 19:00 | 19:00 | 20.7764 | 60
2022-12-29 19:30 | 19:30 | 20.5573 | 60
2022-12-29 20:00 | 20:00 | 19.9352 | 60
2022-12-29 20:30 | 20:30 | 18.9291 | 60
2022-12-29 21:00 | 21:00 | 18.1834 | 60
2022-12-29 21:30 | 21:30 | 17.071 | 60
2022-12-29 22:00 | 22:00 | 16.1545 | 60
2022-12-29 22:30 | 22:30 | 15.3287 | 60
2022-12-29 23:00 | 23:00 | 14.233 | 60
2022-12-29 23:30 | 23:30 | 13.3784 | 60
2022-12-30 | 0:00 | 12.4708 | 60
2022-12-30 00:30 | 0:30 | 11.9675 | 60
2022-12-30 01:00 | 1:00 | 11.581 | 60
2022-12-30 01:30 | 1:30 | 11.4098 | 60
2022-12-30 02:00 | 2:00 | 11.0123 | 60
2022-12-30 02:30 | 2:30 | 10.9159 | 60
2022-12-30 03:00 | 3:00 | 10.9589 | 60
2022-12-30 03:30 | 3:30 | 10.857 | 60
2022-12-30 04:00 | 4:00 | 10.7317 | 60
2022-12-30 04:30 | 4:30 | 10.6909 | 60
2022-12-30 05:00 | 5:00 | 10.5391 | 60
2022-12-30 05:30 | 5:30 | 9.9051 | 60
2022-12-30 06:00 | 6:00 | 9.8423 | 60
2022-12-30 06:30 | 6:30 | 8.4879 | 60
2022-12-30 07:00 | 7:00 | 7.6097 | 60
2022-12-30 07:30 | 7:30 | 7.5033 | 60
2022-12-30 08:00 | 8:00 | 9.8305 | 60
2022-12-30 08:30 | 8:30 | 7.5962 | 60
2022-12-30 09:00 | 9:00 | 6.9732 | 60
2022-12-30 09:30 | 9:30 | 3.6536 | 60
2022-12-30 10:00 | 10:00 | 2.4936 | 60
2022-12-30 10:30 | 10:30 | 2.7778 | 60
2022-12-30 11:00 | 11:00 | 5.3086 | 60
2022-12-30 11:30 | 11:30 | 4.1142 | 60
2022-12-30 12:00 | 12:00 | 3.7627 | 60
2022-12-30 12:30 | 12:30 | 2.7145 | 60
2022-12-30 13:00 | 13:00 | 9.0658 | 60
2022-12-30 13:30 | 13:30 | 9.9377 | 60
2022-12-30 14:00 | 14:00 | 10.8177 | 60
2022-12-30 14:30 | 14:30 | 7.3347 | 60
2022-12-30 15:00 | 15:00 | 8.6885 | 60
2022-12-30 15:30 | 15:30 | 11.9061 | 60
2022-12-30 16:00 | 16:00 | 12.842 | 60
2022-12-30 16:30 | 16:30 | 15.1061 | 60
2022-12-30 17:00 | 17:00 | 17.5143 | 60
2022-12-30 17:30 | 17:30 | 17.6583 | 60
2022-12-30 18:00 | 18:00 | 18.6353 | 60
2022-12-30 18:30 | 18:30 | 19.7033 | 60
2022-12-30 19:00 | 19:00 | 19.8838 | 60
2022-12-30 19:30 | 19:30 | 19.6302 | 60
2022-12-30 20:00 | 20:00 | 19.2133 | 60
2022-12-30 20:30 | 20:30 | 18.2784 | 60
2022-12-30 21:00 | 21:00 | 17.553 | 60
2022-12-30 21:30 | 21:30 | 16.6523 | 60
2022-12-30 22:00 | 22:00 | 15.6938 | 60
2022-12-30 22:30 | 22:30 | 14.8993 | 60
2022-12-30 23:00 | 23:00 | 13.893 | 60
2022-12-30 23:30 | 23:30 | 13.0795 | 60
2022-12-31 | 0:00 | 12.4756 | 60
2022-12-31 00:30 | 0:30 | 11.8915 | 60
2022-12-31 01:00 | 1:00 | 11.4113 | 60
2022-12-31 01:30 | 1:30 | 11.1061 | 60
2022-12-31 02:00 | 2:00 | 10.8368 | 60
2022-12-31 02:30 | 2:30 | 10.5577 | 60
2022-12-31 03:00 | 3:00 | 10.5662 | 60
2022-12-31 03:30 | 3:30 | 10.5066 | 60
2022-12-31 04:00 | 4:00 | 10.2576 | 60
2022-12-31 04:30 | 4:30 | 10.2017 | 60
2022-12-31 05:00 | 5:00 | 10.1763 | 60
2022-12-31 05:30 | 5:30 | 9.2241 | 60
2022-12-31 06:00 | 6:00 | 9.1045 | 60
2022-12-31 06:30 | 6:30 | 7.9546 | 60
2022-12-31 07:00 | 7:00 | 8.0041 | 60
2022-12-31 07:30 | 7:30 | 5.5735 | 60
2022-12-31 08:00 | 8:00 | 3.9968 | 60
2022-12-31 08:30 | 8:30 | 5.2859 | 60
2022-12-31 09:00 | 9:00 | 3.4085 | 60
2022-12-31 09:30 | 9:30 | 3.141 | 60
2022-12-31 10:00 | 10:00 | 3.1345 | 60
2022-12-31 10:30 | 10:30 | 3.2699 | 60
2022-12-31 11:00 | 11:00 | 3.2981 | 60
2022-12-31 11:30 | 11:30 | 2.989 | 60
2022-12-31 12:00 | 12:00 | 3.1654 | 60
2022-12-31 12:30 | 12:30 | 3.0017 | 60
2022-12-31 13:00 | 13:00 | 2.2952 | 60
2022-12-31 13:30 | 13:30 | 1.7442 | 60
2022-12-31 14:00 | 14:00 | 2.1286 | 60
2022-12-31 14:30 | 14:30 | 3.9469 | 60
2022-12-31 15:00 | 15:00 | 6.2679 | 60
2022-12-31 15:30 | 15:30 | 8.8685 | 60
2022-12-31 16:00 | 16:00 | 12.1647 | 60
2022-12-31 16:30 | 16:30 | 15.0519 | 60
2022-12-31 17:00 | 17:00 | 16.5987 | 60
2022-12-31 17:30 | 17:30 | 18.7063 | 60
2022-12-31 18:00 | 18:00 | 19.7486 | 60
2022-12-31 18:30 | 18:30 | 19.9966 | 60
2022-12-31 19:00 | 19:00 | 19.5157 | 60
2022-12-31 19:30 | 19:30 | 18.8068 | 60
2022-12-31 20:00 | 20:00 | 18.3045 | 60
2022-12-31 20:30 | 20:30 | 17.2264 | 60
2022-12-31 21:00 | 21:00 | 16.6558 | 60
2022-12-31 21:30 | 21:30 | 16.1517 | 60
2022-12-31 22:00 | 22:00 | 15.9465 | 60
2022-12-31 22:30 | 22:30 | 15.5302 | 60
2022-12-31 23:00 | 23:00 | 14.6465 | 60
2022-12-31 23:30 | 23:30 | 13.7899 | 60
2023-01-01 | 0:00 | 13.0352 | 60
2023-01-01 00:30 | 0:30 | 12.6318 | 60
2023-01-01 01:00 | 1:00 | 12.3596 | 60
2023-01-01 01:30 | 1:30 | 11.9467 | 60
2023-01-01 02:00 | 2:00 | 11.5718 | 60
2023-01-01 02:30 | 2:30 | 11.2297 | 60
2023-01-01 03:00 | 3:00 | 11.0608 | 60
2023-01-01 03:30 | 3:30 | 10.8842 | 60
2023-01-01 04:00 | 4:00 | 10.8696 | 60
2023-01-01 04:30 | 4:30 | 10.4701 | 60
2023-01-01 05:00 | 5:00 | 10.1543 | 60
2023-01-01 05:30 | 5:30 | 9.7352 | 60
2023-01-01 06:00 | 6:00 | 9.0213 | 60
2023-01-01 06:30 | 6:30 | 8.5473 | 60
2023-01-01 07:00 | 7:00 | 6.8833 | 60
2023-01-01 07:30 | 7:30 | 3.8919 | 60
2023-01-01 08:00 | 8:00 | 5.9195 | 60
2023-01-01 08:30 | 8:30 | 3.5303 | 60
2023-01-01 09:00 | 9:00 | 2.8736 | 60
2023-01-01 09:30 | 9:30 | 2.5245 | 60
2023-01-01 10:00 | 10:00 | 2.5753 | 60
2023-01-01 10:30 | 10:30 | 2.2879 | 60
2023-01-01 11:00 | 11:00 | 2.3758 | 60
2023-01-01 11:30 | 11:30 | 3.6367 | 60
2023-01-01 12:00 | 12:00 | 6.0277 | 60
2023-01-01 12:30 | 12:30 | 5.5862 | 60
2023-01-01 13:00 | 13:00 | 9.0151 | 60
2023-01-01 13:30 | 13:30 | 7.4088 | 60
2023-01-01 14:00 | 14:00 | 5.89 | 60
2023-01-01 14:30 | 14:30 | 6.3584 | 60
2023-01-01 15:00 | 15:00 | 11.5769 | 60
2023-01-01 15:30 | 15:30 | 11.1186 | 60
2023-01-01 16:00 | 16:00 | 10.5989 | 60
2023-01-01 16:30 | 16:30 | 14.8909 | 60
2023-01-01 17:00 | 17:00 | 16.2081 | 60
2023-01-01 17:30 | 17:30 | 18.9941 | 60
2023-01-01 18:00 | 18:00 | 20.4214 | 60
2023-01-01 18:30 | 18:30 | 20.9931 | 60
2023-01-01 19:00 | 19:00 | 21.0555 | 60
2023-01-01 19:30 | 19:30 | 20.6001 | 60
2023-01-01 20:00 | 20:00 | 19.9244 | 60
2023-01-01 20:30 | 20:30 | 18.8903 | 60
2023-01-01 21:00 | 21:00 | 17.976 | 60
2023-01-01 21:30 | 21:30 | 16.7855 | 60
2023-01-01 22:00 | 22:00 | 15.5821 | 60
2023-01-01 22:30 | 22:30 | 14.8485 | 60
2023-01-01 23:00 | 23:00 | 13.8995 | 60
2023-01-01 23:30 | 23:30 | 12.8928 | 60
2023-01-02 | 0:00 | 12.323 | 60
2023-01-02 00:30 | 0:30 | 11.7915 | 60
2023-01-02 01:00 | 1:00 | 11.2919 | 60
2023-01-02 01:30 | 1:30 | 11.0803 | 60
2023-01-02 02:00 | 2:00 | 10.7457 | 60
2023-01-02 02:30 | 2:30 | 10.6076 | 60
2023-01-02 03:00 | 3:00 | 10.4204 | 60
2023-01-02 03:30 | 3:30 | 10.3343 | 60
2023-01-02 04:00 | 4:00 | 10.3819 | 60
2023-01-02 04:30 | 4:30 | 10.1553 | 60
2023-01-02 05:00 | 5:00 | 9.8618 | 60
2023-01-02 05:30 | 5:30 | 8.7303 | 60
2023-01-02 06:00 | 6:00 | 7.453 | 60
2023-01-02 06:30 | 6:30 | 5.8962 | 60
2023-01-02 07:00 | 7:00 | 4.976 | 60
2023-01-02 07:30 | 7:30 | 4.6792 | 60
2023-01-02 08:00 | 8:00 | 6.5512 | 60
2023-01-02 08:30 | 8:30 | 2.8972 | 60
2023-01-02 09:00 | 9:00 | 2.5723 | 60
2023-01-02 09:30 | 9:30 | 2.6236 | 60
2023-01-02 10:00 | 10:00 | 3.0305 | 60
2023-01-02 10:30 | 10:30 | 3.684 | 60
2023-01-02 11:00 | 11:00 | 3.703 | 60
2023-01-02 11:30 | 11:30 | 3.4715 | 60
2023-01-02 12:00 | 12:00 | 2.8357 | 60
2023-01-02 12:30 | 12:30 | 2.8724 | 60
2023-01-02 13:00 | 13:00 | 2.3628 | 60
2023-01-02 13:30 | 13:30 | 3.0222 | 60
2023-01-02 14:00 | 14:00 | 3.2777 | 60
2023-01-02 14:30 | 14:30 | 6.322 | 60
2023-01-02 15:00 | 15:00 | 10.6254 | 60
2023-01-02 15:30 | 15:30 | 9.3266 | 60
2023-01-02 16:00 | 16:00 | 12.0337 | 60
2023-01-02 16:30 | 16:30 | 16.9945 | 60
2023-01-02 17:00 | 17:00 | 18.9996 | 60
2023-01-02 17:30 | 17:30 | 19.6966 | 60
2023-01-02 18:00 | 18:00 | 21.4857 | 60
2023-01-02 18:30 | 18:30 | 21.86 | 60
2023-01-02 19:00 | 19:00 | 21.8502 | 60
2023-01-02 19:30 | 19:30 | 21.3211 | 60
2023-01-02 20:00 | 20:00 | 20.5074 | 60
2023-01-02 20:30 | 20:30 | 19.3561 | 60
2023-01-02 21:00 | 21:00 | 18.1905 | 60
2023-01-02 21:30 | 21:30 | 16.8851 | 60
2023-01-02 22:00 | 22:00 | 15.8391 | 60
2023-01-02 22:30 | 22:30 | 14.7486 | 60
2023-01-02 23:00 | 23:00 | 13.7259 | 60
2023-01-02 23:30 | 23:30 | 12.8228 | 60
2023-01-03 | 0:00 | 12.1101 | 60
2023-01-03 00:30 | 0:30 | 11.535 | 60
2023-01-03 01:00 | 1:00 | 10.9129 | 60
2023-01-03 01:30 | 1:30 | 10.5284 | 60
2023-01-03 02:00 | 2:00 | 10.4994 | 60
2023-01-03 02:30 | 2:30 | 10.4313 | 60
2023-01-03 03:00 | 3:00 | 10.3338 | 60
2023-01-03 03:30 | 3:30 | 10.2937 | 60
2023-01-03 04:00 | 4:00 | 10.2697 | 60
2023-01-03 04:30 | 4:30 | 10.2346 | 60
2023-01-03 05:00 | 5:00 | 9.9815 | 60
2023-01-03 05:30 | 5:30 | 8.7111 | 60
2023-01-03 06:00 | 6:00 | 7.4514 | 60
2023-01-03 06:30 | 6:30 | 6.0812 | 60
2023-01-03 07:00 | 7:00 | 4.688 | 60
2023-01-03 07:30 | 7:30 | 3.68 | 60
2023-01-03 08:00 | 8:00 | 3.3925 | 60
2023-01-03 08:30 | 8:30 | 2.7086 | 60
2023-01-03 09:00 | 9:00 | 3.1127 | 60
2023-01-03 09:30 | 9:30 | 3.2487 | 60
2023-01-03 10:00 | 10:00 | 3.3541 | 60
2023-01-03 10:30 | 10:30 | 3.0231 | 60
2023-01-03 11:00 | 11:00 | 1.753 | 60
2023-01-03 11:30 | 11:30 | 3.1054 | 60
2023-01-03 12:00 | 12:00 | 7.5905 | 60
2023-01-03 12:30 | 12:30 | 4.7914 | 60
2023-01-03 13:00 | 13:00 | 5.307 | 60
2023-01-03 13:30 | 13:30 | 6.7867 | 60
2023-01-03 14:00 | 14:00 | 7.412 | 60
2023-01-03 14:30 | 14:30 | 3.7804 | 60
2023-01-03 15:00 | 15:00 | 6.4215 | 60
2023-01-03 15:30 | 15:30 | 9.7502 | 60
2023-01-03 16:00 | 16:00 | 13.4675 | 60
2023-01-03 16:30 | 16:30 | 17.2121 | 60
2023-01-03 17:00 | 17:00 | 19.9066 | 60
2023-01-03 17:30 | 17:30 | 22.8431 | 60
2023-01-03 18:00 | 18:00 | 24.302 | 60
2023-01-03 18:30 | 18:30 | 24.5317 | 60
2023-01-03 19:00 | 19:00 | 24.2745 | 60
2023-01-03 19:30 | 19:30 | 23.7182 | 60
2023-01-03 20:00 | 20:00 | 22.7661 | 60
2023-01-03 20:30 | 20:30 | 21.4573 | 60
2023-01-03 21:00 | 21:00 | 19.9186 | 60
2023-01-03 21:30 | 21:30 | 18.4113 | 60
2023-01-03 22:00 | 22:00 | 17.006 | 60
2023-01-03 22:30 | 22:30 | 15.7741 | 60
2023-01-03 23:00 | 23:00 | 14.6936 | 60
2023-01-03 23:30 | 23:30 | 13.6884 | 60
2023-01-04 | 0:00 | 12.7849 | 60
2023-01-04 00:30 | 0:30 | 12.1772 | 60
2023-01-04 01:00 | 1:00 | 11.8906 | 60
2023-01-04 01:30 | 1:30 | 11.5571 | 60
2023-01-04 02:00 | 2:00 | 11.253 | 60
2023-01-04 02:30 | 2:30 | 10.9668 | 60
2023-01-04 03:00 | 3:00 | 10.732 | 60
2023-01-04 03:30 | 3:30 | 10.7478 | 60
2023-01-04 04:00 | 4:00 | 10.7594 | 60
2023-01-04 04:30 | 4:30 | 10.7221 | 60
2023-01-04 05:00 | 5:00 | 10.6113 | 60
2023-01-04 05:30 | 5:30 | 9.6585 | 60
2023-01-04 06:00 | 6:00 | 8.5456 | 60
2023-01-04 06:30 | 6:30 | 7.1909 | 60
2023-01-04 07:00 | 7:00 | 5.7052 | 60
2023-01-04 07:30 | 7:30 | 4.3631 | 60
2023-01-04 08:00 | 8:00 | 3.4016 | 60
2023-01-04 08:30 | 8:30 | 2.5708 | 60
2023-01-04 09:00 | 9:00 | 2.0803 | 60
2023-01-04 09:30 | 9:30 | 1.6508 | 60
2023-01-04 10:00 | 10:00 | 1.6748 | 60
2023-01-04 10:30 | 10:30 | 1.7885 | 60
2023-01-04 11:00 | 11:00 | 2.1451 | 60
2023-01-04 11:30 | 11:30 | 3.0721 | 60
2023-01-04 12:00 | 12:00 | 3.5707 | 60
2023-01-04 12:30 | 12:30 | 4.5197 | 60
2023-01-04 13:00 | 13:00 | 5.7401 | 60
2023-01-04 13:30 | 13:30 | 7.2232 | 60
2023-01-04 14:00 | 14:00 | 10.7835 | 60
2023-01-04 14:30 | 14:30 | 20.8139 | 60
2023-01-04 15:00 | 15:00 | 26.153 | 60
2023-01-04 15:30 | 15:30 | 20.8562 | 60
2023-01-04 16:00 | 16:00 | 19.516 | 60
2023-01-04 16:30 | 16:30 | 21.7127 | 60
2023-01-04 17:00 | 17:00 | 24.8027 | 60
2023-01-04 17:30 | 17:30 | 27.1364 | 60
2023-01-04 18:00 | 18:00 | 28.1367 | 60
2023-01-04 18:30 | 18:30 | 28.4029 | 60
2023-01-04 19:00 | 19:00 | 28.2246 | 60
2023-01-04 19:30 | 19:30 | 27.2474 | 60
2023-01-04 20:00 | 20:00 | 25.8031 | 60
2023-01-04 20:30 | 20:30 | 24.0768 | 60
2023-01-04 21:00 | 21:00 | 22.7064 | 60
2023-01-04 21:30 | 21:30 | 20.8238 | 60
2023-01-04 22:00 | 22:00 | 19.0318 | 60
2023-01-04 22:30 | 22:30 | 17.9969 | 60
2023-01-04 23:00 | 23:00 | 16.5831 | 60
2023-01-04 23:30 | 23:30 | 15.4621 | 60
2023-01-05 | 0:00 | 14.5209 | 60
2023-01-05 00:30 | 0:30 | 13.6391 | 60
2023-01-05 01:00 | 1:00 | 13.0055 | 60
2023-01-05 01:30 | 1:30 | 12.3591 | 60
2023-01-05 02:00 | 2:00 | 12.0774 | 60
2023-01-05 02:30 | 2:30 | 11.792 | 60
2023-01-05 03:00 | 3:00 | 11.6498 | 60
2023-01-05 03:30 | 3:30 | 11.5877 | 60
2023-01-05 04:00 | 4:00 | 11.6693 | 60
2023-01-05 04:30 | 4:30 | 11.6265 | 60
2023-01-05 05:00 | 5:00 | 11.7958 | 60
2023-01-05 05:30 | 5:30 | 11.8403 | 60
2023-01-05 06:00 | 6:00 | 11.8364 | 60
2023-01-05 06:30 | 6:30 | 11.9875 | 60
2023-01-05 07:00 | 7:00 | 11.7213 | 60
2023-01-05 07:30 | 7:30 | 10.284 | 60
2023-01-05 08:00 | 8:00 | 12.7207 | 60
2023-01-05 08:30 | 8:30 | 13.7239 | 60
2023-01-05 09:00 | 9:00 | 11.3548 | 60
2023-01-05 09:30 | 9:30 | 11.0805 | 60
2023-01-05 10:00 | 10:00 | 11.5002 | 60
2023-01-05 10:30 | 10:30 | 10.5744 | 60
2023-01-05 11:00 | 11:00 | 11.8169 | 60
2023-01-05 11:30 | 11:30 | 13.5639 | 60
2023-01-05 12:00 | 12:00 | 14.826 | 60
2023-01-05 12:30 | 12:30 | 14.7355 | 60
2023-01-05 13:00 | 13:00 | 13.0478 | 60
2023-01-05 13:30 | 13:30 | 14.3316 | 60
2023-01-05 14:00 | 14:00 | 11.3338 | 60
2023-01-05 14:30 | 14:30 | 11.337 | 60
2023-01-05 15:00 | 15:00 | 14.4409 | 60
2023-01-05 15:30 | 15:30 | 19.3781 | 60
2023-01-05 16:00 | 16:00 | 20.5409 | 60
2023-01-05 16:30 | 16:30 | 21.5225 | 60
2023-01-05 17:00 | 17:00 | 22.6926 | 60
2023-01-05 17:30 | 17:30 | 22.8794 | 60
2023-01-05 18:00 | 18:00 | 23.3258 | 60
2023-01-05 18:30 | 18:30 | 23.6167 | 60
2023-01-05 19:00 | 19:00 | 23.5708 | 60
2023-01-05 19:30 | 19:30 | 22.6727 | 60
2023-01-05 20:00 | 20:00 | 21.3749 | 60
2023-01-05 20:30 | 20:30 | 19.7576 | 60
2023-01-05 21:00 | 21:00 | 18.7164 | 60
2023-01-05 21:30 | 21:30 | 17.5989 | 60
2023-01-05 22:00 | 22:00 | 16.3335 | 60
2023-01-05 22:30 | 22:30 | 15.5018 | 60
2023-01-05 23:00 | 23:00 | 14.3283 | 60
2023-01-05 23:30 | 23:30 | 13.2789 | 60
2023-01-06 | 0:00 | 12.5878 | 60
2023-01-06 00:30 | 0:30 | 11.965 | 60
2023-01-06 01:00 | 1:00 | 11.527 | 60
2023-01-06 01:30 | 1:30 | 11.2382 | 60
2023-01-06 02:00 | 2:00 | 11.0456 | 60
2023-01-06 02:30 | 2:30 | 10.8434 | 60
2023-01-06 03:00 | 3:00 | 10.733 | 60
2023-01-06 03:30 | 3:30 | 10.6009 | 60
2023-01-06 04:00 | 4:00 | 10.6719 | 60
2023-01-06 04:30 | 4:30 | 10.6933 | 60
2023-01-06 05:00 | 5:00 | 10.6809 | 60
2023-01-06 05:30 | 5:30 | 9.7491 | 60
2023-01-06 06:00 | 6:00 | 8.1613 | 60
2023-01-06 06:30 | 6:30 | 6.5738 | 60
2023-01-06 07:00 | 7:00 | 5.2851 | 60
2023-01-06 07:30 | 7:30 | 3.8269 | 60
2023-01-06 08:00 | 8:00 | 2.9579 | 60
2023-01-06 08:30 | 8:30 | 2.5719 | 60
2023-01-06 09:00 | 9:00 | 2.9246 | 60
2023-01-06 09:30 | 9:30 | 3.087 | 60
2023-01-06 10:00 | 10:00 | 2.4844 | 60
2023-01-06 10:30 | 10:30 | 2.0964 | 60
2023-01-06 11:00 | 11:00 | 2.159 | 60
2023-01-06 11:30 | 11:30 | 2.3207 | 60
2023-01-06 12:00 | 12:00 | 1.4826 | 60
2023-01-06 12:30 | 12:30 | 1.6313 | 60
2023-01-06 13:00 | 13:00 | 4.5805 | 60
2023-01-06 13:30 | 13:30 | 4.4377 | 60
2023-01-06 14:00 | 14:00 | 6.0772 | 60
2023-01-06 14:30 | 14:30 | 9.9391 | 60
2023-01-06 15:00 | 15:00 | 11.4063 | 60
2023-01-06 15:30 | 15:30 | 9.5053 | 60
2023-01-06 16:00 | 16:00 | 12.9854 | 60
2023-01-06 16:30 | 16:30 | 16.0994 | 60
2023-01-06 17:00 | 17:00 | 18.1527 | 60
2023-01-06 17:30 | 17:30 | 19.5753 | 60
2023-01-06 18:00 | 18:00 | 21.2753 | 60
2023-01-06 18:30 | 18:30 | 21.9559 | 60
2023-01-06 19:00 | 19:00 | 21.8201 | 60
2023-01-06 19:30 | 19:30 | 21.2996 | 60
2023-01-06 20:00 | 20:00 | 20.5121 | 60
2023-01-06 20:30 | 20:30 | 19.4436 | 60
2023-01-06 21:00 | 21:00 | 18.4293 | 60
2023-01-06 21:30 | 21:30 | 17.2697 | 60
2023-01-06 22:00 | 22:00 | 16.0643 | 60
2023-01-06 22:30 | 22:30 | 15.3892 | 60
2023-01-06 23:00 | 23:00 | 14.3134 | 60
2023-01-06 23:30 | 23:30 | 13.5005 | 60
2023-01-07 | 0:00 | 12.7846 | 60
2023-01-07 00:30 | 0:30 | 11.9475 | 60
2023-01-07 01:00 | 1:00 | 11.6352 | 60
2023-01-07 01:30 | 1:30 | 11.2311 | 60
2023-01-07 02:00 | 2:00 | 10.9894 | 60
2023-01-07 02:30 | 2:30 | 10.771 | 60
2023-01-07 03:00 | 3:00 | 10.4975 | 60
2023-01-07 03:30 | 3:30 | 10.4429 | 60
2023-01-07 04:00 | 4:00 | 10.3993 | 60
2023-01-07 04:30 | 4:30 | 10.2794 | 60
2023-01-07 05:00 | 5:00 | 10.0463 | 60
2023-01-07 05:30 | 5:30 | 8.8285 | 60
2023-01-07 06:00 | 6:00 | 7.6431 | 60
2023-01-07 06:30 | 6:30 | 6.2186 | 60
2023-01-07 07:00 | 7:00 | 4.8296 | 60
2023-01-07 07:30 | 7:30 | 3.5927 | 60
2023-01-07 08:00 | 8:00 | 3.2946 | 60
2023-01-07 08:30 | 8:30 | 2.8519 | 60
2023-01-07 09:00 | 9:00 | 2.5413 | 60
2023-01-07 09:30 | 9:30 | 3.1392 | 60
2023-01-07 10:00 | 10:00 | 2.4786 | 60
2023-01-07 10:30 | 10:30 | 2.84 | 60
2023-01-07 11:00 | 11:00 | 2.8653 | 60
2023-01-07 11:30 | 11:30 | 2.6327 | 60
2023-01-07 12:00 | 12:00 | 5.1598 | 60
2023-01-07 12:30 | 12:30 | 5.8966 | 60
2023-01-07 13:00 | 13:00 | 4.081 | 60
2023-01-07 13:30 | 13:30 | 1.746 | 60
2023-01-07 14:00 | 14:00 | 5.584 | 60
2023-01-07 14:30 | 14:30 | 4.6096 | 60
2023-01-07 15:00 | 15:00 | 7.4278 | 60
2023-01-07 15:30 | 15:30 | 14.2982 | 60
2023-01-07 16:00 | 16:00 | 15.4584 | 60
2023-01-07 16:30 | 16:30 | 18.3421 | 60
2023-01-07 17:00 | 17:00 | 18.9986 | 60
2023-01-07 17:30 | 17:30 | 19.7422 | 60
2023-01-07 18:00 | 18:00 | 20.6432 | 60
2023-01-07 18:30 | 18:30 | 21.5488 | 60
2023-01-07 19:00 | 19:00 | 21.4774 | 60
2023-01-07 19:30 | 19:30 | 21.1557 | 60
2023-01-07 20:00 | 20:00 | 20.4285 | 60
2023-01-07 20:30 | 20:30 | 19.3873 | 60
2023-01-07 21:00 | 21:00 | 18.3463 | 60
2023-01-07 21:30 | 21:30 | 17.4104 | 60
2023-01-07 22:00 | 22:00 | 16.2636 | 60
2023-01-07 22:30 | 22:30 | 15.6174 | 60
2023-01-07 23:00 | 23:00 | 14.4971 | 60
2023-01-07 23:30 | 23:30 | 13.5428 | 60
2023-01-08 | 0:00 | 12.8015 | 60
2023-01-08 00:30 | 0:30 | 12.1377 | 60
2023-01-08 01:00 | 1:00 | 11.6309 | 60
2023-01-08 01:30 | 1:30 | 11.4157 | 60
2023-01-08 02:00 | 2:00 | 11.1273 | 60
2023-01-08 02:30 | 2:30 | 10.9634 | 60
2023-01-08 03:00 | 3:00 | 10.6515 | 60
2023-01-08 03:30 | 3:30 | 10.5365 | 60
2023-01-08 04:00 | 4:00 | 10.6018 | 60
2023-01-08 04:30 | 4:30 | 10.4332 | 60
2023-01-08 05:00 | 5:00 | 10.2683 | 60
2023-01-08 05:30 | 5:30 | 9.0262 | 60
2023-01-08 06:00 | 6:00 | 7.5187 | 60
2023-01-08 06:30 | 6:30 | 6.1156 | 60
2023-01-08 07:00 | 7:00 | 4.7973 | 60
2023-01-08 07:30 | 7:30 | 3.7491 | 60
2023-01-08 08:00 | 8:00 | 3.2407 | 60
2023-01-08 08:30 | 8:30 | 2.7066 | 60
2023-01-08 09:00 | 9:00 | 2.5248 | 60
2023-01-08 09:30 | 9:30 | 2.2419 | 60
2023-01-08 10:00 | 10:00 | 2.4237 | 60
2023-01-08 10:30 | 10:30 | 4.8089 | 60
2023-01-08 11:00 | 11:00 | 6.3758 | 60
2023-01-08 11:30 | 11:30 | 8.0086 | 60
2023-01-08 12:00 | 12:00 | 8.8794 | 60
2023-01-08 12:30 | 12:30 | 5.583 | 60
2023-01-08 13:00 | 13:00 | 4.9924 | 60
2023-01-08 13:30 | 13:30 | 5.7828 | 60
2023-01-08 14:00 | 14:00 | 7.4326 | 60
2023-01-08 14:30 | 14:30 | 8.0426 | 60
2023-01-08 15:00 | 15:00 | 11.8122 | 60
2023-01-08 15:30 | 15:30 | 12.2286 | 60
2023-01-08 16:00 | 16:00 | 14.4528 | 60
2023-01-08 16:30 | 16:30 | 17.3584 | 60
2023-01-08 17:00 | 17:00 | 20.7539 | 60
2023-01-08 17:30 | 17:30 | 22.4318 | 60
2023-01-08 18:00 | 18:00 | 23.0459 | 60
2023-01-08 18:30 | 18:30 | 23.1428 | 60
2023-01-08 19:00 | 19:00 | 23.241 | 60
2023-01-08 19:30 | 19:30 | 22.5175 | 60
2023-01-08 20:00 | 20:00 | 21.4116 | 60
2023-01-08 20:30 | 20:30 | 20.1176 | 60
2023-01-08 21:00 | 21:00 | 19.0826 | 60
2023-01-08 21:30 | 21:30 | 17.7687 | 60
2023-01-08 22:00 | 22:00 | 16.7803 | 60
2023-01-08 22:30 | 22:30 | 15.7202 | 60
2023-01-08 23:00 | 23:00 | 14.5663 | 60
2023-01-08 23:30 | 23:30 | 13.4283 | 60
2023-01-09 | 0:00 | 12.8276 | 60
2023-01-09 00:30 | 0:30 | 12.3241 | 60
2023-01-09 01:00 | 1:00 | 11.8028 | 60
2023-01-09 01:30 | 1:30 | 11.5733 | 60
2023-01-09 02:00 | 2:00 | 11.2892 | 60
2023-01-09 02:30 | 2:30 | 11.1166 | 60
2023-01-09 03:00 | 3:00 | 10.948 | 60
2023-01-09 03:30 | 3:30 | 10.8157 | 60
2023-01-09 04:00 | 4:00 | 10.9139 | 60
2023-01-09 04:30 | 4:30 | 11.0235 | 60
2023-01-09 05:00 | 5:00 | 11.197 | 60
2023-01-09 05:30 | 5:30 | 10.7701 | 60
2023-01-09 06:00 | 6:00 | 9.939 | 60
2023-01-09 06:30 | 6:30 | 7.7295 | 60
2023-01-09 07:00 | 7:00 | 5.7276 | 60
2023-01-09 07:30 | 7:30 | 4.1777 | 60
2023-01-09 08:00 | 8:00 | 3.1629 | 60
2023-01-09 08:30 | 8:30 | 2.4927 | 60
2023-01-09 09:00 | 9:00 | 4.1616 | 60
2023-01-09 09:30 | 9:30 | 8.6897 | 60
2023-01-09 10:00 | 10:00 | 4.5295 | 60
2023-01-09 10:30 | 10:30 | 5.1957 | 60
2023-01-09 11:00 | 11:00 | 3.1765 | 60
2023-01-09 11:30 | 11:30 | 2.3509 | 60
2023-01-09 12:00 | 12:00 | 1.1415 | 60
2023-01-09 12:30 | 12:30 | 1.1394 | 60
2023-01-09 13:00 | 13:00 | 1.438 | 60
2023-01-09 13:30 | 13:30 | 2.5957 | 60
2023-01-09 14:00 | 14:00 | 4.4826 | 60
2023-01-09 14:30 | 14:30 | 8.633 | 60
2023-01-09 15:00 | 15:00 | 12.9237 | 60
2023-01-09 15:30 | 15:30 | 12.3203 | 60
2023-01-09 16:00 | 16:00 | 15.117 | 60
2023-01-09 16:30 | 16:30 | 18.4865 | 60
2023-01-09 17:00 | 17:00 | 20.7697 | 60
2023-01-09 17:30 | 17:30 | 23.2536 | 60
2023-01-09 18:00 | 18:00 | 24.8517 | 60
2023-01-09 18:30 | 18:30 | 25.2079 | 60
2023-01-09 19:00 | 19:00 | 24.9025 | 60
2023-01-09 19:30 | 19:30 | 24.0607 | 60
2023-01-09 20:00 | 20:00 | 22.8896 | 60
2023-01-09 20:30 | 20:30 | 21.2179 | 60
2023-01-09 21:00 | 21:00 | 19.5596 | 60
2023-01-09 21:30 | 21:30 | 17.9012 | 60
2023-01-09 22:00 | 22:00 | 16.4192 | 60
2023-01-09 22:30 | 22:30 | 15.3979 | 60
2023-01-09 23:00 | 23:00 | 14.1019 | 60
2023-01-09 23:30 | 23:30 | 13.087 | 60
2023-01-10 | 0:00 | 12.2538 | 60
2023-01-10 00:30 | 0:30 | 11.7077 | 60
2023-01-10 01:00 | 1:00 | 11.3639 | 60
2023-01-10 01:30 | 1:30 | 11.0443 | 60
2023-01-10 02:00 | 2:00 | 10.7768 | 60
2023-01-10 02:30 | 2:30 | 10.5532 | 60
2023-01-10 03:00 | 3:00 | 10.5493 | 60
2023-01-10 03:30 | 3:30 | 10.5219 | 60
2023-01-10 04:00 | 4:00 | 10.6712 | 60
2023-01-10 04:30 | 4:30 | 10.6752 | 60
2023-01-10 05:00 | 5:00 | 10.8092 | 60
2023-01-10 05:30 | 5:30 | 10.1057 | 60
2023-01-10 06:00 | 6:00 | 9.1616 | 60
2023-01-10 06:30 | 6:30 | 5.7455 | 60
2023-01-10 07:00 | 7:00 | 5.4609 | 60
2023-01-10 07:30 | 7:30 | 4.1584 | 60
2023-01-10 08:00 | 8:00 | 3.5518 | 60
2023-01-10 08:30 | 8:30 | 5.6688 | 60
2023-01-10 09:00 | 9:00 | 2.7711 | 60
2023-01-10 09:30 | 9:30 | 2.8777 | 60
2023-01-10 10:00 | 10:00 | 3.0611 | 60
2023-01-10 10:30 | 10:30 | 2.5491 | 60
2023-01-10 11:00 | 11:00 | 2.9234 | 60
2023-01-10 11:30 | 11:30 | 1.8457 | 60
2023-01-10 12:00 | 12:00 | 1.6905 | 60
2023-01-10 12:30 | 12:30 | 1.4897 | 60
2023-01-10 13:00 | 13:00 | 5.954 | 60
2023-01-10 13:30 | 13:30 | 5.2549 | 60
2023-01-10 14:00 | 14:00 | 4.0417 | 60
2023-01-10 14:30 | 14:30 | 3.9123 | 60
2023-01-10 15:00 | 15:00 | 6.6819 | 60
2023-01-10 15:30 | 15:30 | 9.6023 | 60
2023-01-10 16:00 | 16:00 | 12.9063 | 60
2023-01-10 16:30 | 16:30 | 16.5103 | 60
2023-01-10 17:00 | 17:00 | 19.4312 | 60
2023-01-10 17:30 | 17:30 | 21.716 | 60
2023-01-10 18:00 | 18:00 | 23.2584 | 60
2023-01-10 18:30 | 18:30 | 24.2766 | 60
2023-01-10 19:00 | 19:00 | 23.9784 | 60
2023-01-10 19:30 | 19:30 | 23.093 | 60
2023-01-10 20:00 | 20:00 | 22.1476 | 60
2023-01-10 20:30 | 20:30 | 20.7477 | 60
2023-01-10 21:00 | 21:00 | 19.3427 | 60
2023-01-10 21:30 | 21:30 | 17.9893 | 60
2023-01-10 22:00 | 22:00 | 16.4995 | 60
2023-01-10 22:30 | 22:30 | 15.6274 | 60
2023-01-10 23:00 | 23:00 | 14.4921 | 60
2023-01-10 23:30 | 23:30 | 13.5013 | 60
2023-01-11 | 0:00 | 12.5814 | 60
2023-01-11 00:30 | 0:30 | 12.0325 | 60
2023-01-11 01:00 | 1:00 | 11.6767 | 60
2023-01-11 01:30 | 1:30 | 11.4166 | 60
2023-01-11 02:00 | 2:00 | 11.0988 | 60
2023-01-11 02:30 | 2:30 | 10.8406 | 60
2023-01-11 03:00 | 3:00 | 10.7915 | 60
2023-01-11 03:30 | 3:30 | 10.7785 | 60
2023-01-11 04:00 | 4:00 | 10.7561 | 60
2023-01-11 04:30 | 4:30 | 10.8874 | 60
2023-01-11 05:00 | 5:00 | 10.981 | 60
2023-01-11 05:30 | 5:30 | 10.1434 | 60
2023-01-11 06:00 | 6:00 | 9.0326 | 60
2023-01-11 06:30 | 6:30 | 7.3666 | 60
2023-01-11 07:00 | 7:00 | 5.7378 | 60
2023-01-11 07:30 | 7:30 | 5.0457 | 60
2023-01-11 08:00 | 8:00 | 4.3845 | 60
2023-01-11 08:30 | 8:30 | 2.9317 | 60
2023-01-11 09:00 | 9:00 | 2.7199 | 60
2023-01-11 09:30 | 9:30 | 3.3983 | 60
2023-01-11 10:00 | 10:00 | 2.267 | 60
2023-01-11 10:30 | 10:30 | 2.7552 | 60
2023-01-11 11:00 | 11:00 | 6.1193 | 60
2023-01-11 11:30 | 11:30 | 4.5111 | 60
2023-01-11 12:00 | 12:00 | 3.2499 | 60
2023-01-11 12:30 | 12:30 | 6.0178 | 60
2023-01-11 13:00 | 13:00 | 9.9532 | 60
2023-01-11 13:30 | 13:30 | 7.4691 | 60
2023-01-11 14:00 | 14:00 | 8.6497 | 60
2023-01-11 14:30 | 14:30 | 7.3302 | 60
2023-01-11 15:00 | 15:00 | 11.5322 | 60
2023-01-11 15:30 | 15:30 | 13.9244 | 60
2023-01-11 16:00 | 16:00 | 11.6034 | 60
2023-01-11 16:30 | 16:30 | 15.4639 | 60
2023-01-11 17:00 | 17:00 | 18.0845 | 60
2023-01-11 17:30 | 17:30 | 20.6365 | 60
2023-01-11 18:00 | 18:00 | 22.2807 | 60
2023-01-11 18:30 | 18:30 | 22.9646 | 60
2023-01-11 19:00 | 19:00 | 23.0837 | 60
2023-01-11 19:30 | 19:30 | 22.5494 | 60
2023-01-11 20:00 | 20:00 | 21.6884 | 60
2023-01-11 20:30 | 20:30 | 20.1945 | 60
2023-01-11 21:00 | 21:00 | 19.1792 | 60
2023-01-11 21:30 | 21:30 | 17.7435 | 60
2023-01-11 22:00 | 22:00 | 16.5189 | 60
2023-01-11 22:30 | 22:30 | 15.4476 | 60
2023-01-11 23:00 | 23:00 | 14.2749 | 60
2023-01-11 23:30 | 23:30 | 13.1612 | 60
2023-01-12 | 0:00 | 12.3489 | 60
2023-01-12 00:30 | 0:30 | 11.9065 | 60
2023-01-12 01:00 | 1:00 | 11.5995 | 60
2023-01-12 01:30 | 1:30 | 11.2869 | 60
2023-01-12 02:00 | 2:00 | 11.0827 | 60
2023-01-12 02:30 | 2:30 | 10.9173 | 60
2023-01-12 03:00 | 3:00 | 10.9197 | 60
2023-01-12 03:30 | 3:30 | 10.7517 | 60
2023-01-12 04:00 | 4:00 | 10.9089 | 60
2023-01-12 04:30 | 4:30 | 11.0104 | 60
2023-01-12 05:00 | 5:00 | 10.8957 | 60
2023-01-12 05:30 | 5:30 | 9.5373 | 60
2023-01-12 06:00 | 6:00 | 9.3163 | 60
2023-01-12 06:30 | 6:30 | 9.3586 | 60
2023-01-12 07:00 | 7:00 | 8.2862 | 60
2023-01-12 07:30 | 7:30 | 6.3442 | 60
2023-01-12 08:00 | 8:00 | 5.8609 | 60
2023-01-12 08:30 | 8:30 | 4.5627 | 60
2023-01-12 09:00 | 9:00 | 3.4867 | 60
2023-01-12 09:30 | 9:30 | 3.2491 | 60
2023-01-12 10:00 | 10:00 | 3.0767 | 60
2023-01-12 10:30 | 10:30 | 3.6149 | 60
2023-01-12 11:00 | 11:00 | 3.49 | 60
2023-01-12 11:30 | 11:30 | 3.4155 | 60
2023-01-12 12:00 | 12:00 | 3.3381 | 60
2023-01-12 12:30 | 12:30 | 2.6429 | 60
2023-01-12 13:00 | 13:00 | 5.0336 | 60
2023-01-12 13:30 | 13:30 | 5.4132 | 60
2023-01-12 14:00 | 14:00 | 9.9573 | 60
2023-01-12 14:30 | 14:30 | 9.2833 | 60
2023-01-12 15:00 | 15:00 | 9.4937 | 60
2023-01-12 15:30 | 15:30 | 13.9242 | 60
2023-01-12 16:00 | 16:00 | 15.528 | 60
2023-01-12 16:30 | 16:30 | 17.0625 | 60
2023-01-12 17:00 | 17:00 | 18.0493 | 60
2023-01-12 17:30 | 17:30 | 20.1981 | 60
2023-01-12 18:00 | 18:00 | 21.7078 | 60
2023-01-12 18:30 | 18:30 | 22.2312 | 60
2023-01-12 19:00 | 19:00 | 22.3434 | 60
2023-01-12 19:30 | 19:30 | 21.965 | 60
2023-01-12 20:00 | 20:00 | 21.382 | 60
2023-01-12 20:30 | 20:30 | 20.0877 | 60
2023-01-12 21:00 | 21:00 | 18.8989 | 60
2023-01-12 21:30 | 21:30 | 17.645 | 60
2023-01-12 22:00 | 22:00 | 16.3126 | 60
2023-01-12 22:30 | 22:30 | 15.3545 | 60
2023-01-12 23:00 | 23:00 | 14.2606 | 60
2023-01-12 23:30 | 23:30 | 13.3044 | 60
2023-01-13 | 0:00 | 12.3863 | 60
2023-01-13 00:30 | 0:30 | 11.9421 | 60
2023-01-13 01:00 | 1:00 | 11.6255 | 60
2023-01-13 01:30 | 1:30 | 11.2697 | 60
2023-01-13 02:00 | 2:00 | 10.9706 | 60
2023-01-13 02:30 | 2:30 | 10.8565 | 60
2023-01-13 03:00 | 3:00 | 10.8134 | 60
2023-01-13 03:30 | 3:30 | 10.6882 | 60
2023-01-13 04:00 | 4:00 | 10.7955 | 60
2023-01-13 04:30 | 4:30 | 10.9872 | 60
2023-01-13 05:00 | 5:00 | 11.1156 | 60
2023-01-13 05:30 | 5:30 | 10.8296 | 60
2023-01-13 06:00 | 6:00 | 9.6514 | 60
2023-01-13 06:30 | 6:30 | 7.5468 | 60
2023-01-13 07:00 | 7:00 | 6.6971 | 60
2023-01-13 07:30 | 7:30 | 4.1876 | 60
2023-01-13 08:00 | 8:00 | 3.0922 | 60
2023-01-13 08:30 | 8:30 | 2.3467 | 60
2023-01-13 09:00 | 9:00 | 2.6211 | 60
2023-01-13 09:30 | 9:30 | 3.4722 | 60
2023-01-13 10:00 | 10:00 | 3.9409 | 60
2023-01-13 10:30 | 10:30 | 3.5758 | 60
2023-01-13 11:00 | 11:00 | 3.365 | 60
2023-01-13 11:30 | 11:30 | 3.396 | 60
2023-01-13 12:00 | 12:00 | 2.9097 | 60
2023-01-13 12:30 | 12:30 | 2.3552 | 60
2023-01-13 13:00 | 13:00 | 1.669 | 60
2023-01-13 13:30 | 13:30 | 2.8958 | 60
2023-01-13 14:00 | 14:00 | 3.2107 | 60
2023-01-13 14:30 | 14:30 | 7.8293 | 60
2023-01-13 15:00 | 15:00 | 10.6932 | 60
2023-01-13 15:30 | 15:30 | 12.7439 | 60
2023-01-13 16:00 | 16:00 | 16.6125 | 60
2023-01-13 16:30 | 16:30 | 17.5666 | 60
2023-01-13 17:00 | 17:00 | 18.2732 | 60
2023-01-13 17:30 | 17:30 | 19.9324 | 60
2023-01-13 18:00 | 18:00 | 20.6906 | 60
2023-01-13 18:30 | 18:30 | 21.746 | 60
2023-01-13 19:00 | 19:00 | 21.6883 | 60
2023-01-13 19:30 | 19:30 | 21.3349 | 60
2023-01-13 20:00 | 20:00 | 20.6764 | 60
2023-01-13 20:30 | 20:30 | 19.6441 | 60
2023-01-13 21:00 | 21:00 | 18.8944 | 60
2023-01-13 21:30 | 21:30 | 17.9939 | 60
2023-01-13 22:00 | 22:00 | 16.847 | 60
2023-01-13 22:30 | 22:30 | 16.0936 | 60
2023-01-13 23:00 | 23:00 | 14.9224 | 60
2023-01-13 23:30 | 23:30 | 13.9361 | 60
2023-01-14 | 0:00 | 13.0617 | 60
2023-01-14 00:30 | 0:30 | 12.51 | 60
2023-01-14 01:00 | 1:00 | 12.2246 | 60
2023-01-14 01:30 | 1:30 | 11.7624 | 60
2023-01-14 02:00 | 2:00 | 11.7108 | 60
2023-01-14 02:30 | 2:30 | 11.1574 | 60
2023-01-14 03:00 | 3:00 | 11.0098 | 60
2023-01-14 03:30 | 3:30 | 10.8631 | 60
2023-01-14 04:00 | 4:00 | 10.9294 | 60
2023-01-14 04:30 | 4:30 | 10.9115 | 60
2023-01-14 05:00 | 5:00 | 10.8929 | 60
2023-01-14 05:30 | 5:30 | 10.8507 | 60
2023-01-14 06:00 | 6:00 | 10.6851 | 60
2023-01-14 06:30 | 6:30 | 10.6426 | 60
2023-01-14 07:00 | 7:00 | 10.8982 | 60
2023-01-14 07:30 | 7:30 | 10.6339 | 60
2023-01-14 08:00 | 8:00 | 11.2196 | 60
2023-01-14 08:30 | 8:30 | 11.6806 | 60
2023-01-14 09:00 | 9:00 | 8.6158 | 60
2023-01-14 09:30 | 9:30 | 6.0013 | 60
2023-01-14 10:00 | 10:00 | 3.4483 | 60
2023-01-14 10:30 | 10:30 | 3.7346 | 60
2023-01-14 11:00 | 11:00 | 5.1026 | 60
2023-01-14 11:30 | 11:30 | 6.8586 | 60
2023-01-14 12:00 | 12:00 | 9.6827 | 60
2023-01-14 12:30 | 12:30 | 8.7884 | 60
2023-01-14 13:00 | 13:00 | 9.9543 | 60
2023-01-14 13:30 | 13:30 | 11.3525 | 60
2023-01-14 14:00 | 14:00 | 12.2501 | 60
2023-01-14 14:30 | 14:30 | 7.8602 | 60
2023-01-14 15:00 | 15:00 | 10.9223 | 60
2023-01-14 15:30 | 15:30 | 12.9489 | 60
2023-01-14 16:00 | 16:00 | 13.7815 | 60
2023-01-14 16:30 | 16:30 | 15.7854 | 60
2023-01-14 17:00 | 17:00 | 16.5328 | 60
2023-01-14 17:30 | 17:30 | 17.92 | 60
2023-01-14 18:00 | 18:00 | 19.0624 | 60
2023-01-14 18:30 | 18:30 | 19.4443 | 60
2023-01-14 19:00 | 19:00 | 19.242 | 60
2023-01-14 19:30 | 19:30 | 18.9205 | 60
2023-01-14 20:00 | 20:00 | 18.6208 | 60
2023-01-14 20:30 | 20:30 | 17.7431 | 60
2023-01-14 21:00 | 21:00 | 16.9281 | 60
2023-01-14 21:30 | 21:30 | 16.2321 | 60
2023-01-14 22:00 | 22:00 | 15.4286 | 60
2023-01-14 22:30 | 22:30 | 14.6888 | 60
2023-01-14 23:00 | 23:00 | 13.9352 | 60
2023-01-14 23:30 | 23:30 | 12.9061 | 60
2023-01-15 | 0:00 | 12.1408 | 60
2023-01-15 00:30 | 0:30 | 11.7038 | 60
2023-01-15 01:00 | 1:00 | 11.2593 | 60
2023-01-15 01:30 | 1:30 | 10.9596 | 60
2023-01-15 02:00 | 2:00 | 10.8042 | 60
2023-01-15 02:30 | 2:30 | 10.6309 | 60
2023-01-15 03:00 | 3:00 | 10.5791 | 60
2023-01-15 03:30 | 3:30 | 10.4457 | 60
2023-01-15 04:00 | 4:00 | 10.5897 | 60
2023-01-15 04:30 | 4:30 | 10.3887 | 60
2023-01-15 05:00 | 5:00 | 10.4387 | 60
2023-01-15 05:30 | 5:30 | 9.9241 | 60
2023-01-15 06:00 | 6:00 | 9.4228 | 60
2023-01-15 06:30 | 6:30 | 8.1852 | 60
2023-01-15 07:00 | 7:00 | 5.6613 | 60
2023-01-15 07:30 | 7:30 | 3.9641 | 60
2023-01-15 08:00 | 8:00 | 4.8197 | 60
2023-01-15 08:30 | 8:30 | 3.642 | 60
2023-01-15 09:00 | 9:00 | 2.7329 | 60
2023-01-15 09:30 | 9:30 | 2.8406 | 60
2023-01-15 10:00 | 10:00 | 3.2581 | 60
2023-01-15 10:30 | 10:30 | 2.887 | 60
2023-01-15 11:00 | 11:00 | 2.2212 | 60
2023-01-15 11:30 | 11:30 | 2.0562 | 60
2023-01-15 12:00 | 12:00 | 2.2173 | 60
2023-01-15 12:30 | 12:30 | 1.8835 | 60
2023-01-15 13:00 | 13:00 | 1.8846 | 60
2023-01-15 13:30 | 13:30 | 3.0735 | 60
2023-01-15 14:00 | 14:00 | 3.5149 | 60
2023-01-15 14:30 | 14:30 | 5.1167 | 60
2023-01-15 15:00 | 15:00 | 7.2099 | 60
2023-01-15 15:30 | 15:30 | 13.6984 | 60
2023-01-15 16:00 | 16:00 | 16.479 | 60
2023-01-15 16:30 | 16:30 | 17.7933 | 60
2023-01-15 17:00 | 17:00 | 19.1794 | 60
2023-01-15 17:30 | 17:30 | 21.8169 | 60
2023-01-15 18:00 | 18:00 | 22.4777 | 60
2023-01-15 18:30 | 18:30 | 23.2763 | 60
2023-01-15 19:00 | 19:00 | 23.2881 | 60
2023-01-15 19:30 | 19:30 | 22.853 | 60
2023-01-15 20:00 | 20:00 | 21.8673 | 60
2023-01-15 20:30 | 20:30 | 20.3644 | 60
2023-01-15 21:00 | 21:00 | 19.2158 | 60
2023-01-15 21:30 | 21:30 | 17.995 | 60
2023-01-15 22:00 | 22:00 | 16.5106 | 60
2023-01-15 22:30 | 22:30 | 15.5577 | 60
2023-01-15 23:00 | 23:00 | 14.362 | 60
2023-01-15 23:30 | 23:30 | 13.3516 | 60
2023-01-16 | 0:00 | 12.4876 | 60
2023-01-16 00:30 | 0:30 | 11.908 | 60
2023-01-16 01:00 | 1:00 | 11.5715 | 60
2023-01-16 01:30 | 1:30 | 11.2105 | 60
2023-01-16 02:00 | 2:00 | 11.13 | 60
2023-01-16 02:30 | 2:30 | 10.9435 | 60
2023-01-16 03:00 | 3:00 | 10.914 | 60
2023-01-16 03:30 | 3:30 | 10.8286 | 60
2023-01-16 04:00 | 4:00 | 11.0564 | 60
2023-01-16 04:30 | 4:30 | 11.3221 | 60
2023-01-16 05:00 | 5:00 | 11.3598 | 60
2023-01-16 05:30 | 5:30 | 10.8654 | 60
2023-01-16 06:00 | 6:00 | 11.0024 | 60
2023-01-16 06:30 | 6:30 | 11.9316 | 60
2023-01-16 07:00 | 7:00 | 12.8013 | 60
2023-01-16 07:30 | 7:30 | 11.5192 | 60
2023-01-16 08:00 | 8:00 | 9.3375 | 60
2023-01-16 08:30 | 8:30 | 12.4207 | 60
2023-01-16 09:00 | 9:00 | 13.2786 | 60
2023-01-16 09:30 | 9:30 | 11.9745 | 60
2023-01-16 10:00 | 10:00 | 9.4256 | 60
2023-01-16 10:30 | 10:30 | 6.1952 | 60
2023-01-16 11:00 | 11:00 | 7.2132 | 60
2023-01-16 11:30 | 11:30 | 3.7325 | 60
2023-01-16 12:00 | 12:00 | 5.2099 | 60
2023-01-16 12:30 | 12:30 | 8.384 | 60
2023-01-16 13:00 | 13:00 | 8.1469 | 60
2023-01-16 13:30 | 13:30 | 9.4695 | 60
2023-01-16 14:00 | 14:00 | 8.7269 | 60
2023-01-16 14:30 | 14:30 | 12.3974 | 60
2023-01-16 15:00 | 15:00 | 10.9774 | 60
2023-01-16 15:30 | 15:30 | 16.4527 | 60
2023-01-16 16:00 | 16:00 | 15.1212 | 60
2023-01-16 16:30 | 16:30 | 17.134 | 60
2023-01-16 17:00 | 17:00 | 18.1348 | 60
2023-01-16 17:30 | 17:30 | 20.2369 | 60
2023-01-16 18:00 | 18:00 | 21.8743 | 60
2023-01-16 18:30 | 18:30 | 22.7409 | 60
2023-01-16 19:00 | 19:00 | 23.023 | 60
2023-01-16 19:30 | 19:30 | 22.4496 | 60
2023-01-16 20:00 | 20:00 | 21.5294 | 60
2023-01-16 20:30 | 20:30 | 20.1011 | 60
2023-01-16 21:00 | 21:00 | 19.2337 | 60
2023-01-16 21:30 | 21:30 | 17.8332 | 60
2023-01-16 22:00 | 22:00 | 16.5148 | 60
2023-01-16 22:30 | 22:30 | 15.5012 | 60
2023-01-16 23:00 | 23:00 | 14.4678 | 60
2023-01-16 23:30 | 23:30 | 13.4244 | 60
2023-01-17 | 0:00 | 12.5835 | 60
2023-01-17 00:30 | 0:30 | 12.1661 | 60
2023-01-17 01:00 | 1:00 | 11.8562 | 60
2023-01-17 01:30 | 1:30 | 11.7599 | 60
2023-01-17 02:00 | 2:00 | 11.4766 | 60
2023-01-17 02:30 | 2:30 | 11.1954 | 60
2023-01-17 03:00 | 3:00 | 11.0795 | 60
2023-01-17 03:30 | 3:30 | 11.0531 | 60
2023-01-17 04:00 | 4:00 | 11.2059 | 60
2023-01-17 04:30 | 4:30 | 11.3148 | 60
2023-01-17 05:00 | 5:00 | 11.489 | 60
2023-01-17 05:30 | 5:30 | 11.0642 | 60
2023-01-17 06:00 | 6:00 | 9.8383 | 60
2023-01-17 06:30 | 6:30 | 8.4421 | 60
2023-01-17 07:00 | 7:00 | 6.3981 | 60
2023-01-17 07:30 | 7:30 | 6.3911 | 60
2023-01-17 08:00 | 8:00 | 4.5274 | 60
2023-01-17 08:30 | 8:30 | 6.376 | 60
2023-01-17 09:00 | 9:00 | 3.3816 | 60
2023-01-17 09:30 | 9:30 | 2.4914 | 60
2023-01-17 10:00 | 10:00 | 2.1237 | 60
2023-01-17 10:30 | 10:30 | 2.9458 | 60
2023-01-17 11:00 | 11:00 | 2.8032 | 60
2023-01-17 11:30 | 11:30 | 3.0946 | 60
2023-01-17 12:00 | 12:00 | 4.7077 | 60
2023-01-17 12:30 | 12:30 | 2.547 | 60
2023-01-17 13:00 | 13:00 | 4.0701 | 60
2023-01-17 13:30 | 13:30 | 3.8513 | 60
2023-01-17 14:00 | 14:00 | 3.4718 | 60
2023-01-17 14:30 | 14:30 | 4.7385 | 60
2023-01-17 15:00 | 15:00 | 9.3518 | 60
2023-01-17 15:30 | 15:30 | 10.4154 | 60
2023-01-17 16:00 | 16:00 | 16.1834 | 60
2023-01-17 16:30 | 16:30 | 14.7909 | 60
2023-01-17 17:00 | 17:00 | 17.1049 | 60
2023-01-17 17:30 | 17:30 | 21.3602 | 60
2023-01-17 18:00 | 18:00 | 22.8684 | 60
2023-01-17 18:30 | 18:30 | 23.874 | 60
2023-01-17 19:00 | 19:00 | 24.0819 | 60
2023-01-17 19:30 | 19:30 | 23.6087 | 60
2023-01-17 20:00 | 20:00 | 22.5894 | 60
2023-01-17 20:30 | 20:30 | 21.2153 | 60
2023-01-17 21:00 | 21:00 | 19.8077 | 60
2023-01-17 21:30 | 21:30 | 18.1448 | 60
2023-01-17 22:00 | 22:00 | 16.6709 | 60
2023-01-17 22:30 | 22:30 | 15.6871 | 60
2023-01-17 23:00 | 23:00 | 14.4498 | 60
2023-01-17 23:30 | 23:30 | 13.4331 | 60
2023-01-18 | 0:00 | 12.5124 | 60
2023-01-18 00:30 | 0:30 | 12.1227 | 60
2023-01-18 01:00 | 1:00 | 11.7163 | 60
2023-01-18 01:30 | 1:30 | 11.5533 | 60
2023-01-18 02:00 | 2:00 | 11.3483 | 60
2023-01-18 02:30 | 2:30 | 11.0066 | 60
2023-01-18 03:00 | 3:00 | 10.9526 | 60
2023-01-18 03:30 | 3:30 | 10.8664 | 60
2023-01-18 04:00 | 4:00 | 10.9611 | 60
2023-01-18 04:30 | 4:30 | 11.1964 | 60
2023-01-18 05:00 | 5:00 | 11.6207 | 60
2023-01-18 05:30 | 5:30 | 11.1721 | 60
2023-01-18 06:00 | 6:00 | 11.3303 | 60
2023-01-18 06:30 | 6:30 | 10.4685 | 60
2023-01-18 07:00 | 7:00 | 8.8036 | 60
2023-01-18 07:30 | 7:30 | 5.2289 | 60
2023-01-18 08:00 | 8:00 | 4.8494 | 60
2023-01-18 08:30 | 8:30 | 5.2125 | 60
2023-01-18 09:00 | 9:00 | 5.6411 | 60
2023-01-18 09:30 | 9:30 | 2.5747 | 60
2023-01-18 10:00 | 10:00 | 3.875 | 60
2023-01-18 10:30 | 10:30 | 2.191 | 60
2023-01-18 11:00 | 11:00 | 2.0769 | 60
2023-01-18 11:30 | 11:30 | 2.1368 | 60
2023-01-18 12:00 | 12:00 | 2.0763 | 60
2023-01-18 12:30 | 12:30 | 2.0425 | 60
2023-01-18 13:00 | 13:00 | 2.4291 | 60
2023-01-18 13:30 | 13:30 | 3.5419 | 60
2023-01-18 14:00 | 14:00 | 2.9018 | 60
2023-01-18 14:30 | 14:30 | 3.9234 | 60
2023-01-18 15:00 | 15:00 | 6.7244 | 60
2023-01-18 15:30 | 15:30 | 9.2792 | 60
2023-01-18 16:00 | 16:00 | 11.8505 | 60
2023-01-18 16:30 | 16:30 | 14.5052 | 60
2023-01-18 17:00 | 17:00 | 17.9879 | 60
2023-01-18 17:30 | 17:30 | 20.9336 | 60
2023-01-18 18:00 | 18:00 | 22.5883 | 60
2023-01-18 18:30 | 18:30 | 23.4128 | 60
2023-01-18 19:00 | 19:00 | 23.2013 | 60
2023-01-18 19:30 | 19:30 | 22.6291 | 60
2023-01-18 20:00 | 20:00 | 21.5356 | 60
2023-01-18 20:30 | 20:30 | 20.2784 | 60
2023-01-18 21:00 | 21:00 | 19.0447 | 60
2023-01-18 21:30 | 21:30 | 17.5603 | 60
2023-01-18 22:00 | 22:00 | 16.1552 | 60
2023-01-18 22:30 | 22:30 | 15.2427 | 60
2023-01-18 23:00 | 23:00 | 14.0496 | 60
2023-01-18 23:30 | 23:30 | 13.0643 | 60
2023-01-19 | 0:00 | 12.2628 | 60
2023-01-19 00:30 | 0:30 | 11.725 | 60
2023-01-19 01:00 | 1:00 | 11.4265 | 60
2023-01-19 01:30 | 1:30 | 11.0432 | 60
2023-01-19 02:00 | 2:00 | 10.8528 | 60
2023-01-19 02:30 | 2:30 | 10.7357 | 60
2023-01-19 03:00 | 3:00 | 10.7067 | 60
2023-01-19 03:30 | 3:30 | 10.6247 | 60
2023-01-19 04:00 | 4:00 | 10.8317 | 60
2023-01-19 04:30 | 4:30 | 10.9247 | 60
2023-01-19 05:00 | 5:00 | 11.0305 | 60
2023-01-19 05:30 | 5:30 | 10.4306 | 60
2023-01-19 06:00 | 6:00 | 9.0888 | 60
2023-01-19 06:30 | 6:30 | 7.465 | 60
2023-01-19 07:00 | 7:00 | 6.1717 | 60
2023-01-19 07:30 | 7:30 | 4.3208 | 60
2023-01-19 08:00 | 8:00 | 3.184 | 60
2023-01-19 08:30 | 8:30 | 2.5231 | 60
2023-01-19 09:00 | 9:00 | 2.4919 | 60
2023-01-19 09:30 | 9:30 | 2.8192 | 60
2023-01-19 10:00 | 10:00 | 2.8592 | 60
2023-01-19 10:30 | 10:30 | 2.855 | 60
2023-01-19 11:00 | 11:00 | 3.7771 | 60
2023-01-19 11:30 | 11:30 | 3.6041 | 60
2023-01-19 12:00 | 12:00 | 2.9202 | 60
2023-01-19 12:30 | 12:30 | 1.8285 | 60
2023-01-19 13:00 | 13:00 | 1.1755 | 60
2023-01-19 13:30 | 13:30 | 1.494 | 60
2023-01-19 14:00 | 14:00 | 3.4357 | 60
2023-01-19 14:30 | 14:30 | 6.0848 | 60
2023-01-19 15:00 | 15:00 | 9.1471 | 60
2023-01-19 15:30 | 15:30 | 12.449 | 60
2023-01-19 16:00 | 16:00 | 16.2711 | 60
2023-01-19 16:30 | 16:30 | 20.0743 | 60
2023-01-19 17:00 | 17:00 | 23.5548 | 60
2023-01-19 17:30 | 17:30 | 25.5109 | 60
2023-01-19 18:00 | 18:00 | 24.8482 | 60
2023-01-19 18:30 | 18:30 | 25.4507 | 60
2023-01-19 19:00 | 19:00 | 25.2605 | 60
2023-01-19 19:30 | 19:30 | 24.7112 | 60
2023-01-19 20:00 | 20:00 | 23.6639 | 60
2023-01-19 20:30 | 20:30 | 22.2997 | 60
2023-01-19 21:00 | 21:00 | 21.1002 | 60
2023-01-19 21:30 | 21:30 | 19.5244 | 60
2023-01-19 22:00 | 22:00 | 18.1643 | 60
2023-01-19 22:30 | 22:30 | 17.0062 | 60
2023-01-19 23:00 | 23:00 | 15.7696 | 60
2023-01-19 23:30 | 23:30 | 14.5013 | 60
2023-01-20 | 0:00 | 13.4014 | 60
2023-01-20 00:30 | 0:30 | 12.7797 | 60
2023-01-20 01:00 | 1:00 | 12.236 | 60
2023-01-20 01:30 | 1:30 | 11.967 | 60
2023-01-20 02:00 | 2:00 | 11.8222 | 60
2023-01-20 02:30 | 2:30 | 11.6515 | 60
2023-01-20 03:00 | 3:00 | 11.4222 | 60
2023-01-20 03:30 | 3:30 | 11.4142 | 60
2023-01-20 04:00 | 4:00 | 11.4392 | 60
2023-01-20 04:30 | 4:30 | 11.6018 | 60
2023-01-20 05:00 | 5:00 | 11.777 | 60
2023-01-20 05:30 | 5:30 | 12.2313 | 60
2023-01-20 06:00 | 6:00 | 13.1654 | 60
2023-01-20 06:30 | 6:30 | 11.3571 | 60
2023-01-20 07:00 | 7:00 | 10.688 | 60
2023-01-20 07:30 | 7:30 | 8.2479 | 60
2023-01-20 08:00 | 8:00 | 7.5691 | 60
2023-01-20 08:30 | 8:30 | 5.0149 | 60
2023-01-20 09:00 | 9:00 | 3.5401 | 60
2023-01-20 09:30 | 9:30 | 3.4372 | 60
2023-01-20 10:00 | 10:00 | 3.8783 | 60
2023-01-20 10:30 | 10:30 | 3.8302 | 60
2023-01-20 11:00 | 11:00 | 4.8193 | 60
2023-01-20 11:30 | 11:30 | 3.188 | 60
2023-01-20 12:00 | 12:00 | 2.3591 | 60
2023-01-20 12:30 | 12:30 | 5.013 | 60
2023-01-20 13:00 | 13:00 | 10.4661 | 60
2023-01-20 13:30 | 13:30 | 6.6352 | 60
2023-01-20 14:00 | 14:00 | 9.895 | 60
2023-01-20 14:30 | 14:30 | 8.8701 | 60
2023-01-20 15:00 | 15:00 | 12.1937 | 60
2023-01-20 15:30 | 15:30 | 12.3132 | 60
2023-01-20 16:00 | 16:00 | 11.6384 | 60
2023-01-20 16:30 | 16:30 | 11.9669 | 60
2023-01-20 17:00 | 17:00 | 17.6657 | 60
2023-01-20 17:30 | 17:30 | 18.739 | 60
2023-01-20 18:00 | 18:00 | 19.531 | 60
2023-01-20 18:30 | 18:30 | 20.4867 | 60
2023-01-20 19:00 | 19:00 | 20.7372 | 60
2023-01-20 19:30 | 19:30 | 20.1111 | 60
2023-01-20 20:00 | 20:00 | 19.6191 | 60
2023-01-20 20:30 | 20:30 | 18.7082 | 60
2023-01-20 21:00 | 21:00 | 17.8943 | 60
2023-01-20 21:30 | 21:30 | 16.7317 | 60
2023-01-20 22:00 | 22:00 | 15.6667 | 60
2023-01-20 22:30 | 22:30 | 15.0054 | 60
2023-01-20 23:00 | 23:00 | 13.9806 | 60
2023-01-20 23:30 | 23:30 | 13.0322 | 60
2023-01-21 | 0:00 | 12.2586 | 60
2023-01-21 00:30 | 0:30 | 11.7381 | 60
2023-01-21 01:00 | 1:00 | 11.3846 | 60
2023-01-21 01:30 | 1:30 | 11.0698 | 60
2023-01-21 02:00 | 2:00 | 10.987 | 60
2023-01-21 02:30 | 2:30 | 10.8444 | 60
2023-01-21 03:00 | 3:00 | 10.717 | 60
2023-01-21 03:30 | 3:30 | 10.6092 | 60
2023-01-21 04:00 | 4:00 | 10.5948 | 60
2023-01-21 04:30 | 4:30 | 10.6549 | 60
2023-01-21 05:00 | 5:00 | 10.5015 | 60
2023-01-21 05:30 | 5:30 | 9.8794 | 60
2023-01-21 06:00 | 6:00 | 8.4787 | 60
2023-01-21 06:30 | 6:30 | 6.9452 | 60
2023-01-21 07:00 | 7:00 | 5.4591 | 60
2023-01-21 07:30 | 7:30 | 4.0309 | 60
2023-01-21 08:00 | 8:00 | 3.1374 | 60
2023-01-21 08:30 | 8:30 | 2.5823 | 60
2023-01-21 09:00 | 9:00 | 3.1176 | 60
2023-01-21 09:30 | 9:30 | 3.0579 | 60
2023-01-21 10:00 | 10:00 | 3.0424 | 60
2023-01-21 10:30 | 10:30 | 2.3974 | 60
2023-01-21 11:00 | 11:00 | 2.2742 | 60
2023-01-21 11:30 | 11:30 | 2.8775 | 60
2023-01-21 12:00 | 12:00 | 2.6281 | 60
2023-01-21 12:30 | 12:30 | 2.7342 | 60
2023-01-21 13:00 | 13:00 | 2.1985 | 60
2023-01-21 13:30 | 13:30 | 1.9277 | 60
2023-01-21 14:00 | 14:00 | 1.6908 | 60
2023-01-21 14:30 | 14:30 | 2.6134 | 60
2023-01-21 15:00 | 15:00 | 4.9647 | 60
2023-01-21 15:30 | 15:30 | 7.3712 | 60
2023-01-21 16:00 | 16:00 | 10.3918 | 60
2023-01-21 16:30 | 16:30 | 13.7517 | 60
2023-01-21 17:00 | 17:00 | 16.6763 | 60
2023-01-21 17:30 | 17:30 | 19.3248 | 60
2023-01-21 18:00 | 18:00 | 20.6275 | 60
2023-01-21 18:30 | 18:30 | 21.5232 | 60
2023-01-21 19:00 | 19:00 | 21.7148 | 60
2023-01-21 19:30 | 19:30 | 21.2529 | 60
2023-01-21 20:00 | 20:00 | 20.3704 | 60
2023-01-21 20:30 | 20:30 | 19.2604 | 60
2023-01-21 21:00 | 21:00 | 18.3602 | 60
2023-01-21 21:30 | 21:30 | 17.3696 | 60
2023-01-21 22:00 | 22:00 | 16.2933 | 60
2023-01-21 22:30 | 22:30 | 15.5859 | 60
2023-01-21 23:00 | 23:00 | 14.4573 | 60
2023-01-21 23:30 | 23:30 | 13.6532 | 60
2023-01-22 | 0:00 | 12.8301 | 60
2023-01-22 00:30 | 0:30 | 12.1287 | 60
2023-01-22 01:00 | 1:00 | 11.7077 | 60
2023-01-22 01:30 | 1:30 | 11.4293 | 60
2023-01-22 02:00 | 2:00 | 10.9808 | 60
2023-01-22 02:30 | 2:30 | 10.8649 | 60
2023-01-22 03:00 | 3:00 | 10.6815 | 60
2023-01-22 03:30 | 3:30 | 10.6789 | 60
2023-01-22 04:00 | 4:00 | 10.505 | 60
2023-01-22 04:30 | 4:30 | 10.5214 | 60
2023-01-22 05:00 | 5:00 | 10.3601 | 60
2023-01-22 05:30 | 5:30 | 10.0865 | 60
2023-01-22 06:00 | 6:00 | 9.3101 | 60
2023-01-22 06:30 | 6:30 | 6.2011 | 60
2023-01-22 07:00 | 7:00 | 5.6651 | 60
2023-01-22 07:30 | 7:30 | 5.3418 | 60
2023-01-22 08:00 | 8:00 | 5.0798 | 60
2023-01-22 08:30 | 8:30 | 3.7052 | 60
2023-01-22 09:00 | 9:00 | 3.7111 | 60
2023-01-22 09:30 | 9:30 | 2.7508 | 60
2023-01-22 10:00 | 10:00 | 4.4419 | 60
2023-01-22 10:30 | 10:30 | 4.2209 | 60
2023-01-22 11:00 | 11:00 | 2.5793 | 60
2023-01-22 11:30 | 11:30 | 2.4838 | 60
2023-01-22 12:00 | 12:00 | 4.3762 | 60
2023-01-22 12:30 | 12:30 | 6.0522 | 60
2023-01-22 13:00 | 13:00 | 4.4241 | 60
2023-01-22 13:30 | 13:30 | 6.4795 | 60
2023-01-22 14:00 | 14:00 | 5.9726 | 60
2023-01-22 14:30 | 14:30 | 8.634 | 60
2023-01-22 15:00 | 15:00 | 11.0225 | 60
2023-01-22 15:30 | 15:30 | 17.0633 | 60
2023-01-22 16:00 | 16:00 | 16.869 | 60
2023-01-22 16:30 | 16:30 | 17.4361 | 60
2023-01-22 17:00 | 17:00 | 21.1155 | 60
2023-01-22 17:30 | 17:30 | 23.4129 | 60
2023-01-22 18:00 | 18:00 | 24.7789 | 60
2023-01-22 18:30 | 18:30 | 24.8727 | 60
2023-01-22 19:00 | 19:00 | 24.732 | 60
2023-01-22 19:30 | 19:30 | 24.0191 | 60
2023-01-22 20:00 | 20:00 | 22.8768 | 60
2023-01-22 20:30 | 20:30 | 21.3831 | 60
2023-01-22 21:00 | 21:00 | 19.8129 | 60
2023-01-22 21:30 | 21:30 | 18.2691 | 60
2023-01-22 22:00 | 22:00 | 16.674 | 60
2023-01-22 22:30 | 22:30 | 15.562 | 60
2023-01-22 23:00 | 23:00 | 14.2837 | 60
2023-01-22 23:30 | 23:30 | 13.2828 | 60
2023-01-23 | 0:00 | 12.5591 | 60
2023-01-23 00:30 | 0:30 | 12.0764 | 60
2023-01-23 01:00 | 1:00 | 11.8312 | 60
2023-01-23 01:30 | 1:30 | 11.5609 | 60
2023-01-23 02:00 | 2:00 | 11.2245 | 60
2023-01-23 02:30 | 2:30 | 11.154 | 60
2023-01-23 03:00 | 3:00 | 11.0224 | 60
2023-01-23 03:30 | 3:30 | 11.0702 | 60
2023-01-23 04:00 | 4:00 | 11.2327 | 60
2023-01-23 04:30 | 4:30 | 11.4254 | 60
2023-01-23 05:00 | 5:00 | 11.6356 | 60
2023-01-23 05:30 | 5:30 | 11.5251 | 60
2023-01-23 06:00 | 6:00 | 10.7533 | 60
2023-01-23 06:30 | 6:30 | 10.1151 | 60
2023-01-23 07:00 | 7:00 | 9.0311 | 60
2023-01-23 07:30 | 7:30 | 7.6045 | 60
2023-01-23 08:00 | 8:00 | 7.2675 | 60
2023-01-23 08:30 | 8:30 | 7.3446 | 60
2023-01-23 09:00 | 9:00 | 8.0873 | 60
2023-01-23 09:30 | 9:30 | 9.8888 | 60
2023-01-23 10:00 | 10:00 | 9.1288 | 60
2023-01-23 10:30 | 10:30 | 3.5662 | 60
2023-01-23 11:00 | 11:00 | 1.7548 | 60
2023-01-23 11:30 | 11:30 | 3.2945 | 60
2023-01-23 12:00 | 12:00 | 3.1659 | 60
2023-01-23 12:30 | 12:30 | 2.0982 | 60
2023-01-23 13:00 | 13:00 | 3.7648 | 60
2023-01-23 13:30 | 13:30 | 3.8142 | 60
2023-01-23 14:00 | 14:00 | 4.6882 | 60
2023-01-23 14:30 | 14:30 | 7.5964 | 60
2023-01-23 15:00 | 15:00 | 8.8535 | 60
2023-01-23 15:30 | 15:30 | 13.0548 | 60
2023-01-23 16:00 | 16:00 | 15.8057 | 60
2023-01-23 16:30 | 16:30 | 19.4873 | 60
2023-01-23 17:00 | 17:00 | 23.5538 | 60
2023-01-23 17:30 | 17:30 | 27.2388 | 60
2023-01-23 18:00 | 18:00 | 27.3043 | 60
2023-01-23 18:30 | 18:30 | 27.2939 | 60
2023-01-23 19:00 | 19:00 | 26.6779 | 60
2023-01-23 19:30 | 19:30 | 25.7353 | 60
2023-01-23 20:00 | 20:00 | 24.3999 | 60
2023-01-23 20:30 | 20:30 | 22.7052 | 60
2023-01-23 21:00 | 21:00 | 21.0439 | 60
2023-01-23 21:30 | 21:30 | 19.1548 | 60
2023-01-23 22:00 | 22:00 | 17.6968 | 60
2023-01-23 22:30 | 22:30 | 16.3087 | 60
2023-01-23 23:00 | 23:00 | 15.1078 | 60
2023-01-23 23:30 | 23:30 | 14.1537 | 60
2023-01-24 | 0:00 | 13.2942 | 60
2023-01-24 00:30 | 0:30 | 12.679 | 60
2023-01-24 01:00 | 1:00 | 12.2723 | 60
2023-01-24 01:30 | 1:30 | 12.0782 | 60
2023-01-24 02:00 | 2:00 | 11.7974 | 60
2023-01-24 02:30 | 2:30 | 11.5865 | 60
2023-01-24 03:00 | 3:00 | 11.6207 | 60
2023-01-24 03:30 | 3:30 | 11.5501 | 60
2023-01-24 04:00 | 4:00 | 11.6381 | 60
2023-01-24 04:30 | 4:30 | 11.8668 | 60
2023-01-24 05:00 | 5:00 | 12.0363 | 60
2023-01-24 05:30 | 5:30 | 11.8715 | 60
2023-01-24 06:00 | 6:00 | 11.0158 | 60
2023-01-24 06:30 | 6:30 | 11.2275 | 60
2023-01-24 07:00 | 7:00 | 10.2716 | 60
2023-01-24 07:30 | 7:30 | 10.1506 | 60
2023-01-24 08:00 | 8:00 | 9.0463 | 60
2023-01-24 08:30 | 8:30 | 9.709 | 60
2023-01-24 09:00 | 9:00 | 10.5961 | 60
2023-01-24 09:30 | 9:30 | 11.6522 | 60
2023-01-24 10:00 | 10:00 | 9.3723 | 60
2023-01-24 10:30 | 10:30 | 6.2698 | 60
2023-01-24 11:00 | 11:00 | 7.0432 | 60
2023-01-24 11:30 | 11:30 | 8.1947 | 60
2023-01-24 12:00 | 12:00 | 5.6314 | 60
2023-01-24 12:30 | 12:30 | 8.3461 | 60
2023-01-24 13:00 | 13:00 | 7.1181 | 60
2023-01-24 13:30 | 13:30 | 7.8507 | 60
2023-01-24 14:00 | 14:00 | 8.6762 | 60
2023-01-24 14:30 | 14:30 | 11.4305 | 60
2023-01-24 15:00 | 15:00 | 15.6038 | 60
2023-01-24 15:30 | 15:30 | 23.1032 | 60
2023-01-24 16:00 | 16:00 | 26.2566 | 60
2023-01-24 16:30 | 16:30 | 24.8127 | 60
2023-01-24 17:00 | 17:00 | 27.2463 | 60
2023-01-24 17:30 | 17:30 | 28.273 | 60
2023-01-24 18:00 | 18:00 | 28.4105 | 60
2023-01-24 18:30 | 18:30 | 27.0094 | 60
2023-01-24 19:00 | 19:00 | 25.0634 | 60
2023-01-24 19:30 | 19:30 | 24.0832 | 60
2023-01-24 20:00 | 20:00 | 22.7558 | 60
2023-01-24 20:30 | 20:30 | 21.0054 | 60
2023-01-24 21:00 | 21:00 | 19.4534 | 60
2023-01-24 21:30 | 21:30 | 17.851 | 60
2023-01-24 22:00 | 22:00 | 16.8106 | 60
2023-01-24 22:30 | 22:30 | 15.7017 | 60
2023-01-24 23:00 | 23:00 | 14.6623 | 60
2023-01-24 23:30 | 23:30 | 13.5956 | 60
2023-01-25 | 0:00 | 12.8437 | 60
2023-01-25 00:30 | 0:30 | 12.3019 | 60
2023-01-25 01:00 | 1:00 | 11.9423 | 60
2023-01-25 01:30 | 1:30 | 11.6136 | 60
2023-01-25 02:00 | 2:00 | 11.3934 | 60
2023-01-25 02:30 | 2:30 | 11.2695 | 60
2023-01-25 03:00 | 3:00 | 11.2566 | 60
2023-01-25 03:30 | 3:30 | 11.2064 | 60
2023-01-25 04:00 | 4:00 | 11.478 | 60
2023-01-25 04:30 | 4:30 | 11.7226 | 60
2023-01-25 05:00 | 5:00 | 11.9881 | 60
2023-01-25 05:30 | 5:30 | 11.5793 | 60
2023-01-25 06:00 | 6:00 | 10.4246 | 60
2023-01-25 06:30 | 6:30 | 10.8886 | 60
2023-01-25 07:00 | 7:00 | 8.7132 | 60
2023-01-25 07:30 | 7:30 | 6.9737 | 60
2023-01-25 08:00 | 8:00 | 6.3613 | 60
2023-01-25 08:30 | 8:30 | 4.7669 | 60
2023-01-25 09:00 | 9:00 | 8.2107 | 60
2023-01-25 09:30 | 9:30 | 8.2181 | 60
2023-01-25 10:00 | 10:00 | 8.2923 | 60
2023-01-25 10:30 | 10:30 | 8.7914 | 60
2023-01-25 11:00 | 11:00 | 10.0401 | 60
2023-01-25 11:30 | 11:30 | 11.4593 | 60
2023-01-25 12:00 | 12:00 | 6.9439 | 60
2023-01-25 12:30 | 12:30 | 8.7625 | 60
2023-01-25 13:00 | 13:00 | 8.1752 | 60
2023-01-25 13:30 | 13:30 | 8.5559 | 60
2023-01-25 14:00 | 14:00 | 13.5473 | 60
2023-01-25 14:30 | 14:30 | 14.1156 | 60
2023-01-25 15:00 | 15:00 | 17.7438 | 60
2023-01-25 15:30 | 15:30 | 18.4664 | 60
2023-01-25 16:00 | 16:00 | 22.136 | 60
2023-01-25 16:30 | 16:30 | 29.7486 | 60
2023-01-25 17:00 | 17:00 | 31.8228 | 60
2023-01-25 17:30 | 17:30 | 32.3161 | 60
2023-01-25 18:00 | 18:00 | 31.9311 | 60
2023-01-25 18:30 | 18:30 | 31.5223 | 60
2023-01-25 19:00 | 19:00 | 31.4577 | 60
2023-01-25 19:30 | 19:30 | 30.5477 | 60
2023-01-25 20:00 | 20:00 | 28.9614 | 60
2023-01-25 20:30 | 20:30 | 26.6988 | 60
2023-01-25 21:00 | 21:00 | 24.9141 | 60
2023-01-25 21:30 | 21:30 | 22.6429 | 60
2023-01-25 22:00 | 22:00 | 20.6337 | 60
2023-01-25 22:30 | 22:30 | 19.073 | 60
2023-01-25 23:00 | 23:00 | 17.4452 | 60
2023-01-25 23:30 | 23:30 | 16.0638 | 60
2023-01-26 | 0:00 | 14.9297 | 60
2023-01-26 00:30 | 0:30 | 14.3013 | 60
2023-01-26 01:00 | 1:00 | 13.7397 | 60
2023-01-26 01:30 | 1:30 | 13.2053 | 60
2023-01-26 02:00 | 2:00 | 12.7487 | 60
2023-01-26 02:30 | 2:30 | 12.4831 | 60
2023-01-26 03:00 | 3:00 | 12.3886 | 60
2023-01-26 03:30 | 3:30 | 12.1562 | 60
2023-01-26 04:00 | 4:00 | 12.2729 | 60
2023-01-26 04:30 | 4:30 | 12.2072 | 60
2023-01-26 05:00 | 5:00 | 12.0579 | 60
2023-01-26 05:30 | 5:30 | 11.5223 | 60
2023-01-26 06:00 | 6:00 | 9.9712 | 60
2023-01-26 06:30 | 6:30 | 9.6786 | 60
2023-01-26 07:00 | 7:00 | 8.6976 | 60
2023-01-26 07:30 | 7:30 | 9.24 | 60
2023-01-26 08:00 | 8:00 | 7.5833 | 60
2023-01-26 08:30 | 8:30 | 6.4192 | 60
2023-01-26 09:00 | 9:00 | 7.5689 | 60
2023-01-26 09:30 | 9:30 | 7.9582 | 60
2023-01-26 10:00 | 10:00 | 7.613 | 60
2023-01-26 10:30 | 10:30 | 8.5311 | 60
2023-01-26 11:00 | 11:00 | 9.5941 | 60
2023-01-26 11:30 | 11:30 | 11.7821 | 60
2023-01-26 12:00 | 12:00 | 12.8126 | 60
2023-01-26 12:30 | 12:30 | 15.944 | 60
2023-01-26 13:00 | 13:00 | 17.2281 | 60
2023-01-26 13:30 | 13:30 | 17.0042 | 60
2023-01-26 14:00 | 14:00 | 18.7468 | 60
2023-01-26 14:30 | 14:30 | 16.7826 | 60
2023-01-26 15:00 | 15:00 | 19.6451 | 60
2023-01-26 15:30 | 15:30 | 23.1826 | 60
2023-01-26 16:00 | 16:00 | 26.3455 | 60
2023-01-26 16:30 | 16:30 | 30.183 | 60
2023-01-26 17:00 | 17:00 | 32.4582 | 60
2023-01-26 17:30 | 17:30 | 35.3478 | 60
2023-01-26 18:00 | 18:00 | 34.9389 | 60
2023-01-26 18:30 | 18:30 | 34.579 | 60
2023-01-26 19:00 | 19:00 | 33.9376 | 60
2023-01-26 19:30 | 19:30 | 32.9223 | 60
2023-01-26 20:00 | 20:00 | 31.0453 | 60
2023-01-26 20:30 | 20:30 | 28.7293 | 60
2023-01-26 21:00 | 21:00 | 26.5756 | 60
2023-01-26 21:30 | 21:30 | 24.297 | 60
2023-01-26 22:00 | 22:00 | 22.0921 | 60
2023-01-26 22:30 | 22:30 | 20.2818 | 60
2023-01-26 23:00 | 23:00 | 18.661 | 60
2023-01-26 23:30 | 23:30 | 17.1893 | 60
2023-01-27 | 0:00 | 16.3927 | 60
2023-01-27 00:30 | 0:30 | 15.6263 | 60
2023-01-27 01:00 | 1:00 | 15.0996 | 60
2023-01-27 01:30 | 1:30 | 14.6749 | 60
2023-01-27 02:00 | 2:00 | 14.237 | 60
2023-01-27 02:30 | 2:30 | 13.8487 | 60
2023-01-27 03:00 | 3:00 | 13.7605 | 60
2023-01-27 03:30 | 3:30 | 13.4582 | 60
2023-01-27 04:00 | 4:00 | 13.6283 | 60
2023-01-27 04:30 | 4:30 | 13.7431 | 60
2023-01-27 05:00 | 5:00 | 13.9936 | 60
2023-01-27 05:30 | 5:30 | 14.1999 | 60
2023-01-27 06:00 | 6:00 | 14.4102 | 60
2023-01-27 06:30 | 6:30 | 15.2234 | 60
2023-01-27 07:00 | 7:00 | 16.0024 | 60
2023-01-27 07:30 | 7:30 | 14.843 | 60
2023-01-27 08:00 | 8:00 | 12.2681 | 60
2023-01-27 08:30 | 8:30 | 11.533 | 60
2023-01-27 09:00 | 9:00 | 13.8597 | 60
2023-01-27 09:30 | 9:30 | 13.4879 | 60
2023-01-27 10:00 | 10:00 | 13.7164 | 60
2023-01-27 10:30 | 10:30 | 14.2835 | 60
2023-01-27 11:00 | 11:00 | 15.8757 | 60
2023-01-27 11:30 | 11:30 | 12.8505 | 60
2023-01-27 12:00 | 12:00 | 13.8711 | 60
2023-01-27 12:30 | 12:30 | 10.7258 | 60
2023-01-27 13:00 | 13:00 | 13.7486 | 60
2023-01-27 13:30 | 13:30 | 20.1994 | 60
2023-01-27 14:00 | 14:00 | 23.5785 | 60
2023-01-27 14:30 | 14:30 | 20.4491 | 60
2023-01-27 15:00 | 15:00 | 19.7918 | 60
2023-01-27 15:30 | 15:30 | 21.4864 | 60
2023-01-27 16:00 | 16:00 | 24.0135 | 60
2023-01-27 16:30 | 16:30 | 24.6057 | 60
2023-01-27 17:00 | 17:00 | 26.3791 | 60
2023-01-27 17:30 | 17:30 | 27.5013 | 60
2023-01-27 18:00 | 18:00 | 27.9389 | 60
2023-01-27 18:30 | 18:30 | 28.5993 | 60
2023-01-27 19:00 | 19:00 | 28.8124 | 60
2023-01-27 19:30 | 19:30 | 28.1947 | 60
2023-01-27 20:00 | 20:00 | 27.0077 | 60
2023-01-27 20:30 | 20:30 | 25.4683 | 60
2023-01-27 21:00 | 21:00 | 23.9315 | 60
2023-01-27 21:30 | 21:30 | 22.1258 | 60
2023-01-27 22:00 | 22:00 | 20.5671 | 60
2023-01-27 22:30 | 22:30 | 19.215 | 60
2023-01-27 23:00 | 23:00 | 17.7294 | 60
2023-01-27 23:30 | 23:30 | 16.2707 | 60
2023-01-28 | 0:00 | 15.262 | 60
2023-01-28 00:30 | 0:30 | 14.4339 | 60
2023-01-28 01:00 | 1:00 | 13.8203 | 60
2023-01-28 01:30 | 1:30 | 13.3948 | 60
2023-01-28 02:00 | 2:00 | 12.8873 | 60
2023-01-28 02:30 | 2:30 | 12.5733 | 60
2023-01-28 03:00 | 3:00 | 12.3304 | 60
2023-01-28 03:30 | 3:30 | 12.0979 | 60
2023-01-28 04:00 | 4:00 | 12.0286 | 60
2023-01-28 04:30 | 4:30 | 12.0675 | 60
2023-01-28 05:00 | 5:00 | 11.8712 | 60
2023-01-28 05:30 | 5:30 | 11.0114 | 60
2023-01-28 06:00 | 6:00 | 10.1321 | 60
2023-01-28 06:30 | 6:30 | 8.7154 | 60
2023-01-28 07:00 | 7:00 | 7.8486 | 60
2023-01-28 07:30 | 7:30 | 7.0322 | 60
2023-01-28 08:00 | 8:00 | 7.5225 | 60
2023-01-28 08:30 | 8:30 | 9.6966 | 60
2023-01-28 09:00 | 9:00 | 7.9859 | 60
2023-01-28 09:30 | 9:30 | 9.5141 | 60
2023-01-28 10:00 | 10:00 | 10.2718 | 60
2023-01-28 10:30 | 10:30 | 11.7307 | 60
2023-01-28 11:00 | 11:00 | 12.9688 | 60
2023-01-28 11:30 | 11:30 | 13.2247 | 60
2023-01-28 12:00 | 12:00 | 21.9541 | 60
2023-01-28 12:30 | 12:30 | 25.2592 | 60
2023-01-28 13:00 | 13:00 | 27.8148 | 60
2023-01-28 13:30 | 13:30 | 24.2873 | 60
2023-01-28 14:00 | 14:00 | 23.7884 | 60
2023-01-28 14:30 | 14:30 | 20.8225 | 60
2023-01-28 15:00 | 15:00 | 21.5659 | 60
2023-01-28 15:30 | 15:30 | 22.5828 | 60
2023-01-28 16:00 | 16:00 | 18.5783 | 60
2023-01-28 16:30 | 16:30 | 19.7924 | 60
2023-01-28 17:00 | 17:00 | 24.5573 | 60
2023-01-28 17:30 | 17:30 | 27.641 | 60
2023-01-28 18:00 | 18:00 | 27.8722 | 60
2023-01-28 18:30 | 18:30 | 28.0018 | 60
2023-01-28 19:00 | 19:00 | 27.9868 | 60
2023-01-28 19:30 | 19:30 | 27.2469 | 60
2023-01-28 20:00 | 20:00 | 26.0317 | 60
2023-01-28 20:30 | 20:30 | 24.4032 | 60
2023-01-28 21:00 | 21:00 | 22.9718 | 60
2023-01-28 21:30 | 21:30 | 21.4852 | 60
2023-01-28 22:00 | 22:00 | 19.8792 | 60
2023-01-28 22:30 | 22:30 | 18.7043 | 60
2023-01-28 23:00 | 23:00 | 17.3685 | 60
2023-01-28 23:30 | 23:30 | 16.0087 | 60
2023-01-29 | 0:00 | 15.0734 | 60
2023-01-29 00:30 | 0:30 | 14.1992 | 60
2023-01-29 01:00 | 1:00 | 13.6223 | 60
2023-01-29 01:30 | 1:30 | 13.3454 | 60
2023-01-29 02:00 | 2:00 | 12.9519 | 60
2023-01-29 02:30 | 2:30 | 12.7166 | 60
2023-01-29 03:00 | 3:00 | 12.5577 | 60
2023-01-29 03:30 | 3:30 | 12.3652 | 60
2023-01-29 04:00 | 4:00 | 12.1416 | 60
2023-01-29 04:30 | 4:30 | 12.0185 | 60
2023-01-29 05:00 | 5:00 | 11.9952 | 60
2023-01-29 05:30 | 5:30 | 11.7109 | 60
2023-01-29 06:00 | 6:00 | 11.1086 | 60
2023-01-29 06:30 | 6:30 | 9.2927 | 60
2023-01-29 07:00 | 7:00 | 8.1911 | 60
2023-01-29 07:30 | 7:30 | 10.0072 | 60
2023-01-29 08:00 | 8:00 | 7.9791 | 60
2023-01-29 08:30 | 8:30 | 7.7584 | 60
2023-01-29 09:00 | 9:00 | 11.6432 | 60
2023-01-29 09:30 | 9:30 | 9.9883 | 60
2023-01-29 10:00 | 10:00 | 14.4275 | 60
2023-01-29 10:30 | 10:30 | 11.5212 | 60
2023-01-29 11:00 | 11:00 | 9.8065 | 60
2023-01-29 11:30 | 11:30 | 13.6839 | 60
2023-01-29 12:00 | 12:00 | 14.7508 | 60
2023-01-29 12:30 | 12:30 | 13.1756 | 60
2023-01-29 13:00 | 13:00 | 19.0919 | 60
2023-01-29 13:30 | 13:30 | 14.1162 | 60
2023-01-29 14:00 | 14:00 | 18.5374 | 60
2023-01-29 14:30 | 14:30 | 21.5572 | 60
2023-01-29 15:00 | 15:00 | 20.7208 | 60
2023-01-29 15:30 | 15:30 | 21.394 | 60
2023-01-29 16:00 | 16:00 | 24.3751 | 60
2023-01-29 16:30 | 16:30 | 27.5269 | 60
2023-01-29 17:00 | 17:00 | 29.9306 | 60
2023-01-29 17:30 | 17:30 | 30.4438 | 60
2023-01-29 18:00 | 18:00 | 30.964 | 60
2023-01-29 18:30 | 18:30 | 31.8742 | 60
2023-01-29 19:00 | 19:00 | 31.5912 | 60
2023-01-29 19:30 | 19:30 | 29.8765 | 60
2023-01-29 20:00 | 20:00 | 27.9052 | 60
2023-01-29 20:30 | 20:30 | 25.5996 | 60
2023-01-29 21:00 | 21:00 | 23.7872 | 60
2023-01-29 21:30 | 21:30 | 21.4357 | 60
2023-01-29 22:00 | 22:00 | 19.3878 | 60
2023-01-29 22:30 | 22:30 | 18.1143 | 60
2023-01-29 23:00 | 23:00 | 16.7413 | 60
2023-01-29 23:30 | 23:30 | 15.66 | 60
2023-01-30 | 0:00 | 14.773 | 60
2023-01-30 00:30 | 0:30 | 14.1375 | 60
2023-01-30 01:00 | 1:00 | 13.7715 | 60
2023-01-30 01:30 | 1:30 | 13.3319 | 60
2023-01-30 02:00 | 2:00 | 12.9821 | 60
2023-01-30 02:30 | 2:30 | 12.6466 | 60
2023-01-30 03:00 | 3:00 | 12.4735 | 60
2023-01-30 03:30 | 3:30 | 12.4222 | 60
2023-01-30 04:00 | 4:00 | 12.5442 | 60
2023-01-30 04:30 | 4:30 | 12.8761 | 60
2023-01-30 05:00 | 5:00 | 13.1152 | 60
2023-01-30 05:30 | 5:30 | 13.0081 | 60
2023-01-30 06:00 | 6:00 | 13.0946 | 60
2023-01-30 06:30 | 6:30 | 10.048 | 60
2023-01-30 07:00 | 7:00 | 14.0099 | 60
2023-01-30 07:30 | 7:30 | 15.1114 | 60
2023-01-30 08:00 | 8:00 | 15.2303 | 60
2023-01-30 08:30 | 8:30 | 10.8985 | 60
2023-01-30 09:00 | 9:00 | 5.5097 | 60
2023-01-30 09:30 | 9:30 | 9.0622 | 60
2023-01-30 10:00 | 10:00 | 6.346 | 60
2023-01-30 10:30 | 10:30 | 12.7356 | 60
2023-01-30 11:00 | 11:00 | 8.5284 | 60
2023-01-30 11:30 | 11:30 | 6.2106 | 60
2023-01-30 12:00 | 12:00 | 10.9716 | 60
2023-01-30 12:30 | 12:30 | 15.5086 | 60
2023-01-30 13:00 | 13:00 | 13.2463 | 60
2023-01-30 13:30 | 13:30 | 14.2922 | 60
2023-01-30 14:00 | 14:00 | 10.844 | 60
2023-01-30 14:30 | 14:30 | 13.1012 | 60
2023-01-30 15:00 | 15:00 | 19.5517 | 60
2023-01-30 15:30 | 15:30 | 23.8602 | 60
2023-01-30 16:00 | 16:00 | 25.837 | 60
2023-01-30 16:30 | 16:30 | 26.5343 | 60
2023-01-30 17:00 | 17:00 | 28.2326 | 60
2023-01-30 17:30 | 17:30 | 29.5115 | 60
2023-01-30 18:00 | 18:00 | 30.4373 | 60
2023-01-30 18:30 | 18:30 | 31.0752 | 60
2023-01-30 19:00 | 19:00 | 30.8377 | 60
2023-01-30 19:30 | 19:30 | 29.6154 | 60
2023-01-30 20:00 | 20:00 | 27.9257 | 60
2023-01-30 20:30 | 20:30 | 25.5414 | 60
2023-01-30 21:00 | 21:00 | 23.7576 | 60
2023-01-30 21:30 | 21:30 | 21.5884 | 60
2023-01-30 22:00 | 22:00 | 19.6158 | 60
2023-01-30 22:30 | 22:30 | 18.2044 | 60
2023-01-30 23:00 | 23:00 | 16.7573 | 60
2023-01-30 23:30 | 23:30 | 15.7032 | 60
2023-01-31 | 0:00 | 14.6444 | 60
2023-01-31 00:30 | 0:30 | 14.1237 | 60
2023-01-31 01:00 | 1:00 | 13.6037 | 60
2023-01-31 01:30 | 1:30 | 13.3352 | 60
2023-01-31 02:00 | 2:00 | 13.0399 | 60
2023-01-31 02:30 | 2:30 | 12.8118 | 60
2023-01-31 03:00 | 3:00 | 12.689 | 60
2023-01-31 03:30 | 3:30 | 12.5515 | 60
2023-01-31 04:00 | 4:00 | 12.7962 | 60
2023-01-31 04:30 | 4:30 | 12.7983 | 60
2023-01-31 05:00 | 5:00 | 13.2023 | 60
2023-01-31 05:30 | 5:30 | 13.4548 | 60
2023-01-31 06:00 | 6:00 | 13.9228 | 60
2023-01-31 06:30 | 6:30 | 12.9761 | 60
2023-01-31 07:00 | 7:00 | 13.3245 | 60
2023-01-31 07:30 | 7:30 | 13.8737 | 60
2023-01-31 08:00 | 8:00 | 11.2719 | 60
2023-01-31 08:30 | 8:30 | 5.008 | 60
2023-01-31 09:00 | 9:00 | 5.395 | 60
2023-01-31 09:30 | 9:30 | 5.9845 | 60
2023-01-31 10:00 | 10:00 | 7.8389 | 60
2023-01-31 10:30 | 10:30 | 6.8641 | 60
2023-01-31 11:00 | 11:00 | 7.577 | 60
2023-01-31 11:30 | 11:30 | 8.3679 | 60
2023-01-31 12:00 | 12:00 | 11.7083 | 60
2023-01-31 12:30 | 12:30 | 13.5936 | 60
2023-01-31 13:00 | 13:00 | 16.4658 | 60
2023-01-31 13:30 | 13:30 | 19.7519 | 60
2023-01-31 14:00 | 14:00 | 19.1803 | 60
2023-01-31 14:30 | 14:30 | 23.011 | 60
2023-01-31 15:00 | 15:00 | 21.7536 | 60
2023-01-31 15:30 | 15:30 | 21.7336 | 60
2023-01-31 16:00 | 16:00 | 28.863 | 60
2023-01-31 16:30 | 16:30 | 35.0681 | 60
2023-01-31 17:00 | 17:00 | 30.3762 | 60
2023-01-31 17:30 | 17:30 | 32.0433 | 60
2023-01-31 18:00 | 18:00 | 34.1571 | 60
2023-01-31 18:30 | 18:30 | 34.6172 | 60
2023-01-31 19:00 | 19:00 | 34.0324 | 60
2023-01-31 19:30 | 19:30 | 32.8496 | 60
2023-01-31 20:00 | 20:00 | 31.1471 | 60
2023-01-31 20:30 | 20:30 | 28.9301 | 60
2023-01-31 21:00 | 21:00 | 26.6536 | 60
2023-01-31 21:30 | 21:30 | 23.8398 | 60
2023-01-31 22:00 | 22:00 | 21.4432 | 60
2023-01-31 22:30 | 22:30 | 19.8461 | 60
2023-01-31 23:00 | 23:00 | 18.2141 | 60
2023-01-31 23:30 | 23:30 | 16.8202 | 60
2023-02-01 | 0:00 | 15.6005 | 60
2023-02-01 00:30 | 0:30 | 14.8289 | 60
2023-02-01 01:00 | 1:00 | 14.3362 | 60
2023-02-01 01:30 | 1:30 | 14.0144 | 60
2023-02-01 02:00 | 2:00 | 13.655 | 60
2023-02-01 02:30 | 2:30 | 13.3444 | 60
2023-02-01 03:00 | 3:00 | 13.2372 | 60
2023-02-01 03:30 | 3:30 | 13.0802 | 60
2023-02-01 04:00 | 4:00 | 13.3015 | 60
2023-02-01 04:30 | 4:30 | 13.6341 | 60
2023-02-01 05:00 | 5:00 | 14.0491 | 60
2023-02-01 05:30 | 5:30 | 14.2824 | 60
2023-02-01 06:00 | 6:00 | 14.2172 | 60
2023-02-01 06:30 | 6:30 | 12.2976 | 60
2023-02-01 07:00 | 7:00 | 12.6766 | 60
2023-02-01 07:30 | 7:30 | 11.5539 | 60
2023-02-01 08:00 | 8:00 | 9.6433 | 60
2023-02-01 08:30 | 8:30 | 8.3529 | 60
2023-02-01 09:00 | 9:00 | 9.8874 | 60
2023-02-01 09:30 | 9:30 | 10.3069 | 60
2023-02-01 10:00 | 10:00 | 11.3392 | 60
2023-02-01 10:30 | 10:30 | 11.2256 | 60
2023-02-01 11:00 | 11:00 | 10.4954 | 60
2023-02-01 11:30 | 11:30 | 13.5 | 60
2023-02-01 12:00 | 12:00 | 17.1795 | 60
2023-02-01 12:30 | 12:30 | 21.1956 | 60
2023-02-01 13:00 | 13:00 | 20.8689 | 60
2023-02-01 13:30 | 13:30 | 22.7348 | 60
2023-02-01 14:00 | 14:00 | 25.8991 | 60
2023-02-01 14:30 | 14:30 | 23.3715 | 60
2023-02-01 15:00 | 15:00 | 24.1922 | 60
2023-02-01 15:30 | 15:30 | 28.7956 | 60
2023-02-01 16:00 | 16:00 | 23.6663 | 60
2023-02-01 16:30 | 16:30 | 27.5036 | 60
2023-02-01 17:00 | 17:00 | 27.7065 | 60
2023-02-01 17:30 | 17:30 | 27.2773 | 60
2023-02-01 18:00 | 18:00 | 27.7381 | 60
2023-02-01 18:30 | 18:30 | 28.3838 | 60
2023-02-01 19:00 | 19:00 | 33.0803 | 60
2023-02-01 19:30 | 19:30 | 32.6022 | 60
2023-02-01 20:00 | 20:00 | 30.439 | 60
2023-02-01 20:30 | 20:30 | 28.2723 | 60
2023-02-01 21:00 | 21:00 | 25.8306 | 60
2023-02-01 21:30 | 21:30 | 23.5782 | 60
2023-02-01 22:00 | 22:00 | 21.6653 | 60
2023-02-01 22:30 | 22:30 | 19.8435 | 60
2023-02-01 23:00 | 23:00 | 19.1065 | 60
2023-02-01 23:30 | 23:30 | 17.6636 | 60
2023-02-02 | 0:00 | 16.2644 | 60
2023-02-02 00:30 | 0:30 | 15.3855 | 60
2023-02-02 01:00 | 1:00 | 14.874 | 60
2023-02-02 01:30 | 1:30 | 14.6429 | 60
2023-02-02 02:00 | 2:00 | 14.0622 | 60
2023-02-02 02:30 | 2:30 | 13.7437 | 60
2023-02-02 03:00 | 3:00 | 13.5386 | 60
2023-02-02 03:30 | 3:30 | 13.4382 | 60
2023-02-02 04:00 | 4:00 | 13.571 | 60
2023-02-02 04:30 | 4:30 | 13.8179 | 60
2023-02-02 05:00 | 5:00 | 14.1455 | 60
2023-02-02 05:30 | 5:30 | 14.4395 | 60
2023-02-02 06:00 | 6:00 | 14.4217 | 60
2023-02-02 06:30 | 6:30 | 13.8561 | 60
2023-02-02 07:00 | 7:00 | 13.4181 | 60
2023-02-02 07:30 | 7:30 | 13.0271 | 60
2023-02-02 08:00 | 8:00 | 14.8913 | 60
2023-02-02 08:30 | 8:30 | 14.7444 | 60
2023-02-02 09:00 | 9:00 | 11.9275 | 60
2023-02-02 09:30 | 9:30 | 15.9512 | 60
2023-02-02 10:00 | 10:00 | 13.6085 | 60
2023-02-02 10:30 | 10:30 | 11.512 | 60
2023-02-02 11:00 | 11:00 | 14.8936 | 60
2023-02-02 11:30 | 11:30 | 14.1993 | 60
2023-02-02 12:00 | 12:00 | 8.9678 | 60
2023-02-02 12:30 | 12:30 | 10.2607 | 60
2023-02-02 13:00 | 13:00 | 10.5373 | 60
2023-02-02 13:30 | 13:30 | 13.2023 | 60
2023-02-02 14:00 | 14:00 | 18.6723 | 60
2023-02-02 14:30 | 14:30 | 19.2579 | 60
2023-02-02 15:00 | 15:00 | 22.509 | 60
2023-02-02 15:30 | 15:30 | 21.0923 | 60
2023-02-02 16:00 | 16:00 | 25.7648 | 60
2023-02-02 16:30 | 16:30 | 27.7799 | 60
2023-02-02 17:00 | 17:00 | 28.9829 | 60
2023-02-02 17:30 | 17:30 | 30.259 | 60
2023-02-02 18:00 | 18:00 | 30.7942 | 60
2023-02-02 18:30 | 18:30 | 30.9925 | 60
2023-02-02 19:00 | 19:00 | 30.6655 | 60
2023-02-02 19:30 | 19:30 | 29.6072 | 60
2023-02-02 20:00 | 20:00 | 28.2718 | 60
2023-02-02 20:30 | 20:30 | 26.353 | 60
2023-02-02 21:00 | 21:00 | 24.7844 | 60
2023-02-02 21:30 | 21:30 | 23.1019 | 60
2023-02-02 22:00 | 22:00 | 20.6485 | 60
2023-02-02 22:30 | 22:30 | 18.6772 | 60
2023-02-02 23:00 | 23:00 | 17.5677 | 60
2023-02-02 23:30 | 23:30 | 16.2701 | 60
2023-02-03 | 0:00 | 15.3619 | 60
2023-02-03 00:30 | 0:30 | 14.4115 | 60
2023-02-03 01:00 | 1:00 | 13.9463 | 60
2023-02-03 01:30 | 1:30 | 13.6123 | 60
2023-02-03 02:00 | 2:00 | 13.1347 | 60
2023-02-03 02:30 | 2:30 | 12.7249 | 60
2023-02-03 03:00 | 3:00 | 12.7055 | 60
2023-02-03 03:30 | 3:30 | 12.7161 | 60
2023-02-03 04:00 | 4:00 | 12.7331 | 60
2023-02-03 04:30 | 4:30 | 13.0127 | 60
2023-02-03 05:00 | 5:00 | 13.392 | 60
2023-02-03 05:30 | 5:30 | 13.3564 | 60
2023-02-03 06:00 | 6:00 | 13.0697 | 60
2023-02-03 06:30 | 6:30 | 12.5996 | 60
2023-02-03 07:00 | 7:00 | 12.0456 | 60
2023-02-03 07:30 | 7:30 | 11.2856 | 60
2023-02-03 08:00 | 8:00 | 9.9048 | 60
2023-02-03 08:30 | 8:30 | 9.664 | 60
2023-02-03 09:00 | 9:00 | 9.8864 | 60
2023-02-03 09:30 | 9:30 | 9.915 | 60
2023-02-03 10:00 | 10:00 | 10.1616 | 60
2023-02-03 10:30 | 10:30 | 15.0162 | 60
2023-02-03 11:00 | 11:00 | 13.9759 | 60
2023-02-03 11:30 | 11:30 | 13.07 | 60
2023-02-03 12:00 | 12:00 | 15.2554 | 60
2023-02-03 12:30 | 12:30 | 18.4733 | 60
2023-02-03 13:00 | 13:00 | 21.0629 | 60
2023-02-03 13:30 | 13:30 | 26.0227 | 60
2023-02-03 14:00 | 14:00 | 27.0621 | 60
2023-02-03 14:30 | 14:30 | 26.769 | 60
2023-02-03 15:00 | 15:00 | 30.0739 | 60
2023-02-03 15:30 | 15:30 | 34.2704 | 60
2023-02-03 16:00 | 16:00 | 36.2994 | 60
2023-02-03 16:30 | 16:30 | 36.7725 | 60
2023-02-03 17:00 | 17:00 | 37.0861 | 60
2023-02-03 17:30 | 17:30 | 37.748 | 60
2023-02-03 18:00 | 18:00 | 38.1474 | 60
2023-02-03 18:30 | 18:30 | 38.0273 | 60
2023-02-03 19:00 | 19:00 | 37.9949 | 60
2023-02-03 19:30 | 19:30 | 38.0633 | 60
2023-02-03 20:00 | 20:00 | 36.3206 | 60
2023-02-03 20:30 | 20:30 | 34.3704 | 60
2023-02-03 21:00 | 21:00 | 32.6441 | 60
2023-02-03 21:30 | 21:30 | 30.5996 | 60
2023-02-03 22:00 | 22:00 | 28.2038 | 60
2023-02-03 22:30 | 22:30 | 25.4934 | 60
2023-02-03 23:00 | 23:00 | 23.8134 | 60
2023-02-03 23:30 | 23:30 | 22.2715 | 60
2023-02-04 | 0:00 | 21.0828 | 60
2023-02-04 00:30 | 0:30 | 19.7709 | 60
2023-02-04 01:00 | 1:00 | 18.7145 | 60
2023-02-04 01:30 | 1:30 | 17.9224 | 60
2023-02-04 02:00 | 2:00 | 17.6117 | 60
2023-02-04 02:30 | 2:30 | 17.1953 | 60
2023-02-04 03:00 | 3:00 | 17.0476 | 60
2023-02-04 03:30 | 3:30 | 16.7316 | 60
2023-02-04 04:00 | 4:00 | 16.5704 | 60
2023-02-04 04:30 | 4:30 | 16.4281 | 60
2023-02-04 05:00 | 5:00 | 16.2923 | 60
2023-02-04 05:30 | 5:30 | 16.189 | 60
2023-02-04 06:00 | 6:00 | 16.0589 | 60
2023-02-04 06:30 | 6:30 | 16.5949 | 60
2023-02-04 07:00 | 7:00 | 18.4375 | 60
2023-02-04 07:30 | 7:30 | 18.1952 | 60
2023-02-04 08:00 | 8:00 | 18.4931 | 60
2023-02-04 08:30 | 8:30 | 16.6961 | 60
2023-02-04 09:00 | 9:00 | 19.2781 | 60
2023-02-04 09:30 | 9:30 | 19.4094 | 60
2023-02-04 10:00 | 10:00 | 18.7028 | 60
2023-02-04 10:30 | 10:30 | 22.352 | 60
2023-02-04 11:00 | 11:00 | 21.5946 | 60
2023-02-04 11:30 | 11:30 | 19.2705 | 60
2023-02-04 12:00 | 12:00 | 11.4874 | 60
2023-02-04 12:30 | 12:30 | 16.9868 | 60
2023-02-04 13:00 | 13:00 | 19.9399 | 60
2023-02-04 13:30 | 13:30 | 18.7148 | 60
2023-02-04 14:00 | 14:00 | 14.2632 | 60
2023-02-04 14:30 | 14:30 | 7.9329 | 60
2023-02-04 15:00 | 15:00 | 8.2491 | 60
2023-02-04 15:30 | 15:30 | 14.9175 | 60
2023-02-04 16:00 | 16:00 | 17.744 | 60
2023-02-04 16:30 | 16:30 | 19.3287 | 60
2023-02-04 17:00 | 17:00 | 21.1027 | 60
2023-02-04 17:30 | 17:30 | 22.6453 | 60
2023-02-04 18:00 | 18:00 | 24.0997 | 60
2023-02-04 18:30 | 18:30 | 24.8243 | 60
2023-02-04 19:00 | 19:00 | 24.9724 | 60
2023-02-04 19:30 | 19:30 | 24.5641 | 60
2023-02-04 20:00 | 20:00 | 23.7152 | 60
2023-02-04 20:30 | 20:30 | 22.4564 | 60
2023-02-04 21:00 | 21:00 | 21.4015 | 60
2023-02-04 21:30 | 21:30 | 20.132 | 60
2023-02-04 22:00 | 22:00 | 18.8809 | 60
2023-02-04 22:30 | 22:30 | 17.8076 | 60
2023-02-04 23:00 | 23:00 | 16.4269 | 60
2023-02-04 23:30 | 23:30 | 15.5064 | 60
2023-02-05 | 0:00 | 14.821 | 60
2023-02-05 00:30 | 0:30 | 14.202 | 60
2023-02-05 01:00 | 1:00 | 13.6244 | 60
2023-02-05 01:30 | 1:30 | 13.1734 | 60
2023-02-05 02:00 | 2:00 | 12.7327 | 60
2023-02-05 02:30 | 2:30 | 12.472 | 60
2023-02-05 03:00 | 3:00 | 12.1858 | 60
2023-02-05 03:30 | 3:30 | 11.9349 | 60
2023-02-05 04:00 | 4:00 | 12.023 | 60
2023-02-05 04:30 | 4:30 | 11.9818 | 60
2023-02-05 05:00 | 5:00 | 11.9799 | 60
2023-02-05 05:30 | 5:30 | 11.5734 | 60
2023-02-05 06:00 | 6:00 | 10.5423 | 60
2023-02-05 06:30 | 6:30 | 9.3256 | 60
2023-02-05 07:00 | 7:00 | 8.7797 | 60
2023-02-05 07:30 | 7:30 | 8.241 | 60
2023-02-05 08:00 | 8:00 | 6.7119 | 60
2023-02-05 08:30 | 8:30 | 8.0239 | 60
2023-02-05 09:00 | 9:00 | 5.7466 | 60
2023-02-05 09:30 | 9:30 | 4.0873 | 60
2023-02-05 10:00 | 10:00 | 3.7195 | 60
2023-02-05 10:30 | 10:30 | 3.6035 | 60
2023-02-05 11:00 | 11:00 | 3.8988 | 60
2023-02-05 11:30 | 11:30 | 4.598 | 60
2023-02-05 12:00 | 12:00 | 5.1601 | 60
2023-02-05 12:30 | 12:30 | 5.6773 | 60
2023-02-05 13:00 | 13:00 | 8.6486 | 60
2023-02-05 13:30 | 13:30 | 8.0353 | 60
2023-02-05 14:00 | 14:00 | 9.1333 | 60
2023-02-05 14:30 | 14:30 | 11.1635 | 60
2023-02-05 15:00 | 15:00 | 13.687 | 60
2023-02-05 15:30 | 15:30 | 16.5364 | 60
2023-02-05 16:00 | 16:00 | 19.5308 | 60
2023-02-05 16:30 | 16:30 | 22.765 | 60
2023-02-05 17:00 | 17:00 | 25.5889 | 60
2023-02-05 17:30 | 17:30 | 27.8886 | 60
2023-02-05 18:00 | 18:00 | 29.0318 | 60
2023-02-05 18:30 | 18:30 | 28.9866 | 60
2023-02-05 19:00 | 19:00 | 28.4584 | 60
2023-02-05 19:30 | 19:30 | 27.4361 | 60
2023-02-05 20:00 | 20:00 | 25.7696 | 60
2023-02-05 20:30 | 20:30 | 23.8436 | 60
2023-02-05 21:00 | 21:00 | 22.0206 | 60
2023-02-05 21:30 | 21:30 | 20.2297 | 60
2023-02-05 22:00 | 22:00 | 18.5417 | 60
2023-02-05 22:30 | 22:30 | 17.2594 | 60
2023-02-05 23:00 | 23:00 | 15.7547 | 60
2023-02-05 23:30 | 23:30 | 14.6527 | 60
2023-02-06 | 0:00 | 13.7499 | 60
2023-02-06 00:30 | 0:30 | 13.0836 | 60
2023-02-06 01:00 | 1:00 | 12.632 | 60
2023-02-06 01:30 | 1:30 | 12.369 | 60
2023-02-06 02:00 | 2:00 | 11.9947 | 60
2023-02-06 02:30 | 2:30 | 11.8938 | 60
2023-02-06 03:00 | 3:00 | 11.6421 | 60
2023-02-06 03:30 | 3:30 | 11.5011 | 60
2023-02-06 04:00 | 4:00 | 11.7106 | 60
2023-02-06 04:30 | 4:30 | 11.9668 | 60
2023-02-06 05:00 | 5:00 | 12.2862 | 60
2023-02-06 05:30 | 5:30 | 12.1136 | 60
2023-02-06 06:00 | 6:00 | 11.2737 | 60
2023-02-06 06:30 | 6:30 | 10.1359 | 60
2023-02-06 07:00 | 7:00 | 11.6466 | 60
2023-02-06 07:30 | 7:30 | 8.8212 | 60
2023-02-06 08:00 | 8:00 | 6.8557 | 60
2023-02-06 08:30 | 8:30 | 3.6438 | 60
2023-02-06 09:00 | 9:00 | 2.829 | 60
2023-02-06 09:30 | 9:30 | 4.6949 | 60
2023-02-06 10:00 | 10:00 | 2.3954 | 60
2023-02-06 10:30 | 10:30 | 1.3541 | 60
2023-02-06 11:00 | 11:00 | 1.2933 | 60
2023-02-06 11:30 | 11:30 | 1.343 | 60
2023-02-06 12:00 | 12:00 | 1.758 | 60
2023-02-06 12:30 | 12:30 | 2.7431 | 60
2023-02-06 13:00 | 13:00 | 2.9186 | 60
2023-02-06 13:30 | 13:30 | 4.0525 | 60
2023-02-06 14:00 | 14:00 | 5.9908 | 60
2023-02-06 14:30 | 14:30 | 7.7443 | 60
2023-02-06 15:00 | 15:00 | 10.1484 | 60
2023-02-06 15:30 | 15:30 | 15.7547 | 60
2023-02-06 16:00 | 16:00 | 18.6561 | 60
2023-02-06 16:30 | 16:30 | 21.3889 | 60
2023-02-06 17:00 | 17:00 | 24.1175 | 60
2023-02-06 17:30 | 17:30 | 25.9928 | 60
2023-02-06 18:00 | 18:00 | 27.1422 | 60
2023-02-06 18:30 | 18:30 | 27.4019 | 60
2023-02-06 19:00 | 19:00 | 26.8902 | 60
2023-02-06 19:30 | 19:30 | 25.8164 | 60
2023-02-06 20:00 | 20:00 | 24.615 | 60
2023-02-06 20:30 | 20:30 | 22.6665 | 60
2023-02-06 21:00 | 21:00 | 21.2143 | 60
2023-02-06 21:30 | 21:30 | 19.5502 | 60
2023-02-06 22:00 | 22:00 | 17.9293 | 60
2023-02-06 22:30 | 22:30 | 16.7073 | 60
2023-02-06 23:00 | 23:00 | 15.2924 | 60
2023-02-06 23:30 | 23:30 | 14.3019 | 60
2023-02-07 | 0:00 | 13.3769 | 60
2023-02-07 00:30 | 0:30 | 12.7635 | 60
2023-02-07 01:00 | 1:00 | 12.4145 | 60
2023-02-07 01:30 | 1:30 | 11.9854 | 60
2023-02-07 02:00 | 2:00 | 11.744 | 60
2023-02-07 02:30 | 2:30 | 11.4876 | 60
2023-02-07 03:00 | 3:00 | 11.3441 | 60
2023-02-07 03:30 | 3:30 | 11.3272 | 60
2023-02-07 04:00 | 4:00 | 11.4507 | 60
2023-02-07 04:30 | 4:30 | 11.6537 | 60
2023-02-07 05:00 | 5:00 | 12.1214 | 60
2023-02-07 05:30 | 5:30 | 12.2791 | 60
2023-02-07 06:00 | 6:00 | 10.6453 | 60
2023-02-07 06:30 | 6:30 | 10.9812 | 60
2023-02-07 07:00 | 7:00 | 10.1333 | 60
2023-02-07 07:30 | 7:30 | 7.3613 | 60
2023-02-07 08:00 | 8:00 | 8.6945 | 60
2023-02-07 08:30 | 8:30 | 4.1584 | 60
2023-02-07 09:00 | 9:00 | 4.5843 | 60
2023-02-07 09:30 | 9:30 | 5.5361 | 60
2023-02-07 10:00 | 10:00 | 1.7928 | 60
2023-02-07 10:30 | 10:30 | 5.3165 | 60
2023-02-07 11:00 | 11:00 | 6.9388 | 60
2023-02-07 11:30 | 11:30 | 3.9116 | 60
2023-02-07 12:00 | 12:00 | 5.7876 | 60
2023-02-07 12:30 | 12:30 | 4.3613 | 60
2023-02-07 13:00 | 13:00 | 3.6711 | 60
2023-02-07 13:30 | 13:30 | 8.1212 | 60
2023-02-07 14:00 | 14:00 | 8.808 | 60
2023-02-07 14:30 | 14:30 | 6.0605 | 60
2023-02-07 15:00 | 15:00 | 13.0264 | 60
2023-02-07 15:30 | 15:30 | 13.048 | 60
2023-02-07 16:00 | 16:00 | 17.0952 | 60
2023-02-07 16:30 | 16:30 | 18.3262 | 60
2023-02-07 17:00 | 17:00 | 22.8361 | 60
2023-02-07 17:30 | 17:30 | 23.8891 | 60
2023-02-07 18:00 | 18:00 | 25.0479 | 60
2023-02-07 18:30 | 18:30 | 25.965 | 60
2023-02-07 19:00 | 19:00 | 25.7916 | 60
2023-02-07 19:30 | 19:30 | 25.0977 | 60
2023-02-07 20:00 | 20:00 | 24.0902 | 60
2023-02-07 20:30 | 20:30 | 22.4404 | 60
2023-02-07 21:00 | 21:00 | 20.8787 | 60
2023-02-07 21:30 | 21:30 | 19.2218 | 60
2023-02-07 22:00 | 22:00 | 17.6575 | 60
2023-02-07 22:30 | 22:30 | 16.4627 | 60
2023-02-07 23:00 | 23:00 | 15.2341 | 60
2023-02-07 23:30 | 23:30 | 14.2116 | 60
2023-02-08 | 0:00 | 13.2704 | 60
2023-02-08 00:30 | 0:30 | 12.7621 | 60
2023-02-08 01:00 | 1:00 | 12.4343 | 60
2023-02-08 01:30 | 1:30 | 12.0198 | 60
2023-02-08 02:00 | 2:00 | 11.7811 | 60
2023-02-08 02:30 | 2:30 | 11.5475 | 60
2023-02-08 03:00 | 3:00 | 11.4019 | 60
2023-02-08 03:30 | 3:30 | 11.5422 | 60
2023-02-08 04:00 | 4:00 | 11.7689 | 60
2023-02-08 04:30 | 4:30 | 11.9576 | 60
2023-02-08 05:00 | 5:00 | 12.3606 | 60
2023-02-08 05:30 | 5:30 | 12.3715 | 60
2023-02-08 06:00 | 6:00 | 12.5095 | 60
2023-02-08 06:30 | 6:30 | 12.2471 | 60
2023-02-08 07:00 | 7:00 | 11.0908 | 60
2023-02-08 07:30 | 7:30 | 9.6033 | 60
2023-02-08 08:00 | 8:00 | 4.6022 | 60
2023-02-08 08:30 | 8:30 | 3.1294 | 60
2023-02-08 09:00 | 9:00 | 5.852 | 60
2023-02-08 09:30 | 9:30 | 4.033 | 60
2023-02-08 10:00 | 10:00 | 2.1446 | 60
2023-02-08 10:30 | 10:30 | 1.536 | 60
2023-02-08 11:00 | 11:00 | 1.8159 | 60
2023-02-08 11:30 | 11:30 | 1.888 | 60
2023-02-08 12:00 | 12:00 | 1.6952 | 60
2023-02-08 12:30 | 12:30 | 1.6087 | 60
2023-02-08 13:00 | 13:00 | 2.4146 | 60
2023-02-08 13:30 | 13:30 | 8.8922 | 60
2023-02-08 14:00 | 14:00 | 6.5792 | 60
2023-02-08 14:30 | 14:30 | 9.8355 | 60
2023-02-08 15:00 | 15:00 | 11.6474 | 60
2023-02-08 15:30 | 15:30 | 15.3924 | 60
2023-02-08 16:00 | 16:00 | 17.8912 | 60
2023-02-08 16:30 | 16:30 | 18.9705 | 60
2023-02-08 17:00 | 17:00 | 20.5226 | 60
2023-02-08 17:30 | 17:30 | 22.3021 | 60
2023-02-08 18:00 | 18:00 | 23.9308 | 60
2023-02-08 18:30 | 18:30 | 24.6049 | 60
2023-02-08 19:00 | 19:00 | 24.5819 | 60
2023-02-08 19:30 | 19:30 | 24.0952 | 60
2023-02-08 20:00 | 20:00 | 23.1507 | 60
2023-02-08 20:30 | 20:30 | 21.5311 | 60
2023-02-08 21:00 | 21:00 | 20.2612 | 60
2023-02-08 21:30 | 21:30 | 18.9033 | 60
2023-02-08 22:00 | 22:00 | 17.4298 | 60
2023-02-08 22:30 | 22:30 | 16.3963 | 60
2023-02-08 23:00 | 23:00 | 15.0379 | 60
2023-02-08 23:30 | 23:30 | 14.1396 | 60
2023-02-09 | 0:00 | 13.3543 | 60
2023-02-09 00:30 | 0:30 | 12.9411 | 60
2023-02-09 01:00 | 1:00 | 12.595 | 60
2023-02-09 01:30 | 1:30 | 12.1674 | 60
2023-02-09 02:00 | 2:00 | 11.8891 | 60
2023-02-09 02:30 | 2:30 | 11.761 | 60
2023-02-09 03:00 | 3:00 | 11.73 | 60
2023-02-09 03:30 | 3:30 | 11.7428 | 60
2023-02-09 04:00 | 4:00 | 11.9523 | 60
2023-02-09 04:30 | 4:30 | 12.1205 | 60
2023-02-09 05:00 | 5:00 | 12.6336 | 60
2023-02-09 05:30 | 5:30 | 12.9469 | 60
2023-02-09 06:00 | 6:00 | 11.5 | 60
2023-02-09 06:30 | 6:30 | 12.8836 | 60
2023-02-09 07:00 | 7:00 | 10.8132 | 60
2023-02-09 07:30 | 7:30 | 13.5401 | 60
2023-02-09 08:00 | 8:00 | 11.3221 | 60
2023-02-09 08:30 | 8:30 | 10.1354 | 60
2023-02-09 09:00 | 9:00 | 10.3106 | 60
2023-02-09 09:30 | 9:30 | 13.5734 | 60
2023-02-09 10:00 | 10:00 | 10.2196 | 60
2023-02-09 10:30 | 10:30 | 4.0294 | 60
2023-02-09 11:00 | 11:00 | 2.0775 | 60
2023-02-09 11:30 | 11:30 | 2.9475 | 60
2023-02-09 12:00 | 12:00 | 3.5588 | 60
2023-02-09 12:30 | 12:30 | 5.3355 | 60
2023-02-09 13:00 | 13:00 | 7.2852 | 60
2023-02-09 13:30 | 13:30 | 5.5389 | 60
2023-02-09 14:00 | 14:00 | 10.154 | 60
2023-02-09 14:30 | 14:30 | 8.2363 | 60
2023-02-09 15:00 | 15:00 | 11.2396 | 60
2023-02-09 15:30 | 15:30 | 15.3711 | 60
2023-02-09 16:00 | 16:00 | 14.2536 | 60
2023-02-09 16:30 | 16:30 | 16.9047 | 60
2023-02-09 17:00 | 17:00 | 19.5474 | 60
2023-02-09 17:30 | 17:30 | 21.2695 | 60
2023-02-09 18:00 | 18:00 | 22.5991 | 60
2023-02-09 18:30 | 18:30 | 23.3945 | 60
2023-02-09 19:00 | 19:00 | 23.6305 | 60
2023-02-09 19:30 | 19:30 | 23.0951 | 60
2023-02-09 20:00 | 20:00 | 22.3937 | 60
2023-02-09 20:30 | 20:30 | 21.0132 | 60
2023-02-09 21:00 | 21:00 | 19.6928 | 60
2023-02-09 21:30 | 21:30 | 18.2248 | 60
2023-02-09 22:00 | 22:00 | 16.9148 | 60
2023-02-09 22:30 | 22:30 | 16.003 | 60
2023-02-09 23:00 | 23:00 | 14.7991 | 60
2023-02-09 23:30 | 23:30 | 13.7938 | 60
2023-02-10 | 0:00 | 13.0854 | 60
2023-02-10 00:30 | 0:30 | 12.5757 | 60
2023-02-10 01:00 | 1:00 | 12.2408 | 60
2023-02-10 01:30 | 1:30 | 11.8141 | 60
2023-02-10 02:00 | 2:00 | 11.5282 | 60
2023-02-10 02:30 | 2:30 | 11.1407 | 60
2023-02-10 03:00 | 3:00 | 11.1577 | 60
2023-02-10 03:30 | 3:30 | 11.1305 | 60
2023-02-10 04:00 | 4:00 | 11.3083 | 60
2023-02-10 04:30 | 4:30 | 11.4841 | 60
2023-02-10 05:00 | 5:00 | 11.8582 | 60
2023-02-10 05:30 | 5:30 | 12.2178 | 60
2023-02-10 06:00 | 6:00 | 12.6658 | 60
2023-02-10 06:30 | 6:30 | 12.9472 | 60
2023-02-10 07:00 | 7:00 | 12.2545 | 60
2023-02-10 07:30 | 7:30 | 8.1737 | 60
2023-02-10 08:00 | 8:00 | 3.9269 | 60
2023-02-10 08:30 | 8:30 | 2.5941 | 60
2023-02-10 09:00 | 9:00 | 1.9001 | 60
2023-02-10 09:30 | 9:30 | 1.7713 | 60
2023-02-10 10:00 | 10:00 | 2.6344 | 60
2023-02-10 10:30 | 10:30 | 2.3156 | 60
2023-02-10 11:00 | 11:00 | 1.8726 | 60
2023-02-10 11:30 | 11:30 | 2.2983 | 60
2023-02-10 12:00 | 12:00 | 1.9313 | 60
2023-02-10 12:30 | 12:30 | 1.4854 | 60
2023-02-10 13:00 | 13:00 | 1.145 | 60
2023-02-10 13:30 | 13:30 | 1.4884 | 60
2023-02-10 14:00 | 14:00 | 2.8337 | 60
2023-02-10 14:30 | 14:30 | 4.711 | 60
2023-02-10 15:00 | 15:00 | 7.2002 | 60
2023-02-10 15:30 | 15:30 | 10.7866 | 60
2023-02-10 16:00 | 16:00 | 14.1444 | 60
2023-02-10 16:30 | 16:30 | 17.7572 | 60
2023-02-10 17:00 | 17:00 | 20.624 | 60
2023-02-10 17:30 | 17:30 | 22.9875 | 60
2023-02-10 18:00 | 18:00 | 24.2645 | 60
2023-02-10 18:30 | 18:30 | 24.6103 | 60
2023-02-10 19:00 | 19:00 | 24.501 | 60
2023-02-10 19:30 | 19:30 | 24.0362 | 60
2023-02-10 20:00 | 20:00 | 23.0301 | 60
2023-02-10 20:30 | 20:30 | 21.7038 | 60
2023-02-10 21:00 | 21:00 | 20.274 | 60
2023-02-10 21:30 | 21:30 | 19.0499 | 60
2023-02-10 22:00 | 22:00 | 17.6604 | 60
2023-02-10 22:30 | 22:30 | 16.4265 | 60
2023-02-10 23:00 | 23:00 | 15.3214 | 60
2023-02-10 23:30 | 23:30 | 14.2996 | 60
2023-02-11 | 0:00 | 13.4316 | 60
2023-02-11 00:30 | 0:30 | 12.7524 | 60
2023-02-11 01:00 | 1:00 | 12.3514 | 60
2023-02-11 01:30 | 1:30 | 11.9475 | 60
2023-02-11 02:00 | 2:00 | 11.5437 | 60
2023-02-11 02:30 | 2:30 | 11.32 | 60
2023-02-11 03:00 | 3:00 | 11.1315 | 60
2023-02-11 03:30 | 3:30 | 10.9583 | 60
2023-02-11 04:00 | 4:00 | 11.0825 | 60
2023-02-11 04:30 | 4:30 | 10.9948 | 60
2023-02-11 05:00 | 5:00 | 10.9768 | 60
2023-02-11 05:30 | 5:30 | 10.8968 | 60
2023-02-11 06:00 | 6:00 | 9.7184 | 60
2023-02-11 06:30 | 6:30 | 7.9806 | 60
2023-02-11 07:00 | 7:00 | 6.5828 | 60
2023-02-11 07:30 | 7:30 | 5.1417 | 60
2023-02-11 08:00 | 8:00 | 4.0282 | 60
2023-02-11 08:30 | 8:30 | 2.9353 | 60
2023-02-11 09:00 | 9:00 | 2.1361 | 60
2023-02-11 09:30 | 9:30 | 1.582 | 60
2023-02-11 10:00 | 10:00 | 1.4072 | 60
2023-02-11 10:30 | 10:30 | 1.6473 | 60
2023-02-11 11:00 | 11:00 | 1.5434 | 60
2023-02-11 11:30 | 11:30 | 1.6569 | 60
2023-02-11 12:00 | 12:00 | 2.2242 | 60
2023-02-11 12:30 | 12:30 | 3.0967 | 60
2023-02-11 13:00 | 13:00 | 4.2082 | 60
2023-02-11 13:30 | 13:30 | 5.573 | 60
2023-02-11 14:00 | 14:00 | 7.4531 | 60
2023-02-11 14:30 | 14:30 | 9.6911 | 60
2023-02-11 15:00 | 15:00 | 12.4747 | 60
2023-02-11 15:30 | 15:30 | 15.6614 | 60
2023-02-11 16:00 | 16:00 | 18.8159 | 60
2023-02-11 16:30 | 16:30 | 22.2686 | 60
2023-02-11 17:00 | 17:00 | 24.6066 | 60
2023-02-11 17:30 | 17:30 | 26.3916 | 60
2023-02-11 18:00 | 18:00 | 27.2053 | 60
2023-02-11 18:30 | 18:30 | 26.6274 | 60
2023-02-11 19:00 | 19:00 | 26.3244 | 60
2023-02-11 19:30 | 19:30 | 25.3759 | 60
2023-02-11 20:00 | 20:00 | 24.1814 | 60
2023-02-11 20:30 | 20:30 | 22.7759 | 60
2023-02-11 21:00 | 21:00 | 21.6189 | 60
2023-02-11 21:30 | 21:30 | 20.1417 | 60
2023-02-11 22:00 | 22:00 | 18.9996 | 60
2023-02-11 22:30 | 22:30 | 18.0098 | 60
2023-02-11 23:00 | 23:00 | 16.9788 | 60
2023-02-11 23:30 | 23:30 | 15.5508 | 60
2023-02-12 | 0:00 | 14.4179 | 60
2023-02-12 00:30 | 0:30 | 13.6523 | 60
2023-02-12 01:00 | 1:00 | 13.0694 | 60
2023-02-12 01:30 | 1:30 | 12.6228 | 60
2023-02-12 02:00 | 2:00 | 12.1931 | 60
2023-02-12 02:30 | 2:30 | 12.0987 | 60
2023-02-12 03:00 | 3:00 | 11.8454 | 60
2023-02-12 03:30 | 3:30 | 11.5496 | 60
2023-02-12 04:00 | 4:00 | 11.4478 | 60
2023-02-12 04:30 | 4:30 | 11.4757 | 60
2023-02-12 05:00 | 5:00 | 11.5298 | 60
2023-02-12 05:30 | 5:30 | 10.8644 | 60
2023-02-12 06:00 | 6:00 | 9.3183 | 60
2023-02-12 06:30 | 6:30 | 8.5325 | 60
2023-02-12 07:00 | 7:00 | 11.5454 | 60
2023-02-12 07:30 | 7:30 | 7.3744 | 60
2023-02-12 08:00 | 8:00 | 4.2267 | 60
2023-02-12 08:30 | 8:30 | 3.4484 | 60
2023-02-12 09:00 | 9:00 | 2.678 | 60
2023-02-12 09:30 | 9:30 | 2.3915 | 60
2023-02-12 10:00 | 10:00 | 2.712 | 60
2023-02-12 10:30 | 10:30 | 3.7417 | 60
2023-02-12 11:00 | 11:00 | 5.1611 | 60
2023-02-12 11:30 | 11:30 | 7.1238 | 60
2023-02-12 12:00 | 12:00 | 9.0632 | 60
2023-02-12 12:30 | 12:30 | 10.8903 | 60
2023-02-12 13:00 | 13:00 | 13.0911 | 60
2023-02-12 13:30 | 13:30 | 15.3974 | 60
2023-02-12 14:00 | 14:00 | 18.2083 | 60
2023-02-12 14:30 | 14:30 | 21.1568 | 60
2023-02-12 15:00 | 15:00 | 23.3054 | 60
2023-02-12 15:30 | 15:30 | 27.6298 | 60
2023-02-12 16:00 | 16:00 | 31.265 | 60
2023-02-12 16:30 | 16:30 | 34.5735 | 60
2023-02-12 17:00 | 17:00 | 37.2203 | 60
2023-02-12 17:30 | 17:30 | 38.5415 | 60
2023-02-12 18:00 | 18:00 | 38.3779 | 60
2023-02-12 18:30 | 18:30 | 37.1832 | 60
2023-02-12 19:00 | 19:00 | 36.3365 | 60
2023-02-12 19:30 | 19:30 | 34.2377 | 60
2023-02-12 20:00 | 20:00 | 32.05 | 60
2023-02-12 20:30 | 20:30 | 29.3614 | 60
2023-02-12 21:00 | 21:00 | 26.9414 | 60
2023-02-12 21:30 | 21:30 | 24.3483 | 60
2023-02-12 22:00 | 22:00 | 22.1704 | 60
2023-02-12 22:30 | 22:30 | 20.5539 | 60
2023-02-12 23:00 | 23:00 | 19.159 | 60
2023-02-12 23:30 | 23:30 | 18.0694 | 60
2023-02-13 | 0:00 | 17.0194 | 60
2023-02-13 00:30 | 0:30 | 16.2949 | 60
2023-02-13 01:00 | 1:00 | 15.7873 | 60
2023-02-13 01:30 | 1:30 | 15.379 | 60
2023-02-13 02:00 | 2:00 | 15.0096 | 60
2023-02-13 02:30 | 2:30 | 14.8922 | 60
2023-02-13 03:00 | 3:00 | 14.7066 | 60
2023-02-13 03:30 | 3:30 | 14.5829 | 60
2023-02-13 04:00 | 4:00 | 14.7768 | 60
2023-02-13 04:30 | 4:30 | 14.9382 | 60
2023-02-13 05:00 | 5:00 | 15.4283 | 60
2023-02-13 05:30 | 5:30 | 15.5297 | 60
2023-02-13 06:00 | 6:00 | 15.2968 | 60
2023-02-13 06:30 | 6:30 | 14.9948 | 60
2023-02-13 07:00 | 7:00 | 16.5549 | 60
2023-02-13 07:30 | 7:30 | 14.2226 | 60
2023-02-13 08:00 | 8:00 | 13.0946 | 60
2023-02-13 08:30 | 8:30 | 13.1023 | 60
2023-02-13 09:00 | 9:00 | 14.2234 | 60
2023-02-13 09:30 | 9:30 | 14.9383 | 60
2023-02-13 10:00 | 10:00 | 11.6053 | 60
2023-02-13 10:30 | 10:30 | 13.13 | 60
2023-02-13 11:00 | 11:00 | 11.795 | 60
2023-02-13 11:30 | 11:30 | 12.2578 | 60
2023-02-13 12:00 | 12:00 | 13.0087 | 60
2023-02-13 12:30 | 12:30 | 13.7772 | 60
2023-02-13 13:00 | 13:00 | 14.7706 | 60
2023-02-13 13:30 | 13:30 | 16.8422 | 60
2023-02-13 14:00 | 14:00 | 21.0162 | 60
2023-02-13 14:30 | 14:30 | 19.1072 | 60
2023-02-13 15:00 | 15:00 | 21.3522 | 60
2023-02-13 15:30 | 15:30 | 23.9069 | 60
2023-02-13 16:00 | 16:00 | 27.7663 | 60
2023-02-13 16:30 | 16:30 | 31.2464 | 60
2023-02-13 17:00 | 17:00 | 34.4578 | 60
2023-02-13 17:30 | 17:30 | 36.7681 | 60
2023-02-13 18:00 | 18:00 | 37.2165 | 60
2023-02-13 18:30 | 18:30 | 36.3232 | 60
2023-02-13 19:00 | 19:00 | 34.8439 | 60
2023-02-13 19:30 | 19:30 | 33.0055 | 60
2023-02-13 20:00 | 20:00 | 30.7698 | 60
2023-02-13 20:30 | 20:30 | 28.2362 | 60
2023-02-13 21:00 | 21:00 | 26.0113 | 60
2023-02-13 21:30 | 21:30 | 23.7149 | 60
2023-02-13 22:00 | 22:00 | 21.4779 | 60
2023-02-13 22:30 | 22:30 | 19.8126 | 60
2023-02-13 23:00 | 23:00 | 18.3089 | 60
2023-02-13 23:30 | 23:30 | 17.0844 | 60
2023-02-14 | 0:00 | 16.0556 | 60
2023-02-14 00:30 | 0:30 | 15.2273 | 60
2023-02-14 01:00 | 1:00 | 14.7211 | 60
2023-02-14 01:30 | 1:30 | 14.2594 | 60
2023-02-14 02:00 | 2:00 | 13.8657 | 60
2023-02-14 02:30 | 2:30 | 13.6484 | 60
2023-02-14 03:00 | 3:00 | 13.6365 | 60
2023-02-14 03:30 | 3:30 | 13.5045 | 60
2023-02-14 04:00 | 4:00 | 13.6196 | 60
2023-02-14 04:30 | 4:30 | 13.922 | 60
2023-02-14 05:00 | 5:00 | 14.2073 | 60
2023-02-14 05:30 | 5:30 | 14.4012 | 60
2023-02-14 06:00 | 6:00 | 14.8604 | 60
2023-02-14 06:30 | 6:30 | 14.5406 | 60
2023-02-14 07:00 | 7:00 | 12.437 | 60
2023-02-14 07:30 | 7:30 | 12.4841 | 60
2023-02-14 08:00 | 8:00 | 8.5034 | 60
2023-02-14 08:30 | 8:30 | 13.8428 | 60
2023-02-14 09:00 | 9:00 | 9.777 | 60
2023-02-14 09:30 | 9:30 | 5.5141 | 60
2023-02-14 10:00 | 10:00 | 12.6662 | 60
2023-02-14 10:30 | 10:30 | 14.1917 | 60
2023-02-14 11:00 | 11:00 | 6.2542 | 60
2023-02-14 11:30 | 11:30 | 9.4404 | 60
2023-02-14 12:00 | 12:00 | 12.3533 | 60
2023-02-14 12:30 | 12:30 | 21.5232 | 60
2023-02-14 13:00 | 13:00 | 24.786 | 60
2023-02-14 13:30 | 13:30 | 21.5023 | 60
2023-02-14 14:00 | 14:00 | 19.3075 | 60
2023-02-14 14:30 | 14:30 | 20.7402 | 60
2023-02-14 15:00 | 15:00 | 19.9405 | 60
2023-02-14 15:30 | 15:30 | 20.0805 | 60
2023-02-14 16:00 | 16:00 | 21.6305 | 60
2023-02-14 16:30 | 16:30 | 21.6338 | 60
2023-02-14 17:00 | 17:00 | 22.473 | 60
2023-02-14 17:30 | 17:30 | 23.104 | 60
2023-02-14 18:00 | 18:00 | 23.3056 | 60
2023-02-14 18:30 | 18:30 | 23.9023 | 60
2023-02-14 19:00 | 19:00 | 23.7156 | 60
2023-02-14 19:30 | 19:30 | 22.9143 | 60
2023-02-14 20:00 | 20:00 | 22.0795 | 60
2023-02-14 20:30 | 20:30 | 20.8121 | 60
2023-02-14 21:00 | 21:00 | 19.5327 | 60
2023-02-14 21:30 | 21:30 | 17.8744 | 60
2023-02-14 22:00 | 22:00 | 16.2772 | 60
2023-02-14 22:30 | 22:30 | 15.3653 | 60
2023-02-14 23:00 | 23:00 | 14.1909 | 60
2023-02-14 23:30 | 23:30 | 13.3889 | 60
2023-02-15 | 0:00 | 12.5717 | 60
2023-02-15 00:30 | 0:30 | 12.0776 | 60
2023-02-15 01:00 | 1:00 | 11.8653 | 60
2023-02-15 01:30 | 1:30 | 11.5068 | 60
2023-02-15 02:00 | 2:00 | 11.3441 | 60
2023-02-15 02:30 | 2:30 | 11.2563 | 60
2023-02-15 03:00 | 3:00 | 11.056 | 60
2023-02-15 03:30 | 3:30 | 10.9781 | 60
2023-02-15 04:00 | 4:00 | 11.2195 | 60
2023-02-15 04:30 | 4:30 | 11.4715 | 60
2023-02-15 05:00 | 5:00 | 11.9686 | 60
2023-02-15 05:30 | 5:30 | 12.5112 | 60
2023-02-15 06:00 | 6:00 | 12.2646 | 60
2023-02-15 06:30 | 6:30 | 10.113 | 60
2023-02-15 07:00 | 7:00 | 10.5537 | 60
2023-02-15 07:30 | 7:30 | 6.767 | 60
2023-02-15 08:00 | 8:00 | 6.051 | 60
2023-02-15 08:30 | 8:30 | 6.7895 | 60
2023-02-15 09:00 | 9:00 | 6.8879 | 60
2023-02-15 09:30 | 9:30 | 6.1936 | 60
2023-02-15 10:00 | 10:00 | 6.3683 | 60
2023-02-15 10:30 | 10:30 | 6.9749 | 60
2023-02-15 11:00 | 11:00 | 7.0199 | 60
2023-02-15 11:30 | 11:30 | 2.2614 | 60
2023-02-15 12:00 | 12:00 | 2.1895 | 60
2023-02-15 12:30 | 12:30 | 7.2871 | 60
2023-02-15 13:00 | 13:00 | 10.0346 | 60
2023-02-15 13:30 | 13:30 | 9.9132 | 60
2023-02-15 14:00 | 14:00 | 8.3152 | 60
2023-02-15 14:30 | 14:30 | 2.4605 | 60
2023-02-15 15:00 | 15:00 | 5.4408 | 60
2023-02-15 15:30 | 15:30 | 9.3556 | 60
2023-02-15 16:00 | 16:00 | 14.7273 | 60
2023-02-15 16:30 | 16:30 | 17.3378 | 60
2023-02-15 17:00 | 17:00 | 17.1701 | 60
2023-02-15 17:30 | 17:30 | 20.7854 | 60
2023-02-15 18:00 | 18:00 | 22.1626 | 60
2023-02-15 18:30 | 18:30 | 22.8557 | 60
2023-02-15 19:00 | 19:00 | 22.7941 | 60
2023-02-15 19:30 | 19:30 | 22.2984 | 60
2023-02-15 20:00 | 20:00 | 21.4279 | 60
2023-02-15 20:30 | 20:30 | 20.0508 | 60
2023-02-15 21:00 | 21:00 | 18.9763 | 60
2023-02-15 21:30 | 21:30 | 17.3022 | 60
2023-02-15 22:00 | 22:00 | 15.9655 | 60
2023-02-15 22:30 | 22:30 | 14.8837 | 60
2023-02-15 23:00 | 23:00 | 13.7285 | 60
2023-02-15 23:30 | 23:30 | 12.8863 | 60
2023-02-16 | 0:00 | 12.235 | 60
2023-02-16 00:30 | 0:30 | 11.661 | 60
2023-02-16 01:00 | 1:00 | 11.3387 | 60
2023-02-16 01:30 | 1:30 | 11.02 | 60
2023-02-16 02:00 | 2:00 | 10.7762 | 60
2023-02-16 02:30 | 2:30 | 10.6116 | 60
2023-02-16 03:00 | 3:00 | 10.6683 | 60
2023-02-16 03:30 | 3:30 | 10.6318 | 60
2023-02-16 04:00 | 4:00 | 10.8207 | 60
2023-02-16 04:30 | 4:30 | 11.1222 | 60
2023-02-16 05:00 | 5:00 | 11.5877 | 60
2023-02-16 05:30 | 5:30 | 11.7788 | 60
2023-02-16 06:00 | 6:00 | 11.0953 | 60
2023-02-16 06:30 | 6:30 | 9.1994 | 60
2023-02-16 07:00 | 7:00 | 8.5309 | 60
2023-02-16 07:30 | 7:30 | 5.5899 | 60
2023-02-16 08:00 | 8:00 | 3.5391 | 60
2023-02-16 08:30 | 8:30 | 2.5003 | 60
2023-02-16 09:00 | 9:00 | 2.3694 | 60
2023-02-16 09:30 | 9:30 | 2.3623 | 60
2023-02-16 10:00 | 10:00 | 2.5104 | 60
2023-02-16 10:30 | 10:30 | 3.5804 | 60
2023-02-16 11:00 | 11:00 | 2.7272 | 60
2023-02-16 11:30 | 11:30 | 2.2162 | 60
2023-02-16 12:00 | 12:00 | 1.8014 | 60
2023-02-16 12:30 | 12:30 | 2.0917 | 60
2023-02-16 13:00 | 13:00 | 1.9763 | 60
2023-02-16 13:30 | 13:30 | 2.2076 | 60
2023-02-16 14:00 | 14:00 | 2.5783 | 60
2023-02-16 14:30 | 14:30 | 3.1715 | 60
2023-02-16 15:00 | 15:00 | 5.7171 | 60
2023-02-16 15:30 | 15:30 | 8.8038 | 60
2023-02-16 16:00 | 16:00 | 14.8446 | 60
2023-02-16 16:30 | 16:30 | 16.6004 | 60
2023-02-16 17:00 | 17:00 | 18.6876 | 60
2023-02-16 17:30 | 17:30 | 21.2784 | 60
2023-02-16 18:00 | 18:00 | 22.8474 | 60
2023-02-16 18:30 | 18:30 | 23.3585 | 60
2023-02-16 19:00 | 19:00 | 23.2463 | 60
2023-02-16 19:30 | 19:30 | 22.5796 | 60
2023-02-16 20:00 | 20:00 | 21.4594 | 60
2023-02-16 20:30 | 20:30 | 20.2493 | 60
2023-02-16 21:00 | 21:00 | 18.8962 | 60
2023-02-16 21:30 | 21:30 | 17.4402 | 60
2023-02-16 22:00 | 22:00 | 16.0903 | 60
2023-02-16 22:30 | 22:30 | 15.1693 | 60
2023-02-16 23:00 | 23:00 | 14.0463 | 60
2023-02-16 23:30 | 23:30 | 13.0091 | 60
2023-02-17 | 0:00 | 12.2667 | 60
2023-02-17 00:30 | 0:30 | 11.747 | 60
2023-02-17 01:00 | 1:00 | 11.3318 | 60
2023-02-17 01:30 | 1:30 | 11.0036 | 60
2023-02-17 02:00 | 2:00 | 10.7201 | 60
2023-02-17 02:30 | 2:30 | 10.6546 | 60
2023-02-17 03:00 | 3:00 | 10.6619 | 60
2023-02-17 03:30 | 3:30 | 10.6271 | 60
2023-02-17 04:00 | 4:00 | 10.7232 | 60
2023-02-17 04:30 | 4:30 | 11.0043 | 60
2023-02-17 05:00 | 5:00 | 11.2925 | 60
2023-02-17 05:30 | 5:30 | 11.6302 | 60
2023-02-17 06:00 | 6:00 | 10.9371 | 60
2023-02-17 06:30 | 6:30 | 9.1222 | 60
2023-02-17 07:00 | 7:00 | 7.5198 | 60
2023-02-17 07:30 | 7:30 | 5.7237 | 60
2023-02-17 08:00 | 8:00 | 3.6133 | 60
2023-02-17 08:30 | 8:30 | 2.4121 | 60
2023-02-17 09:00 | 9:00 | 2.0569 | 60
2023-02-17 09:30 | 9:30 | 2.2142 | 60
2023-02-17 10:00 | 10:00 | 2.7044 | 60
2023-02-17 10:30 | 10:30 | 2.9281 | 60
2023-02-17 11:00 | 11:00 | 2.5947 | 60
2023-02-17 11:30 | 11:30 | 2.1082 | 60
2023-02-17 12:00 | 12:00 | 1.664 | 60
2023-02-17 12:30 | 12:30 | 1.2684 | 60
2023-02-17 13:00 | 13:00 | 1.3846 | 60
2023-02-17 13:30 | 13:30 | 3.4297 | 60
2023-02-17 14:00 | 14:00 | 3.4734 | 60
2023-02-17 14:30 | 14:30 | 6.3217 | 60
2023-02-17 15:00 | 15:00 | 10.1182 | 60
2023-02-17 15:30 | 15:30 | 16.9953 | 60
2023-02-17 16:00 | 16:00 | 17.5405 | 60
2023-02-17 16:30 | 16:30 | 18.9897 | 60
2023-02-17 17:00 | 17:00 | 20.4879 | 60
2023-02-17 17:30 | 17:30 | 21.3302 | 60
2023-02-17 18:00 | 18:00 | 22.7107 | 60
2023-02-17 18:30 | 18:30 | 22.9472 | 60
2023-02-17 19:00 | 19:00 | 23.0199 | 60
2023-02-17 19:30 | 19:30 | 22.2325 | 60
2023-02-17 20:00 | 20:00 | 21.4647 | 60
2023-02-17 20:30 | 20:30 | 20.1294 | 60
2023-02-17 21:00 | 21:00 | 19.2864 | 60
2023-02-17 21:30 | 21:30 | 17.972 | 60
2023-02-17 22:00 | 22:00 | 16.8568 | 60
2023-02-17 22:30 | 22:30 | 15.9329 | 60
2023-02-17 23:00 | 23:00 | 14.8735 | 60
2023-02-17 23:30 | 23:30 | 13.7418 | 60
2023-02-18 | 0:00 | 13.063 | 60
2023-02-18 00:30 | 0:30 | 12.4621 | 60
2023-02-18 01:00 | 1:00 | 12.1517 | 60
2023-02-18 01:30 | 1:30 | 11.7416 | 60
2023-02-18 02:00 | 2:00 | 11.4678 | 60
2023-02-18 02:30 | 2:30 | 11.2126 | 60
2023-02-18 03:00 | 3:00 | 11.1268 | 60
2023-02-18 03:30 | 3:30 | 10.935 | 60
2023-02-18 04:00 | 4:00 | 10.9983 | 60
2023-02-18 04:30 | 4:30 | 10.8587 | 60
2023-02-18 05:00 | 5:00 | 11 | 60
2023-02-18 05:30 | 5:30 | 11.1042 | 60
2023-02-18 06:00 | 6:00 | 10.59 | 60
2023-02-18 06:30 | 6:30 | 8.5124 | 60
2023-02-18 07:00 | 7:00 | 9.5967 | 60
2023-02-18 07:30 | 7:30 | 7.5617 | 60
2023-02-18 08:00 | 8:00 | 3.9548 | 60
2023-02-18 08:30 | 8:30 | 3.4117 | 60
2023-02-18 09:00 | 9:00 | 2.4432 | 60
2023-02-18 09:30 | 9:30 | 2.5195 | 60
2023-02-18 10:00 | 10:00 | 4.1803 | 60
2023-02-18 10:30 | 10:30 | 3.7089 | 60
2023-02-18 11:00 | 11:00 | 4.8583 | 60
2023-02-18 11:30 | 11:30 | 1.983 | 60
2023-02-18 12:00 | 12:00 | 1.8418 | 60
2023-02-18 12:30 | 12:30 | 2.7405 | 60
2023-02-18 13:00 | 13:00 | 3.6164 | 60
2023-02-18 13:30 | 13:30 | 4.8875 | 60
2023-02-18 14:00 | 14:00 | 6.5408 | 60
2023-02-18 14:30 | 14:30 | 8.5517 | 60
2023-02-18 15:00 | 15:00 | 11.2164 | 60
2023-02-18 15:30 | 15:30 | 14.1106 | 60
2023-02-18 16:00 | 16:00 | 17.1586 | 60
2023-02-18 16:30 | 16:30 | 19.846 | 60
2023-02-18 17:00 | 17:00 | 22.5467 | 60
2023-02-18 17:30 | 17:30 | 24.5222 | 60
2023-02-18 18:00 | 18:00 | 25.3543 | 60
2023-02-18 18:30 | 18:30 | 25.1778 | 60
2023-02-18 19:00 | 19:00 | 24.5792 | 60
2023-02-18 19:30 | 19:30 | 23.5199 | 60
2023-02-18 20:00 | 20:00 | 22.3334 | 60
2023-02-18 20:30 | 20:30 | 20.9184 | 60
2023-02-18 21:00 | 21:00 | 19.8668 | 60
2023-02-18 21:30 | 21:30 | 18.5473 | 60
2023-02-18 22:00 | 22:00 | 17.209 | 60
2023-02-18 22:30 | 22:30 | 16.3282 | 60
2023-02-18 23:00 | 23:00 | 15.1213 | 60
2023-02-18 23:30 | 23:30 | 14.0434 | 60
2023-02-19 | 0:00 | 13.2347 | 60
2023-02-19 00:30 | 0:30 | 12.6034 | 60
2023-02-19 01:00 | 1:00 | 12.1665 | 60
2023-02-19 01:30 | 1:30 | 11.8519 | 60
2023-02-19 02:00 | 2:00 | 11.4781 | 60
2023-02-19 02:30 | 2:30 | 11.3089 | 60
2023-02-19 03:00 | 3:00 | 11.1658 | 60
2023-02-19 03:30 | 3:30 | 11.0269 | 60
2023-02-19 04:00 | 4:00 | 11.047 | 60
2023-02-19 04:30 | 4:30 | 11.0252 | 60
2023-02-19 05:00 | 5:00 | 11.0803 | 60
2023-02-19 05:30 | 5:30 | 10.7523 | 60
2023-02-19 06:00 | 6:00 | 9.2975 | 60
2023-02-19 06:30 | 6:30 | 7.4337 | 60
2023-02-19 07:00 | 7:00 | 6.1645 | 60
2023-02-19 07:30 | 7:30 | 5.4336 | 60
2023-02-19 08:00 | 8:00 | 5.4622 | 60
2023-02-19 08:30 | 8:30 | 4.2587 | 60
2023-02-19 09:00 | 9:00 | 2.8517 | 60
2023-02-19 09:30 | 9:30 | 3.7946 | 60
2023-02-19 10:00 | 10:00 | 3.1141 | 60
2023-02-19 10:30 | 10:30 | 3.9662 | 60
2023-02-19 11:00 | 11:00 | 2.0197 | 60
2023-02-19 11:30 | 11:30 | 3.3952 | 60
2023-02-19 12:00 | 12:00 | 4.7487 | 60
2023-02-19 12:30 | 12:30 | 5.165 | 60
2023-02-19 13:00 | 13:00 | 7.6222 | 60
2023-02-19 13:30 | 13:30 | 10.0216 | 60
2023-02-19 14:00 | 14:00 | 10.9108 | 60
2023-02-19 14:30 | 14:30 | 14.6783 | 60
2023-02-19 15:00 | 15:00 | 17.5346 | 60
2023-02-19 15:30 | 15:30 | 18.3506 | 60
2023-02-19 16:00 | 16:00 | 18.8015 | 60
2023-02-19 16:30 | 16:30 | 21.1036 | 60
2023-02-19 17:00 | 17:00 | 23.6741 | 60
2023-02-19 17:30 | 17:30 | 24.947 | 60
2023-02-19 18:00 | 18:00 | 26.1564 | 60
2023-02-19 18:30 | 18:30 | 26.4059 | 60
2023-02-19 19:00 | 19:00 | 25.8055 | 60
2023-02-19 19:30 | 19:30 | 24.9635 | 60
2023-02-19 20:00 | 20:00 | 23.522 | 60
2023-02-19 20:30 | 20:30 | 21.8414 | 60
2023-02-19 21:00 | 21:00 | 20.4912 | 60
2023-02-19 21:30 | 21:30 | 18.8383 | 60
2023-02-19 22:00 | 22:00 | 17.2977 | 60
2023-02-19 22:30 | 22:30 | 16.3161 | 60
2023-02-19 23:00 | 23:00 | 15.1788 | 60
2023-02-19 23:30 | 23:30 | 14.1061 | 60
2023-02-20 | 0:00 | 13.3898 | 60
2023-02-20 00:30 | 0:30 | 12.8761 | 60
2023-02-20 01:00 | 1:00 | 12.5196 | 60
2023-02-20 01:30 | 1:30 | 12.1239 | 60
2023-02-20 02:00 | 2:00 | 11.8726 | 60
2023-02-20 02:30 | 2:30 | 11.8446 | 60
2023-02-20 03:00 | 3:00 | 11.7158 | 60
2023-02-20 03:30 | 3:30 | 11.5443 | 60
2023-02-20 04:00 | 4:00 | 11.7678 | 60
2023-02-20 04:30 | 4:30 | 12.0537 | 60
2023-02-20 05:00 | 5:00 | 12.4723 | 60
2023-02-20 05:30 | 5:30 | 12.6746 | 60
2023-02-20 06:00 | 6:00 | 12.6531 | 60
2023-02-20 06:30 | 6:30 | 11.9163 | 60
2023-02-20 07:00 | 7:00 | 11.6837 | 60
2023-02-20 07:30 | 7:30 | 10.159 | 60
2023-02-20 08:00 | 8:00 | 10.2923 | 60
2023-02-20 08:30 | 8:30 | 10.1165 | 60
2023-02-20 09:00 | 9:00 | 5.6497 | 60
2023-02-20 09:30 | 9:30 | 11.1158 | 60
2023-02-20 10:00 | 10:00 | 6.7354 | 60
2023-02-20 10:30 | 10:30 | 10.3992 | 60
2023-02-20 11:00 | 11:00 | 2.2962 | 60
2023-02-20 11:30 | 11:30 | 6.0051 | 60
2023-02-20 12:00 | 12:00 | 9.1246 | 60
2023-02-20 12:30 | 12:30 | 7.445 | 60
2023-02-20 13:00 | 13:00 | 12.6793 | 60
2023-02-20 13:30 | 13:30 | 11.7945 | 60
2023-02-20 14:00 | 14:00 | 9.9235 | 60
2023-02-20 14:30 | 14:30 | 10.3476 | 60
2023-02-20 15:00 | 15:00 | 13.8905 | 60
2023-02-20 15:30 | 15:30 | 15.6765 | 60
2023-02-20 16:00 | 16:00 | 18.6929 | 60
2023-02-20 16:30 | 16:30 | 20.8326 | 60
2023-02-20 17:00 | 17:00 | 23.0695 | 60
2023-02-20 17:30 | 17:30 | 23.7802 | 60
2023-02-20 18:00 | 18:00 | 23.8592 | 60
2023-02-20 18:30 | 18:30 | 24.4317 | 60
2023-02-20 19:00 | 19:00 | 24.11 | 60
2023-02-20 19:30 | 19:30 | 23.218 | 60
2023-02-20 20:00 | 20:00 | 22.2211 | 60
2023-02-20 20:30 | 20:30 | 20.5809 | 60
2023-02-20 21:00 | 21:00 | 19.3867 | 60
2023-02-20 21:30 | 21:30 | 18.0961 | 60
2023-02-20 22:00 | 22:00 | 16.7514 | 60
2023-02-20 22:30 | 22:30 | 15.9291 | 60
2023-02-20 23:00 | 23:00 | 14.8509 | 60
2023-02-20 23:30 | 23:30 | 13.6807 | 60
2023-02-21 | 0:00 | 12.9087 | 60
2023-02-21 00:30 | 0:30 | 12.4584 | 60
2023-02-21 01:00 | 1:00 | 12.0486 | 60
2023-02-21 01:30 | 1:30 | 11.737 | 60
2023-02-21 02:00 | 2:00 | 11.537 | 60
2023-02-21 02:30 | 2:30 | 11.5168 | 60
2023-02-21 03:00 | 3:00 | 11.4764 | 60
2023-02-21 03:30 | 3:30 | 11.3611 | 60
2023-02-21 04:00 | 4:00 | 11.621 | 60
2023-02-21 04:30 | 4:30 | 11.8505 | 60
2023-02-21 05:00 | 5:00 | 12.3588 | 60
2023-02-21 05:30 | 5:30 | 12.6249 | 60
2023-02-21 06:00 | 6:00 | 13.2806 | 60
2023-02-21 06:30 | 6:30 | 12.5075 | 60
2023-02-21 07:00 | 7:00 | 12.5262 | 60
2023-02-21 07:30 | 7:30 | 11.2707 | 60
2023-02-21 08:00 | 8:00 | 9.0971 | 60
2023-02-21 08:30 | 8:30 | 5.1613 | 60
2023-02-21 09:00 | 9:00 | 7.5417 | 60
2023-02-21 09:30 | 9:30 | 3.8973 | 60
2023-02-21 10:00 | 10:00 | 2.2237 | 60
2023-02-21 10:30 | 10:30 | 2.4167 | 60
2023-02-21 11:00 | 11:00 | 1.7339 | 60
2023-02-21 11:30 | 11:30 | 2.0313 | 60
2023-02-21 12:00 | 12:00 | 3.258 | 60
2023-02-21 12:30 | 12:30 | 2.1479 | 60
2023-02-21 13:00 | 13:00 | 2.6327 | 60
2023-02-21 13:30 | 13:30 | 5.348 | 60
2023-02-21 14:00 | 14:00 | 7.5309 | 60
2023-02-21 14:30 | 14:30 | 8.0801 | 60
2023-02-21 15:00 | 15:00 | 11.3452 | 60
2023-02-21 15:30 | 15:30 | 15.0564 | 60
2023-02-21 16:00 | 16:00 | 15.7552 | 60
2023-02-21 16:30 | 16:30 | 20.2432 | 60
2023-02-21 17:00 | 17:00 | 22.4546 | 60
2023-02-21 17:30 | 17:30 | 24.1642 | 60
2023-02-21 18:00 | 18:00 | 24.8303 | 60
2023-02-21 18:30 | 18:30 | 25.5556 | 60
2023-02-21 19:00 | 19:00 | 25.2978 | 60
2023-02-21 19:30 | 19:30 | 24.2116 | 60
2023-02-21 20:00 | 20:00 | 23.0122 | 60
2023-02-21 20:30 | 20:30 | 21.5945 | 60
2023-02-21 21:00 | 21:00 | 20.0264 | 60
2023-02-21 21:30 | 21:30 | 18.57 | 60
2023-02-21 22:00 | 22:00 | 16.7559 | 60
2023-02-21 22:30 | 22:30 | 15.6023 | 60
2023-02-21 23:00 | 23:00 | 14.3738 | 60
2023-02-21 23:30 | 23:30 | 13.3438 | 60
2023-02-22 | 0:00 | 12.5831 | 60
2023-02-22 00:30 | 0:30 | 12.1334 | 60
2023-02-22 01:00 | 1:00 | 11.8192 | 60
2023-02-22 01:30 | 1:30 | 11.4739 | 60
2023-02-22 02:00 | 2:00 | 11.4404 | 60
2023-02-22 02:30 | 2:30 | 11.1014 | 60
2023-02-22 03:00 | 3:00 | 11.0865 | 60
2023-02-22 03:30 | 3:30 | 11.3052 | 60
2023-02-22 04:00 | 4:00 | 11.2719 | 60
2023-02-22 04:30 | 4:30 | 11.5518 | 60
2023-02-22 05:00 | 5:00 | 12.258 | 60
2023-02-22 05:30 | 5:30 | 12.7472 | 60
2023-02-22 06:00 | 6:00 | 13.6042 | 60
2023-02-22 06:30 | 6:30 | 12.838 | 60
2023-02-22 07:00 | 7:00 | 12.9366 | 60
2023-02-22 07:30 | 7:30 | 12.4093 | 60
2023-02-22 08:00 | 8:00 | 14.9825 | 60
2023-02-22 08:30 | 8:30 | 10.0272 | 60
2023-02-22 09:00 | 9:00 | 2.8606 | 60
2023-02-22 09:30 | 9:30 | 2.5646 | 60
2023-02-22 10:00 | 10:00 | 3.1317 | 60
2023-02-22 10:30 | 10:30 | 2.7772 | 60
2023-02-22 11:00 | 11:00 | 2.6564 | 60
2023-02-22 11:30 | 11:30 | 3.8056 | 60
2023-02-22 12:00 | 12:00 | 4.1728 | 60
2023-02-22 12:30 | 12:30 | 3.5479 | 60
2023-02-22 13:00 | 13:00 | 1.8604 | 60
2023-02-22 13:30 | 13:30 | 1.9343 | 60
2023-02-22 14:00 | 14:00 | 2.3293 | 60
2023-02-22 14:30 | 14:30 | 7.0567 | 60
2023-02-22 15:00 | 15:00 | 6.829 | 60
2023-02-22 15:30 | 15:30 | 11.4055 | 60
2023-02-22 16:00 | 16:00 | 15.6602 | 60
2023-02-22 16:30 | 16:30 | 17.2288 | 60
2023-02-22 17:00 | 17:00 | 20.6649 | 60
2023-02-22 17:30 | 17:30 | 21.4833 | 60
2023-02-22 18:00 | 18:00 | 23.0561 | 60
2023-02-22 18:30 | 18:30 | 23.7345 | 60
2023-02-22 19:00 | 19:00 | 23.1634 | 60
2023-02-22 19:30 | 19:30 | 22.2429 | 60
2023-02-22 20:00 | 20:00 | 21.3689 | 60
2023-02-22 20:30 | 20:30 | 19.6248 | 60
2023-02-22 21:00 | 21:00 | 18.4159 | 60
2023-02-22 21:30 | 21:30 | 17.3885 | 60
2023-02-22 22:00 | 22:00 | 16.146 | 60
2023-02-22 22:30 | 22:30 | 15.0807 | 60
2023-02-22 23:00 | 23:00 | 13.9308 | 60
2023-02-22 23:30 | 23:30 | 13.0036 | 60
2023-02-23 | 0:00 | 12.2345 | 60
2023-02-23 00:30 | 0:30 | 11.8831 | 60
2023-02-23 01:00 | 1:00 | 11.6491 | 60
2023-02-23 01:30 | 1:30 | 11.3387 | 60
2023-02-23 02:00 | 2:00 | 11.0022 | 60
2023-02-23 02:30 | 2:30 | 10.878 | 60
2023-02-23 03:00 | 3:00 | 10.8911 | 60
2023-02-23 03:30 | 3:30 | 10.871 | 60
2023-02-23 04:00 | 4:00 | 11.1691 | 60
2023-02-23 04:30 | 4:30 | 11.3842 | 60
2023-02-23 05:00 | 5:00 | 11.9359 | 60
2023-02-23 05:30 | 5:30 | 12.2438 | 60
2023-02-23 06:00 | 6:00 | 12.3995 | 60
2023-02-23 06:30 | 6:30 | 12.7973 | 60
2023-02-23 07:00 | 7:00 | 12.1489 | 60
2023-02-23 07:30 | 7:30 | 6.538 | 60
2023-02-23 08:00 | 8:00 | 6.1334 | 60
2023-02-23 08:30 | 8:30 | 5.5237 | 60
2023-02-23 09:00 | 9:00 | 12.0839 | 60
2023-02-23 09:30 | 9:30 | 9.9421 | 60
2023-02-23 10:00 | 10:00 | 14.2444 | 60
2023-02-23 10:30 | 10:30 | 9.4519 | 60
2023-02-23 11:00 | 11:00 | 8.1383 | 60
2023-02-23 11:30 | 11:30 | 8.2049 | 60
2023-02-23 12:00 | 12:00 | 9.068 | 60
2023-02-23 12:30 | 12:30 | 7.7465 | 60
2023-02-23 13:00 | 13:00 | 3.6789 | 60
2023-02-23 13:30 | 13:30 | 5.0052 | 60
2023-02-23 14:00 | 14:00 | 3.687 | 60
2023-02-23 14:30 | 14:30 | 2.961 | 60
2023-02-23 15:00 | 15:00 | 2.158 | 60
2023-02-23 15:30 | 15:30 | 4.9486 | 60
2023-02-23 16:00 | 16:00 | 9.7927 | 60
2023-02-23 16:30 | 16:30 | 13.9707 | 60
2023-02-23 17:00 | 17:00 | 18.0829 | 60
2023-02-23 17:30 | 17:30 | 20.1 | 60
2023-02-23 18:00 | 18:00 | 21.052 | 60
2023-02-23 18:30 | 18:30 | 21.6121 | 60
2023-02-23 19:00 | 19:00 | 21.3011 | 60
2023-02-23 19:30 | 19:30 | 20.7105 | 60
2023-02-23 20:00 | 20:00 | 19.9064 | 60
2023-02-23 20:30 | 20:30 | 18.9976 | 60
2023-02-23 21:00 | 21:00 | 17.9468 | 60
2023-02-23 21:30 | 21:30 | 16.4376 | 60
2023-02-23 22:00 | 22:00 | 15.2765 | 60
2023-02-23 22:30 | 22:30 | 14.2684 | 60
2023-02-23 23:00 | 23:00 | 13.29 | 60
2023-02-23 23:30 | 23:30 | 12.4917 | 60
2023-02-24 | 0:00 | 11.9465 | 60
2023-02-24 00:30 | 0:30 | 11.5556 | 60
2023-02-24 01:00 | 1:00 | 11.2313 | 60
2023-02-24 01:30 | 1:30 | 11.0767 | 60
2023-02-24 02:00 | 2:00 | 10.7512 | 60
2023-02-24 02:30 | 2:30 | 10.5105 | 60
2023-02-24 03:00 | 3:00 | 10.6114 | 60
2023-02-24 03:30 | 3:30 | 10.5942 | 60
2023-02-24 04:00 | 4:00 | 10.8999 | 60
2023-02-24 04:30 | 4:30 | 11.0938 | 60
2023-02-24 05:00 | 5:00 | 11.585 | 60
2023-02-24 05:30 | 5:30 | 12.1247 | 60
2023-02-24 06:00 | 6:00 | 12.6434 | 60
2023-02-24 06:30 | 6:30 | 12.3269 | 60
2023-02-24 07:00 | 7:00 | 12.6412 | 60
2023-02-24 07:30 | 7:30 | 10.1793 | 60
2023-02-24 08:00 | 8:00 | 3.9597 | 60
2023-02-24 08:30 | 8:30 | 3.7452 | 60
2023-02-24 09:00 | 9:00 | 10.1287 | 60
2023-02-24 09:30 | 9:30 | 5.0789 | 60
2023-02-24 10:00 | 10:00 | 3.1976 | 60
2023-02-24 10:30 | 10:30 | 3.1553 | 60
2023-02-24 11:00 | 11:00 | 4.1072 | 60
2023-02-24 11:30 | 11:30 | 2.7588 | 60
2023-02-24 12:00 | 12:00 | 5.5164 | 60
2023-02-24 12:30 | 12:30 | 12.4264 | 60
2023-02-24 13:00 | 13:00 | 12.8759 | 60
2023-02-24 13:30 | 13:30 | 9.374 | 60
2023-02-24 14:00 | 14:00 | 5.2268 | 60
2023-02-24 14:30 | 14:30 | 3.243 | 60
2023-02-24 15:00 | 15:00 | 7.7041 | 60
2023-02-24 15:30 | 15:30 | 8.3223 | 60
2023-02-24 16:00 | 16:00 | 10.4109 | 60
2023-02-24 16:30 | 16:30 | 13.8655 | 60
2023-02-24 17:00 | 17:00 | 15.7609 | 60
2023-02-24 17:30 | 17:30 | 17.761 | 60
2023-02-24 18:00 | 18:00 | 18.8118 | 60
2023-02-24 18:30 | 18:30 | 19.958 | 60
2023-02-24 19:00 | 19:00 | 19.9113 | 60
2023-02-24 19:30 | 19:30 | 18.9638 | 60
2023-02-24 20:00 | 20:00 | 18.2297 | 60
2023-02-24 20:30 | 20:30 | 17.3763 | 60
2023-02-24 21:00 | 21:00 | 16.7308 | 60
2023-02-24 21:30 | 21:30 | 15.8864 | 60
2023-02-24 22:00 | 22:00 | 14.981 | 60
2023-02-24 22:30 | 22:30 | 14.4735 | 60
2023-02-24 23:00 | 23:00 | 13.5749 | 60
2023-02-24 23:30 | 23:30 | 12.6646 | 60
2023-02-25 | 0:00 | 11.8361 | 60
2023-02-25 00:30 | 0:30 | 11.4413 | 60
2023-02-25 01:00 | 1:00 | 11.166 | 60
2023-02-25 01:30 | 1:30 | 10.8725 | 60
2023-02-25 02:00 | 2:00 | 10.7971 | 60
2023-02-25 02:30 | 2:30 | 10.6232 | 60
2023-02-25 03:00 | 3:00 | 10.5389 | 60
2023-02-25 03:30 | 3:30 | 10.4514 | 60
2023-02-25 04:00 | 4:00 | 10.5952 | 60
2023-02-25 04:30 | 4:30 | 10.5366 | 60
2023-02-25 05:00 | 5:00 | 10.5242 | 60
2023-02-25 05:30 | 5:30 | 10.6567 | 60
2023-02-25 06:00 | 6:00 | 10.3013 | 60
2023-02-25 06:30 | 6:30 | 9.1083 | 60
2023-02-25 07:00 | 7:00 | 9.8939 | 60
2023-02-25 07:30 | 7:30 | 9.128 | 60
2023-02-25 08:00 | 8:00 | 6.4153 | 60
2023-02-25 08:30 | 8:30 | 3.7902 | 60
2023-02-25 09:00 | 9:00 | 3.2184 | 60
2023-02-25 09:30 | 9:30 | 3.6748 | 60
2023-02-25 10:00 | 10:00 | 3.7895 | 60
2023-02-25 10:30 | 10:30 | 4.7202 | 60
2023-02-25 11:00 | 11:00 | 4.6158 | 60
2023-02-25 11:30 | 11:30 | 4.3701 | 60
2023-02-25 12:00 | 12:00 | 3.9503 | 60
2023-02-25 12:30 | 12:30 | 3.8387 | 60
2023-02-25 13:00 | 13:00 | 3.0981 | 60
2023-02-25 13:30 | 13:30 | 2.394 | 60
2023-02-25 14:00 | 14:00 | 1.8141 | 60
2023-02-25 14:30 | 14:30 | 2.6764 | 60
2023-02-25 15:00 | 15:00 | 5.1308 | 60
2023-02-25 15:30 | 15:30 | 7.9901 | 60
2023-02-25 16:00 | 16:00 | 11.487 | 60
2023-02-25 16:30 | 16:30 | 15.0128 | 60
2023-02-25 17:00 | 17:00 | 18.2172 | 60
2023-02-25 17:30 | 17:30 | 19.8955 | 60
2023-02-25 18:00 | 18:00 | 21.2961 | 60
2023-02-25 18:30 | 18:30 | 21.5934 | 60
2023-02-25 19:00 | 19:00 | 21.3764 | 60
2023-02-25 19:30 | 19:30 | 20.526 | 60
2023-02-25 20:00 | 20:00 | 19.7199 | 60
2023-02-25 20:30 | 20:30 | 18.5096 | 60
2023-02-25 21:00 | 21:00 | 17.7416 | 60
2023-02-25 21:30 | 21:30 | 16.6825 | 60
2023-02-25 22:00 | 22:00 | 15.758 | 60
2023-02-25 22:30 | 22:30 | 14.9421 | 60
2023-02-25 23:00 | 23:00 | 14.0426 | 60
2023-02-25 23:30 | 23:30 | 13.0972 | 60
2023-02-26 | 0:00 | 12.2833 | 60
2023-02-26 00:30 | 0:30 | 11.7711 | 60
2023-02-26 01:00 | 1:00 | 11.3706 | 60
2023-02-26 01:30 | 1:30 | 11.148 | 60
2023-02-26 02:00 | 2:00 | 10.9904 | 60
2023-02-26 02:30 | 2:30 | 10.7495 | 60
2023-02-26 03:00 | 3:00 | 10.5761 | 60
2023-02-26 03:30 | 3:30 | 10.5079 | 60
2023-02-26 04:00 | 4:00 | 10.4115 | 60
2023-02-26 04:30 | 4:30 | 10.4638 | 60
2023-02-26 05:00 | 5:00 | 10.5376 | 60
2023-02-26 05:30 | 5:30 | 10.4431 | 60
2023-02-26 06:00 | 6:00 | 9.6534 | 60
2023-02-26 06:30 | 6:30 | 7.5682 | 60
2023-02-26 07:00 | 7:00 | 6.2293 | 60
2023-02-26 07:30 | 7:30 | 4.7706 | 60
2023-02-26 08:00 | 8:00 | 3.7352 | 60
2023-02-26 08:30 | 8:30 | 3.1019 | 60
2023-02-26 09:00 | 9:00 | 3.7007 | 60
2023-02-26 09:30 | 9:30 | 3.7479 | 60
2023-02-26 10:00 | 10:00 | 3.2211 | 60
2023-02-26 10:30 | 10:30 | 2.3651 | 60
2023-02-26 11:00 | 11:00 | 2.6319 | 60
2023-02-26 11:30 | 11:30 | 2.4067 | 60
2023-02-26 12:00 | 12:00 | 1.6388 | 60
2023-02-26 12:30 | 12:30 | 1.4313 | 60
2023-02-26 13:00 | 13:00 | 1.9479 | 60
2023-02-26 13:30 | 13:30 | 3.2071 | 60
2023-02-26 14:00 | 14:00 | 4.765 | 60
2023-02-26 14:30 | 14:30 | 7.3244 | 60
2023-02-26 15:00 | 15:00 | 10.7372 | 60
2023-02-26 15:30 | 15:30 | 17.047 | 60
2023-02-26 16:00 | 16:00 | 17.3366 | 60
2023-02-26 16:30 | 16:30 | 18.6964 | 60
2023-02-26 17:00 | 17:00 | 22.0253 | 60
2023-02-26 17:30 | 17:30 | 24.8604 | 60
2023-02-26 18:00 | 18:00 | 25.9625 | 60
2023-02-26 18:30 | 18:30 | 26.1843 | 60
2023-02-26 19:00 | 19:00 | 25.2153 | 60
2023-02-26 19:30 | 19:30 | 23.7856 | 60
2023-02-26 20:00 | 20:00 | 22.4528 | 60
2023-02-26 20:30 | 20:30 | 20.6518 | 60
2023-02-26 21:00 | 21:00 | 19.4171 | 60
2023-02-26 21:30 | 21:30 | 17.9665 | 60
2023-02-26 22:00 | 22:00 | 16.4256 | 60
2023-02-26 22:30 | 22:30 | 15.367 | 60
2023-02-26 23:00 | 23:00 | 14.3204 | 60
2023-02-26 23:30 | 23:30 | 13.2885 | 60
2023-02-27 | 0:00 | 12.4942 | 60
2023-02-27 00:30 | 0:30 | 11.9703 | 60
2023-02-27 01:00 | 1:00 | 11.6888 | 60
2023-02-27 01:30 | 1:30 | 11.2314 | 60
2023-02-27 02:00 | 2:00 | 11.091 | 60
2023-02-27 02:30 | 2:30 | 10.9668 | 60
2023-02-27 03:00 | 3:00 | 10.8391 | 60
2023-02-27 03:30 | 3:30 | 10.8391 | 60
2023-02-27 04:00 | 4:00 | 11.1341 | 60
2023-02-27 04:30 | 4:30 | 11.3372 | 60
2023-02-27 05:00 | 5:00 | 11.8496 | 60
2023-02-27 05:30 | 5:30 | 12.0775 | 60
2023-02-27 06:00 | 6:00 | 11.996 | 60
2023-02-27 06:30 | 6:30 | 9.9885 | 60
2023-02-27 07:00 | 7:00 | 12.3407 | 60
2023-02-27 07:30 | 7:30 | 9.8106 | 60
2023-02-27 08:00 | 8:00 | 6.9418 | 60
2023-02-27 08:30 | 8:30 | 7.0272 | 60
2023-02-27 09:00 | 9:00 | 2.2598 | 60
2023-02-27 09:30 | 9:30 | 2.8828 | 60
2023-02-27 10:00 | 10:00 | 2.4684 | 60
2023-02-27 10:30 | 10:30 | 1.5626 | 60
2023-02-27 11:00 | 11:00 | 2.2506 | 60
2023-02-27 11:30 | 11:30 | 5.3487 | 60
2023-02-27 12:00 | 12:00 | 2.0824 | 60
2023-02-27 12:30 | 12:30 | 2.1163 | 60
2023-02-27 13:00 | 13:00 | 2.3039 | 60
2023-02-27 13:30 | 13:30 | 3.5211 | 60
2023-02-27 14:00 | 14:00 | 5.6096 | 60
2023-02-27 14:30 | 14:30 | 7.8036 | 60
2023-02-27 15:00 | 15:00 | 10.7971 | 60
2023-02-27 15:30 | 15:30 | 14.6503 | 60
2023-02-27 16:00 | 16:00 | 18.0656 | 60
2023-02-27 16:30 | 16:30 | 21.5242 | 60
2023-02-27 17:00 | 17:00 | 24.9292 | 60
2023-02-27 17:30 | 17:30 | 27.2567 | 60
2023-02-27 18:00 | 18:00 | 27.9854 | 60
2023-02-27 18:30 | 18:30 | 27.944 | 60
2023-02-27 19:00 | 19:00 | 27.4576 | 60
2023-02-27 19:30 | 19:30 | 25.884 | 60
2023-02-27 20:00 | 20:00 | 24.1116 | 60
2023-02-27 20:30 | 20:30 | 22.3837 | 60
2023-02-27 21:00 | 21:00 | 20.7647 | 60
2023-02-27 21:30 | 21:30 | 18.9888 | 60
2023-02-27 22:00 | 22:00 | 17.2813 | 60
2023-02-27 22:30 | 22:30 | 16.06 | 60
2023-02-27 23:00 | 23:00 | 14.9081 | 60
2023-02-27 23:30 | 23:30 | 13.8974 | 60
2023-02-28 | 0:00 | 13.073 | 60
2023-02-28 00:30 | 0:30 | 12.4955 | 60
2023-02-28 01:00 | 1:00 | 12.0345 | 60
2023-02-28 01:30 | 1:30 | 11.7066 | 60
2023-02-28 02:00 | 2:00 | 11.4087 | 60
2023-02-28 02:30 | 2:30 | 11.3156 | 60
2023-02-28 03:00 | 3:00 | 11.2658 | 60
2023-02-28 03:30 | 3:30 | 11.1645 | 60
2023-02-28 04:00 | 4:00 | 11.2637 | 60
2023-02-28 04:30 | 4:30 | 11.6626 | 60
2023-02-28 05:00 | 5:00 | 12.0829 | 60
2023-02-28 05:30 | 5:30 | 12.4313 | 60
2023-02-28 06:00 | 6:00 | 12.1885 | 60
2023-02-28 06:30 | 6:30 | 10.7363 | 60
2023-02-28 07:00 | 7:00 | 9.1775 | 60
2023-02-28 07:30 | 7:30 | 7.3253 | 60
2023-02-28 08:00 | 8:00 | 6.6079 | 60
2023-02-28 08:30 | 8:30 | 6.0571 | 60
2023-02-28 09:00 | 9:00 | 6.0372 | 60
2023-02-28 09:30 | 9:30 | 4.5411 | 60
2023-02-28 10:00 | 10:00 | 3.2377 | 60
2023-02-28 10:30 | 10:30 | 2.3182 | 60
2023-02-28 11:00 | 11:00 | 3.7298 | 60
2023-02-28 11:30 | 11:30 | 3.0184 | 60
2023-02-28 12:00 | 12:00 | 2.5574 | 60
2023-02-28 12:30 | 12:30 | 2.7806 | 60
2023-02-28 13:00 | 13:00 | 6.3899 | 60
2023-02-28 13:30 | 13:30 | 9.2536 | 60
2023-02-28 14:00 | 14:00 | 6.5131 | 60
2023-02-28 14:30 | 14:30 | 8.9619 | 60
2023-02-28 15:00 | 15:00 | 10.6851 | 60
2023-02-28 15:30 | 15:30 | 14.7249 | 60
2023-02-28 16:00 | 16:00 | 17.0037 | 60
2023-02-28 16:30 | 16:30 | 19.1607 | 60
2023-02-28 17:00 | 17:00 | 23.1829 | 60
2023-02-28 17:30 | 17:30 | 25.9962 | 60
2023-02-28 18:00 | 18:00 | 26.654 | 60
2023-02-28 18:30 | 18:30 | 27.5356 | 60
2023-02-28 19:00 | 19:00 | 26.843 | 60
2023-02-28 19:30 | 19:30 | 25.743 | 60
2023-02-28 20:00 | 20:00 | 24.4068 | 60
2023-02-28 20:30 | 20:30 | 22.3215 | 60
2023-02-28 21:00 | 21:00 | 20.842 | 60
2023-02-28 21:30 | 21:30 | 19.221 | 60
2023-02-28 22:00 | 22:00 | 17.4565 | 60
2023-02-28 22:30 | 22:30 | 16.193 | 60
2023-02-28 23:00 | 23:00 | 14.9367 | 60
2023-02-28 23:30 | 23:30 | 13.7813 | 60
2023-03-01 | 0:00 | 13.0083 | 60
2023-03-01 00:30 | 0:30 | 12.4454 | 60
2023-03-01 01:00 | 1:00 | 12.1457 | 60
2023-03-01 01:30 | 1:30 | 11.8059 | 60
2023-03-01 02:00 | 2:00 | 11.4848 | 60
2023-03-01 02:30 | 2:30 | 11.2723 | 60
2023-03-01 03:00 | 3:00 | 11.1805 | 60
2023-03-01 03:30 | 3:30 | 11.1179 | 60
2023-03-01 04:00 | 4:00 | 11.4024 | 60
2023-03-01 04:30 | 4:30 | 11.6983 | 60
2023-03-01 05:00 | 5:00 | 12.13 | 60
2023-03-01 05:30 | 5:30 | 12.5103 | 60
2023-03-01 06:00 | 6:00 | 12.2507 | 60
2023-03-01 06:30 | 6:30 | 10.891 | 60
2023-03-01 07:00 | 7:00 | 9.2012 | 60
2023-03-01 07:30 | 7:30 | 7.1702 | 60
2023-03-01 08:00 | 8:00 | 5.0475 | 60
2023-03-01 08:30 | 8:30 | 3.3429 | 60
2023-03-01 09:00 | 9:00 | 2.3989 | 60
2023-03-01 09:30 | 9:30 | 1.6939 | 60
2023-03-01 10:00 | 10:00 | 1.3356 | 60
2023-03-01 10:30 | 10:30 | 1.2438 | 60
2023-03-01 11:00 | 11:00 | 1.08 | 60
2023-03-01 11:30 | 11:30 | 1.1214 | 60
2023-03-01 12:00 | 12:00 | 1.8096 | 60
2023-03-01 12:30 | 12:30 | 2.7493 | 60
2023-03-01 13:00 | 13:00 | 3.7154 | 60
2023-03-01 13:30 | 13:30 | 5.159 | 60
2023-03-01 14:00 | 14:00 | 7.4395 | 60
2023-03-01 14:30 | 14:30 | 10.0482 | 60
2023-03-01 15:00 | 15:00 | 13.1779 | 60
2023-03-01 15:30 | 15:30 | 17.2928 | 60
2023-03-01 16:00 | 16:00 | 21.1743 | 60
2023-03-01 16:30 | 16:30 | 24.7829 | 60
2023-03-01 17:00 | 17:00 | 28.6999 | 60
2023-03-01 17:30 | 17:30 | 30.9735 | 60
2023-03-01 18:00 | 18:00 | 30.9341 | 60
2023-03-01 18:30 | 18:30 | 30.6331 | 60
2023-03-01 19:00 | 19:00 | 29.7452 | 60
2023-03-01 19:30 | 19:30 | 28.4117 | 60
2023-03-01 20:00 | 20:00 | 27.0388 | 60
2023-03-01 20:30 | 20:30 | 24.3122 | 60
2023-03-01 21:00 | 21:00 | 22.6307 | 60
2023-03-01 21:30 | 21:30 | 20.5154 | 60
2023-03-01 22:00 | 22:00 | 18.7337 | 60
2023-03-01 22:30 | 22:30 | 17.1727 | 60
2023-03-01 23:00 | 23:00 | 16.1772 | 60
2023-03-01 23:30 | 23:30 | 15.1147 | 60
2023-03-02 | 0:00 | 14.3434 | 60
2023-03-02 00:30 | 0:30 | 13.7744 | 60
2023-03-02 01:00 | 1:00 | 13.7208 | 60
2023-03-02 01:30 | 1:30 | 13.0941 | 60
2023-03-02 02:00 | 2:00 | 12.6382 | 60
2023-03-02 02:30 | 2:30 | 12.4117 | 60
2023-03-02 03:00 | 3:00 | 12.1842 | 60
2023-03-02 03:30 | 3:30 | 12.3405 | 60
2023-03-02 04:00 | 4:00 | 12.5164 | 60
2023-03-02 04:30 | 4:30 | 12.7874 | 60
2023-03-02 05:00 | 5:00 | 13.3194 | 60
2023-03-02 05:30 | 5:30 | 13.6685 | 60
2023-03-02 06:00 | 6:00 | 14.4015 | 60
2023-03-02 06:30 | 6:30 | 14.5174 | 60
2023-03-02 07:00 | 7:00 | 14.0586 | 60
2023-03-02 07:30 | 7:30 | 9.3671 | 60
2023-03-02 08:00 | 8:00 | 8.021 | 60
2023-03-02 08:30 | 8:30 | 6.5868 | 60
2023-03-02 09:00 | 9:00 | 6.8351 | 60
2023-03-02 09:30 | 9:30 | 9.5017 | 60
2023-03-02 10:00 | 10:00 | 16.5488 | 60
2023-03-02 10:30 | 10:30 | 17.5332 | 60
2023-03-02 11:00 | 11:00 | 11.705 | 60
2023-03-02 11:30 | 11:30 | 9.4242 | 60
2023-03-02 12:00 | 12:00 | 13.3143 | 60
2023-03-02 12:30 | 12:30 | 10.7411 | 60
2023-03-02 13:00 | 13:00 | 8.9253 | 60
2023-03-02 13:30 | 13:30 | 5.0861 | 60
2023-03-02 14:00 | 14:00 | 9.0645 | 60
2023-03-02 14:30 | 14:30 | 18.1492 | 60
2023-03-02 15:00 | 15:00 | 11.1709 | 60
2023-03-02 15:30 | 15:30 | 14.3977 | 60
2023-03-02 16:00 | 16:00 | 17.5354 | 60
2023-03-02 16:30 | 16:30 | 19.9069 | 60
2023-03-02 17:00 | 17:00 | 22.9585 | 60
2023-03-02 17:30 | 17:30 | 25.7844 | 60
2023-03-02 18:00 | 18:00 | 26.8197 | 60
2023-03-02 18:30 | 18:30 | 27.2846 | 60
2023-03-02 19:00 | 19:00 | 27.2466 | 60
2023-03-02 19:30 | 19:30 | 25.9264 | 60
2023-03-02 20:00 | 20:00 | 24.7124 | 60
2023-03-02 20:30 | 20:30 | 23.1688 | 60
2023-03-02 21:00 | 21:00 | 21.7658 | 60
2023-03-02 21:30 | 21:30 | 20.1437 | 60
2023-03-02 22:00 | 22:00 | 18.316 | 60
2023-03-02 22:30 | 22:30 | 16.8185 | 60
2023-03-02 23:00 | 23:00 | 15.5576 | 60
2023-03-02 23:30 | 23:30 | 14.5453 | 60
2023-03-03 | 0:00 | 13.7698 | 60
2023-03-03 00:30 | 0:30 | 13.1571 | 60
2023-03-03 01:00 | 1:00 | 12.6486 | 60
2023-03-03 01:30 | 1:30 | 12.2714 | 60
2023-03-03 02:00 | 2:00 | 12.0056 | 60
2023-03-03 02:30 | 2:30 | 11.8497 | 60
2023-03-03 03:00 | 3:00 | 11.6959 | 60
2023-03-03 03:30 | 3:30 | 11.598 | 60
2023-03-03 04:00 | 4:00 | 11.5937 | 60
2023-03-03 04:30 | 4:30 | 11.9895 | 60
2023-03-03 05:00 | 5:00 | 12.5154 | 60
2023-03-03 05:30 | 5:30 | 12.7637 | 60
2023-03-03 06:00 | 6:00 | 12.9039 | 60
2023-03-03 06:30 | 6:30 | 11.1264 | 60
2023-03-03 07:00 | 7:00 | 9.3713 | 60
2023-03-03 07:30 | 7:30 | 10.3699 | 60
2023-03-03 08:00 | 8:00 | 7.5225 | 60
2023-03-03 08:30 | 8:30 | 6.1991 | 60
2023-03-03 09:00 | 9:00 | 5.7796 | 60
2023-03-03 09:30 | 9:30 | 3.0121 | 60
2023-03-03 10:00 | 10:00 | 2.4669 | 60
2023-03-03 10:30 | 10:30 | 1.4319 | 60
2023-03-03 11:00 | 11:00 | 1.4716 | 60
2023-03-03 11:30 | 11:30 | 1.551 | 60
2023-03-03 12:00 | 12:00 | 1.2789 | 60
2023-03-03 12:30 | 12:30 | 1.1732 | 60
2023-03-03 13:00 | 13:00 | 1.2595 | 60
2023-03-03 13:30 | 13:30 | 2.0741 | 60
2023-03-03 14:00 | 14:00 | 4.9324 | 60
2023-03-03 14:30 | 14:30 | 7.2857 | 60
2023-03-03 15:00 | 15:00 | 7.8253 | 60
2023-03-03 15:30 | 15:30 | 11.5773 | 60
2023-03-03 16:00 | 16:00 | 18.3694 | 60
2023-03-03 16:30 | 16:30 | 19.2934 | 60
2023-03-03 17:00 | 17:00 | 20.3175 | 60
2023-03-03 17:30 | 17:30 | 21.3746 | 60
2023-03-03 18:00 | 18:00 | 22.6075 | 60
2023-03-03 18:30 | 18:30 | 22.8547 | 60
2023-03-03 19:00 | 19:00 | 22.7121 | 60
2023-03-03 19:30 | 19:30 | 21.9287 | 60
2023-03-03 20:00 | 20:00 | 20.9344 | 60
2023-03-03 20:30 | 20:30 | 20.0645 | 60
2023-03-03 21:00 | 21:00 | 19.2512 | 60
2023-03-03 21:30 | 21:30 | 18.0005 | 60
2023-03-03 22:00 | 22:00 | 16.7179 | 60
2023-03-03 22:30 | 22:30 | 15.7583 | 60
2023-03-03 23:00 | 23:00 | 14.7017 | 60
2023-03-03 23:30 | 23:30 | 13.8336 | 60
2023-03-04 | 0:00 | 12.8579 | 60
2023-03-04 00:30 | 0:30 | 12.2926 | 60
2023-03-04 01:00 | 1:00 | 11.8959 | 60
2023-03-04 01:30 | 1:30 | 11.5285 | 60
2023-03-04 02:00 | 2:00 | 11.2733 | 60
2023-03-04 02:30 | 2:30 | 11.2169 | 60
2023-03-04 03:00 | 3:00 | 11.1385 | 60
2023-03-04 03:30 | 3:30 | 10.9725 | 60
2023-03-04 04:00 | 4:00 | 11.0966 | 60
2023-03-04 04:30 | 4:30 | 11.0371 | 60
2023-03-04 05:00 | 5:00 | 11.0952 | 60
2023-03-04 05:30 | 5:30 | 11.2237 | 60
2023-03-04 06:00 | 6:00 | 10.6285 | 60
2023-03-04 06:30 | 6:30 | 9.0308 | 60
2023-03-04 07:00 | 7:00 | 7.2251 | 60
2023-03-04 07:30 | 7:30 | 5.4896 | 60
2023-03-04 08:00 | 8:00 | 4.3034 | 60
2023-03-04 08:30 | 8:30 | 4.516 | 60
2023-03-04 09:00 | 9:00 | 5.2281 | 60
2023-03-04 09:30 | 9:30 | 2.8647 | 60
2023-03-04 10:00 | 10:00 | 4.8066 | 60
2023-03-04 10:30 | 10:30 | 5.5046 | 60
2023-03-04 11:00 | 11:00 | 2.4013 | 60
2023-03-04 11:30 | 11:30 | 1.9848 | 60
2023-03-04 12:00 | 12:00 | 2.8202 | 60
2023-03-04 12:30 | 12:30 | 3.4245 | 60
2023-03-04 13:00 | 13:00 | 5.2216 | 60
2023-03-04 13:30 | 13:30 | 1.911 | 60
2023-03-04 14:00 | 14:00 | 1.9436 | 60
2023-03-04 14:30 | 14:30 | 3.5741 | 60
2023-03-04 15:00 | 15:00 | 6.1973 | 60
2023-03-04 15:30 | 15:30 | 9.3074 | 60
2023-03-04 16:00 | 16:00 | 13.1138 | 60
2023-03-04 16:30 | 16:30 | 16.3416 | 60
2023-03-04 17:00 | 17:00 | 19.0814 | 60
2023-03-04 17:30 | 17:30 | 21.2993 | 60
2023-03-04 18:00 | 18:00 | 22.2265 | 60
2023-03-04 18:30 | 18:30 | 22.6585 | 60
2023-03-04 19:00 | 19:00 | 22.2775 | 60
2023-03-04 19:30 | 19:30 | 21.554 | 60
2023-03-04 20:00 | 20:00 | 20.3709 | 60
2023-03-04 20:30 | 20:30 | 19.2447 | 60
2023-03-04 21:00 | 21:00 | 18.2618 | 60
2023-03-04 21:30 | 21:30 | 17.2642 | 60
2023-03-04 22:00 | 22:00 | 16.2616 | 60
2023-03-04 22:30 | 22:30 | 15.5839 | 60
2023-03-04 23:00 | 23:00 | 14.658 | 60
2023-03-04 23:30 | 23:30 | 13.6164 | 60
2023-03-05 | 0:00 | 12.8991 | 60
2023-03-05 00:30 | 0:30 | 12.3556 | 60
2023-03-05 01:00 | 1:00 | 12.0446 | 60
2023-03-05 01:30 | 1:30 | 11.6161 | 60
2023-03-05 02:00 | 2:00 | 11.3229 | 60
2023-03-05 02:30 | 2:30 | 11.2848 | 60
2023-03-05 03:00 | 3:00 | 11.0779 | 60
2023-03-05 03:30 | 3:30 | 10.7883 | 60
2023-03-05 04:00 | 4:00 | 10.7657 | 60
2023-03-05 04:30 | 4:30 | 10.7669 | 60
2023-03-05 05:00 | 5:00 | 10.8008 | 60
2023-03-05 05:30 | 5:30 | 10.9102 | 60
2023-03-05 06:00 | 6:00 | 10.2758 | 60
2023-03-05 06:30 | 6:30 | 8.4257 | 60
2023-03-05 07:00 | 7:00 | 6.9911 | 60
2023-03-05 07:30 | 7:30 | 5.3221 | 60
2023-03-05 08:00 | 8:00 | 4.1898 | 60
2023-03-05 08:30 | 8:30 | 3.0118 | 60
2023-03-05 09:00 | 9:00 | 2.3473 | 60
2023-03-05 09:30 | 9:30 | 2.0625 | 60
2023-03-05 10:00 | 10:00 | 1.8654 | 60
2023-03-05 10:30 | 10:30 | 1.7733 | 60
2023-03-05 11:00 | 11:00 | 2.0298 | 60
2023-03-05 11:30 | 11:30 | 1.617 | 60
2023-03-05 12:00 | 12:00 | 1.4941 | 60
2023-03-05 12:30 | 12:30 | 1.5049 | 60
2023-03-05 13:00 | 13:00 | 2.2671 | 60
2023-03-05 13:30 | 13:30 | 3.5024 | 60
2023-03-05 14:00 | 14:00 | 5.3121 | 60
2023-03-05 14:30 | 14:30 | 7.4706 | 60
2023-03-05 15:00 | 15:00 | 10.372 | 60
2023-03-05 15:30 | 15:30 | 13.7458 | 60
2023-03-05 16:00 | 16:00 | 17.4291 | 60
2023-03-05 16:30 | 16:30 | 20.813 | 60
2023-03-05 17:00 | 17:00 | 24.154 | 60
2023-03-05 17:30 | 17:30 | 26.0584 | 60
2023-03-05 18:00 | 18:00 | 26.6074 | 60
2023-03-05 18:30 | 18:30 | 26.4595 | 60
2023-03-05 19:00 | 19:00 | 25.4023 | 60
2023-03-05 19:30 | 19:30 | 23.8664 | 60
2023-03-05 20:00 | 20:00 | 22.4774 | 60
2023-03-05 20:30 | 20:30 | 21.0422 | 60
2023-03-05 21:00 | 21:00 | 19.6882 | 60
2023-03-05 21:30 | 21:30 | 18.0108 | 60
2023-03-05 22:00 | 22:00 | 16.4674 | 60
2023-03-05 22:30 | 22:30 | 15.475 | 60
2023-03-05 23:00 | 23:00 | 14.4919 | 60
2023-03-05 23:30 | 23:30 | 13.3809 | 60
2023-03-06 | 0:00 | 12.7149 | 60
2023-03-06 00:30 | 0:30 | 12.1652 | 60
2023-03-06 01:00 | 1:00 | 11.732 | 60
2023-03-06 01:30 | 1:30 | 11.4398 | 60
2023-03-06 02:00 | 2:00 | 11.2081 | 60
2023-03-06 02:30 | 2:30 | 11.0324 | 60
2023-03-06 03:00 | 3:00 | 11.0752 | 60
2023-03-06 03:30 | 3:30 | 10.9565 | 60
2023-03-06 04:00 | 4:00 | 11.1105 | 60
2023-03-06 04:30 | 4:30 | 11.2679 | 60
2023-03-06 05:00 | 5:00 | 11.832 | 60
2023-03-06 05:30 | 5:30 | 12.1631 | 60
2023-03-06 06:00 | 6:00 | 11.9166 | 60
2023-03-06 06:30 | 6:30 | 10.3191 | 60
2023-03-06 07:00 | 7:00 | 8.7131 | 60
2023-03-06 07:30 | 7:30 | 6.8675 | 60
2023-03-06 08:00 | 8:00 | 4.9105 | 60
2023-03-06 08:30 | 8:30 | 4.0118 | 60
2023-03-06 09:00 | 9:00 | 3.7052 | 60
2023-03-06 09:30 | 9:30 | 3.0712 | 60
2023-03-06 10:00 | 10:00 | 2.1954 | 60
2023-03-06 10:30 | 10:30 | 1.5878 | 60
2023-03-06 11:00 | 11:00 | 1.3323 | 60
2023-03-06 11:30 | 11:30 | 1.2956 | 60
2023-03-06 12:00 | 12:00 | 1.1422 | 60
2023-03-06 12:30 | 12:30 | 1.4552 | 60
2023-03-06 13:00 | 13:00 | 2.2205 | 60
2023-03-06 13:30 | 13:30 | 3.5844 | 60
2023-03-06 14:00 | 14:00 | 5.9329 | 60
2023-03-06 14:30 | 14:30 | 8.1544 | 60
2023-03-06 15:00 | 15:00 | 11.2909 | 60
2023-03-06 15:30 | 15:30 | 15.1712 | 60
2023-03-06 16:00 | 16:00 | 18.6931 | 60
2023-03-06 16:30 | 16:30 | 22.207 | 60
2023-03-06 17:00 | 17:00 | 25.5663 | 60
2023-03-06 17:30 | 17:30 | 27.7386 | 60
2023-03-06 18:00 | 18:00 | 28.2361 | 60
2023-03-06 18:30 | 18:30 | 28.12 | 60
2023-03-06 19:00 | 19:00 | 27.1207 | 60
2023-03-06 19:30 | 19:30 | 25.4444 | 60
2023-03-06 20:00 | 20:00 | 23.9184 | 60
2023-03-06 20:30 | 20:30 | 21.9959 | 60
2023-03-06 21:00 | 21:00 | 20.5349 | 60
2023-03-06 21:30 | 21:30 | 18.6298 | 60
2023-03-06 22:00 | 22:00 | 17.2215 | 60
2023-03-06 22:30 | 22:30 | 16.026 | 60
2023-03-06 23:00 | 23:00 | 14.7135 | 60
2023-03-06 23:30 | 23:30 | 13.7774 | 60
2023-03-07 | 0:00 | 13.0091 | 60
2023-03-07 00:30 | 0:30 | 12.5719 | 60
2023-03-07 01:00 | 1:00 | 12.0441 | 60
2023-03-07 01:30 | 1:30 | 11.7236 | 60
2023-03-07 02:00 | 2:00 | 11.5981 | 60
2023-03-07 02:30 | 2:30 | 11.4621 | 60
2023-03-07 03:00 | 3:00 | 11.3868 | 60
2023-03-07 03:30 | 3:30 | 11.3019 | 60
2023-03-07 04:00 | 4:00 | 11.5431 | 60
2023-03-07 04:30 | 4:30 | 11.7337 | 60
2023-03-07 05:00 | 5:00 | 12.2825 | 60
2023-03-07 05:30 | 5:30 | 12.669 | 60
2023-03-07 06:00 | 6:00 | 12.4375 | 60
2023-03-07 06:30 | 6:30 | 10.9956 | 60
2023-03-07 07:00 | 7:00 | 9.3642 | 60
2023-03-07 07:30 | 7:30 | 7.4332 | 60
2023-03-07 08:00 | 8:00 | 5.5671 | 60
2023-03-07 08:30 | 8:30 | 3.8533 | 60
2023-03-07 09:00 | 9:00 | 2.9198 | 60
2023-03-07 09:30 | 9:30 | 2.1096 | 60
2023-03-07 10:00 | 10:00 | 1.5577 | 60
2023-03-07 10:30 | 10:30 | 1.3207 | 60
2023-03-07 11:00 | 11:00 | 1.3933 | 60
2023-03-07 11:30 | 11:30 | 1.6157 | 60
2023-03-07 12:00 | 12:00 | 2.0535 | 60
2023-03-07 12:30 | 12:30 | 3.959 | 60
2023-03-07 13:00 | 13:00 | 7.6813 | 60
2023-03-07 13:30 | 13:30 | 8.9771 | 60
2023-03-07 14:00 | 14:00 | 12.4487 | 60
2023-03-07 14:30 | 14:30 | 11.9641 | 60
2023-03-07 15:00 | 15:00 | 18.2499 | 60
2023-03-07 15:30 | 15:30 | 22.2377 | 60
2023-03-07 16:00 | 16:00 | 24.3531 | 60
2023-03-07 16:30 | 16:30 | 25.6822 | 60
2023-03-07 17:00 | 17:00 | 27.2746 | 60
2023-03-07 17:30 | 17:30 | 28.517 | 60
2023-03-07 18:00 | 18:00 | 29.2335 | 60
2023-03-07 18:30 | 18:30 | 29.8462 | 60
2023-03-07 19:00 | 19:00 | 29.126 | 60
2023-03-07 19:30 | 19:30 | 27.9512 | 60
2023-03-07 20:00 | 20:00 | 26.8134 | 60
2023-03-07 20:30 | 20:30 | 24.9602 | 60
2023-03-07 21:00 | 21:00 | 23.6633 | 60
2023-03-07 21:30 | 21:30 | 21.9576 | 60
2023-03-07 22:00 | 22:00 | 20.0556 | 60
2023-03-07 22:30 | 22:30 | 18.6884 | 60
2023-03-07 23:00 | 23:00 | 17.3178 | 60
2023-03-07 23:30 | 23:30 | 15.9804 | 60
2023-03-08 | 0:00 | 15.1932 | 60
2023-03-08 00:30 | 0:30 | 14.5978 | 60
2023-03-08 01:00 | 1:00 | 14.1298 | 60
2023-03-08 01:30 | 1:30 | 13.7583 | 60
2023-03-08 02:00 | 2:00 | 13.4544 | 60
2023-03-08 02:30 | 2:30 | 13.2179 | 60
2023-03-08 03:00 | 3:00 | 13.0038 | 60
2023-03-08 03:30 | 3:30 | 12.914 | 60
2023-03-08 04:00 | 4:00 | 13.0568 | 60
2023-03-08 04:30 | 4:30 | 13.2325 | 60
2023-03-08 05:00 | 5:00 | 13.9013 | 60
2023-03-08 05:30 | 5:30 | 14.3489 | 60
2023-03-08 06:00 | 6:00 | 14.8897 | 60
2023-03-08 06:30 | 6:30 | 14.9829 | 60
2023-03-08 07:00 | 7:00 | 15.4855 | 60
2023-03-08 07:30 | 7:30 | 13.3887 | 60
2023-03-08 08:00 | 8:00 | 11.8332 | 60
2023-03-08 08:30 | 8:30 | 15.2608 | 60
2023-03-08 09:00 | 9:00 | 14.1481 | 60
2023-03-08 09:30 | 9:30 | 16.2921 | 60
2023-03-08 10:00 | 10:00 | 15.6798 | 60
2023-03-08 10:30 | 10:30 | 12.2168 | 60
2023-03-08 11:00 | 11:00 | 12.6999 | 60
2023-03-08 11:30 | 11:30 | 11.5825 | 60
2023-03-08 12:00 | 12:00 | 11.8025 | 60
2023-03-08 12:30 | 12:30 | 13.7008 | 60
2023-03-08 13:00 | 13:00 | 16.3901 | 60
2023-03-08 13:30 | 13:30 | 17.9047 | 60
2023-03-08 14:00 | 14:00 | 17.648 | 60
2023-03-08 14:30 | 14:30 | 17.4523 | 60
2023-03-08 15:00 | 15:00 | 19.3169 | 60
2023-03-08 15:30 | 15:30 | 19.7227 | 60
2023-03-08 16:00 | 16:00 | 22.6708 | 60
2023-03-08 16:30 | 16:30 | 25.0327 | 60
2023-03-08 17:00 | 17:00 | 26.0732 | 60
2023-03-08 17:30 | 17:30 | 27.3654 | 60
2023-03-08 18:00 | 18:00 | 28.2691 | 60
2023-03-08 18:30 | 18:30 | 29.2638 | 60
2023-03-08 19:00 | 19:00 | 28.9101 | 60
2023-03-08 19:30 | 19:30 | 27.5817 | 60
2023-03-08 20:00 | 20:00 | 26.7362 | 60
2023-03-08 20:30 | 20:30 | 25.0192 | 60
2023-03-08 21:00 | 21:00 | 23.5639 | 60
2023-03-08 21:30 | 21:30 | 21.7227 | 60
2023-03-08 22:00 | 22:00 | 19.8791 | 60
2023-03-08 22:30 | 22:30 | 18.6427 | 60
2023-03-08 23:00 | 23:00 | 17.2649 | 60
2023-03-08 23:30 | 23:30 | 16.0572 | 60
2023-03-09 | 0:00 | 15.247 | 60
2023-03-09 00:30 | 0:30 | 14.5115 | 60
2023-03-09 01:00 | 1:00 | 14.0992 | 60
2023-03-09 01:30 | 1:30 | 13.6014 | 60
2023-03-09 02:00 | 2:00 | 13.3672 | 60
2023-03-09 02:30 | 2:30 | 13.1214 | 60
2023-03-09 03:00 | 3:00 | 12.8915 | 60
2023-03-09 03:30 | 3:30 | 12.8759 | 60
2023-03-09 04:00 | 4:00 | 13.0682 | 60
2023-03-09 04:30 | 4:30 | 13.2308 | 60
2023-03-09 05:00 | 5:00 | 13.7837 | 60
2023-03-09 05:30 | 5:30 | 14.1935 | 60
2023-03-09 06:00 | 6:00 | 14.8223 | 60
2023-03-09 06:30 | 6:30 | 14.9939 | 60
2023-03-09 07:00 | 7:00 | 15.2244 | 60
2023-03-09 07:30 | 7:30 | 14.2512 | 60
2023-03-09 08:00 | 8:00 | 12.8318 | 60
2023-03-09 08:30 | 8:30 | 15.0904 | 60
2023-03-09 09:00 | 9:00 | 12.1634 | 60
2023-03-09 09:30 | 9:30 | 14.2724 | 60
2023-03-09 10:00 | 10:00 | 15.1528 | 60
2023-03-09 10:30 | 10:30 | 15.4379 | 60
2023-03-09 11:00 | 11:00 | 16.6124 | 60
2023-03-09 11:30 | 11:30 | 16.2414 | 60
2023-03-09 12:00 | 12:00 | 17.5702 | 60
2023-03-09 12:30 | 12:30 | 16.7893 | 60
2023-03-09 13:00 | 13:00 | 17.9835 | 60
2023-03-09 13:30 | 13:30 | 18.5419 | 60
2023-03-09 14:00 | 14:00 | 18.0933 | 60
2023-03-09 14:30 | 14:30 | 20.0783 | 60
2023-03-09 15:00 | 15:00 | 20.1832 | 60
2023-03-09 15:30 | 15:30 | 20.5523 | 60
2023-03-09 16:00 | 16:00 | 21.4945 | 60
2023-03-09 16:30 | 16:30 | 22.8188 | 60
2023-03-09 17:00 | 17:00 | 24.4371 | 60
2023-03-09 17:30 | 17:30 | 25.261 | 60
2023-03-09 18:00 | 18:00 | 25.5749 | 60
2023-03-09 18:30 | 18:30 | 26.0861 | 60
2023-03-09 19:00 | 19:00 | 25.2711 | 60
2023-03-09 19:30 | 19:30 | 24.4106 | 60
2023-03-09 20:00 | 20:00 | 23.5347 | 60
2023-03-09 20:30 | 20:30 | 22.3372 | 60
2023-03-09 21:00 | 21:00 | 20.6965 | 60
2023-03-09 21:30 | 21:30 | 19.2684 | 60
2023-03-09 22:00 | 22:00 | 17.6607 | 60
2023-03-09 22:30 | 22:30 | 16.3525 | 60
2023-03-09 23:00 | 23:00 | 15.1593 | 60
2023-03-09 23:30 | 23:30 | 14.2861 | 60
2023-03-10 | 0:00 | 13.635 | 60
2023-03-10 00:30 | 0:30 | 13.0785 | 60
2023-03-10 01:00 | 1:00 | 12.7273 | 60
2023-03-10 01:30 | 1:30 | 12.4149 | 60
2023-03-10 02:00 | 2:00 | 12.105 | 60
2023-03-10 02:30 | 2:30 | 12.0433 | 60
2023-03-10 03:00 | 3:00 | 12.1059 | 60
2023-03-10 03:30 | 3:30 | 12.0899 | 60
2023-03-10 04:00 | 4:00 | 12.2888 | 60
2023-03-10 04:30 | 4:30 | 12.4316 | 60
2023-03-10 05:00 | 5:00 | 12.9606 | 60
2023-03-10 05:30 | 5:30 | 13.3589 | 60
2023-03-10 06:00 | 6:00 | 13.8396 | 60
2023-03-10 06:30 | 6:30 | 13.1495 | 60
2023-03-10 07:00 | 7:00 | 13.8277 | 60
2023-03-10 07:30 | 7:30 | 12.5527 | 60
2023-03-10 08:00 | 8:00 | 8.115 | 60
2023-03-10 08:30 | 8:30 | 7.2573 | 60
2023-03-10 09:00 | 9:00 | 5.7714 | 60
2023-03-10 09:30 | 9:30 | 6.875 | 60
2023-03-10 10:00 | 10:00 | 5.6579 | 60
2023-03-10 10:30 | 10:30 | 8.9479 | 60
2023-03-10 11:00 | 11:00 | 6.8904 | 60
2023-03-10 11:30 | 11:30 | 9.212 | 60
2023-03-10 12:00 | 12:00 | 8.369 | 60
2023-03-10 12:30 | 12:30 | 10.4705 | 60
2023-03-10 13:00 | 13:00 | 11.3495 | 60
2023-03-10 13:30 | 13:30 | 15.6966 | 60
2023-03-10 14:00 | 14:00 | 13.965 | 60
2023-03-10 14:30 | 14:30 | 17.2456 | 60
2023-03-10 15:00 | 15:00 | 21.6164 | 60
2023-03-10 15:30 | 15:30 | 22.645 | 60
2023-03-10 16:00 | 16:00 | 22.6093 | 60
2023-03-10 16:30 | 16:30 | 22.3489 | 60
2023-03-10 17:00 | 17:00 | 22.7513 | 60
2023-03-10 17:30 | 17:30 | 23.2674 | 60
2023-03-10 18:00 | 18:00 | 24.1655 | 60
2023-03-10 18:30 | 18:30 | 24.3812 | 60
2023-03-10 19:00 | 19:00 | 23.884 | 60
2023-03-10 19:30 | 19:30 | 23.2433 | 60
2023-03-10 20:00 | 20:00 | 22.4493 | 60
2023-03-10 20:30 | 20:30 | 21.3799 | 60
2023-03-10 21:00 | 21:00 | 20.3023 | 60
2023-03-10 21:30 | 21:30 | 19.0754 | 60
2023-03-10 22:00 | 22:00 | 17.8759 | 60
2023-03-10 22:30 | 22:30 | 17.0796 | 60
2023-03-10 23:00 | 23:00 | 15.8354 | 60
2023-03-10 23:30 | 23:30 | 14.817 | 60
2023-03-11 | 0:00 | 13.9347 | 60
2023-03-11 00:30 | 0:30 | 13.474 | 60
2023-03-11 01:00 | 1:00 | 13.0914 | 60
2023-03-11 01:30 | 1:30 | 12.6764 | 60
2023-03-11 02:00 | 2:00 | 12.3484 | 60
2023-03-11 02:30 | 2:30 | 12.1469 | 60
2023-03-11 03:00 | 3:00 | 12.1043 | 60
2023-03-11 03:30 | 3:30 | 11.8763 | 60
2023-03-11 04:00 | 4:00 | 11.7881 | 60
2023-03-11 04:30 | 4:30 | 11.7908 | 60
2023-03-11 05:00 | 5:00 | 11.8967 | 60
2023-03-11 05:30 | 5:30 | 11.9628 | 60
2023-03-11 06:00 | 6:00 | 12.2171 | 60
2023-03-11 06:30 | 6:30 | 12.329 | 60
2023-03-11 07:00 | 7:00 | 11.2405 | 60
2023-03-11 07:30 | 7:30 | 8.7058 | 60
2023-03-11 08:00 | 8:00 | 8.5339 | 60
2023-03-11 08:30 | 8:30 | 12.8876 | 60
2023-03-11 09:00 | 9:00 | 12.6098 | 60
2023-03-11 09:30 | 9:30 | 8.4858 | 60
2023-03-11 10:00 | 10:00 | 9.7148 | 60
2023-03-11 10:30 | 10:30 | 9.7868 | 60
2023-03-11 11:00 | 11:00 | 8.8134 | 60
2023-03-11 11:30 | 11:30 | 6.5095 | 60
2023-03-11 12:00 | 12:00 | 11.6054 | 60
2023-03-11 12:30 | 12:30 | 11.6859 | 60
2023-03-11 13:00 | 13:00 | 14.2261 | 60
2023-03-11 13:30 | 13:30 | 20.403 | 60
2023-03-11 14:00 | 14:00 | 21.0936 | 60
2023-03-11 14:30 | 14:30 | 21.8516 | 60
2023-03-11 15:00 | 15:00 | 21.4299 | 60
2023-03-11 15:30 | 15:30 | 22.4201 | 60
2023-03-11 16:00 | 16:00 | 22.5118 | 60
2023-03-11 16:30 | 16:30 | 23.3285 | 60
2023-03-11 17:00 | 17:00 | 24.3472 | 60
2023-03-11 17:30 | 17:30 | 25.0193 | 60
2023-03-11 18:00 | 18:00 | 25.5767 | 60
2023-03-11 18:30 | 18:30 | 25.9371 | 60
2023-03-11 19:00 | 19:00 | 25.2768 | 60
2023-03-11 19:30 | 19:30 | 24.3817 | 60
2023-03-11 20:00 | 20:00 | 23.3565 | 60
2023-03-11 20:30 | 20:30 | 22.0975 | 60
2023-03-11 21:00 | 21:00 | 20.9275 | 60
2023-03-11 21:30 | 21:30 | 19.6962 | 60
2023-03-11 22:00 | 22:00 | 18.4005 | 60
2023-03-11 22:30 | 22:30 | 17.6464 | 60
2023-03-11 23:00 | 23:00 | 16.4092 | 60
2023-03-11 23:30 | 23:30 | 15.3184 | 60
2023-03-12 | 0:00 | 14.5029 | 60
2023-03-12 00:30 | 0:30 | 13.9581 | 60
2023-03-12 01:00 | 1:00 | 13.6887 | 60
2023-03-12 01:30 | 1:30 | 13.1836 | 60
2023-03-12 02:00 | 2:00 | 13.0581 | 60
2023-03-12 02:30 | 2:30 | 12.9778 | 60
2023-03-12 03:00 | 3:00 | 12.6541 | 60
2023-03-12 03:30 | 3:30 | 12.5098 | 60
2023-03-12 04:00 | 4:00 | 12.3893 | 60
2023-03-12 04:30 | 4:30 | 12.4395 | 60
2023-03-12 05:00 | 5:00 | 12.3916 | 60
2023-03-12 05:30 | 5:30 | 12.4803 | 60
2023-03-12 06:00 | 6:00 | 12.4586 | 60
2023-03-12 06:30 | 6:30 | 11.7994 | 60
2023-03-12 07:00 | 7:00 | 12.055 | 60
2023-03-12 07:30 | 7:30 | 9.4387 | 60
2023-03-12 08:00 | 8:00 | 7.8545 | 60
2023-03-12 08:30 | 8:30 | 10.4957 | 60
2023-03-12 09:00 | 9:00 | 11.365 | 60
2023-03-12 09:30 | 9:30 | 13.2172 | 60
2023-03-12 10:00 | 10:00 | 12.557 | 60
2023-03-12 10:30 | 10:30 | 19.6584 | 60
2023-03-12 11:00 | 11:00 | 21.0341 | 60
2023-03-12 11:30 | 11:30 | 16.1372 | 60
2023-03-12 12:00 | 12:00 | 17.5055 | 60
2023-03-12 12:30 | 12:30 | 12.4812 | 60
2023-03-12 13:00 | 13:00 | 14.0561 | 60
2023-03-12 13:30 | 13:30 | 20.8566 | 60
2023-03-12 14:00 | 14:00 | 25.4733 | 60
2023-03-12 14:30 | 14:30 | 28.1397 | 60
2023-03-12 15:00 | 15:00 | 25.8098 | 60
2023-03-12 15:30 | 15:30 | 24.5236 | 60
2023-03-12 16:00 | 16:00 | 23.9403 | 60
2023-03-12 16:30 | 16:30 | 23.4051 | 60
2023-03-12 17:00 | 17:00 | 23.4604 | 60
2023-03-12 17:30 | 17:30 | 23.9956 | 60
2023-03-12 18:00 | 18:00 | 24.3414 | 60
2023-03-12 18:30 | 18:30 | 24.7999 | 60
2023-03-12 19:00 | 19:00 | 24.044 | 60
2023-03-12 19:30 | 19:30 | 22.8159 | 60
2023-03-12 20:00 | 20:00 | 21.7053 | 60
2023-03-12 20:30 | 20:30 | 20.4942 | 60
2023-03-12 21:00 | 21:00 | 19.4246 | 60
2023-03-12 21:30 | 21:30 | 18.0567 | 60
2023-03-12 22:00 | 22:00 | 16.6108 | 60
2023-03-12 22:30 | 22:30 | 15.7408 | 60
2023-03-12 23:00 | 23:00 | 14.67 | 60
2023-03-12 23:30 | 23:30 | 13.7874 | 60
2023-03-13 | 0:00 | 13.163 | 60
2023-03-13 00:30 | 0:30 | 12.6768 | 60
2023-03-13 01:00 | 1:00 | 12.2562 | 60
2023-03-13 01:30 | 1:30 | 11.9854 | 60
2023-03-13 02:00 | 2:00 | 11.8012 | 60
2023-03-13 02:30 | 2:30 | 11.5732 | 60
2023-03-13 03:00 | 3:00 | 11.5852 | 60
2023-03-13 03:30 | 3:30 | 11.4989 | 60
2023-03-13 04:00 | 4:00 | 11.7865 | 60
2023-03-13 04:30 | 4:30 | 12.1207 | 60
2023-03-13 05:00 | 5:00 | 12.6502 | 60
2023-03-13 05:30 | 5:30 | 13.137 | 60
2023-03-13 06:00 | 6:00 | 13.8251 | 60
2023-03-13 06:30 | 6:30 | 12.9111 | 60
2023-03-13 07:00 | 7:00 | 14.1586 | 60
2023-03-13 07:30 | 7:30 | 13.8751 | 60
2023-03-13 08:00 | 8:00 | 8.8356 | 60
2023-03-13 08:30 | 8:30 | 9.4024 | 60
2023-03-13 09:00 | 9:00 | 9.6653 | 60
2023-03-13 09:30 | 9:30 | 11.0026 | 60
2023-03-13 10:00 | 10:00 | 15.0432 | 60
2023-03-13 10:30 | 10:30 | 10.6162 | 60
2023-03-13 11:00 | 11:00 | 9.7424 | 60
2023-03-13 11:30 | 11:30 | 12.1365 | 60
2023-03-13 12:00 | 12:00 | 12.7934 | 60
2023-03-13 12:30 | 12:30 | 9.661 | 60
2023-03-13 13:00 | 13:00 | 10.1081 | 60
2023-03-13 13:30 | 13:30 | 6.3679 | 60
2023-03-13 14:00 | 14:00 | 6.9448 | 60
2023-03-13 14:30 | 14:30 | 15.723 | 60
2023-03-13 15:00 | 15:00 | 12.98 | 60
2023-03-13 15:30 | 15:30 | 17.7994 | 60
2023-03-13 16:00 | 16:00 | 21.192 | 60
2023-03-13 16:30 | 16:30 | 25.1126 | 60
2023-03-13 17:00 | 17:00 | 27.8591 | 60
2023-03-13 17:30 | 17:30 | 29.3272 | 60
2023-03-13 18:00 | 18:00 | 29.729 | 60
2023-03-13 18:30 | 18:30 | 29.5061 | 60
2023-03-13 19:00 | 19:00 | 28.2635 | 60
2023-03-13 19:30 | 19:30 | 26.3773 | 60
2023-03-13 20:00 | 20:00 | 24.5308 | 60
2023-03-13 20:30 | 20:30 | 22.7105 | 60
2023-03-13 21:00 | 21:00 | 21.1717 | 60
2023-03-13 21:30 | 21:30 | 19.4075 | 60
2023-03-13 22:00 | 22:00 | 17.7241 | 60
2023-03-13 22:30 | 22:30 | 16.4209 | 60
2023-03-13 23:00 | 23:00 | 15.2074 | 60
2023-03-13 23:30 | 23:30 | 14.1366 | 60
2023-03-14 | 0:00 | 13.2738 | 60
2023-03-14 00:30 | 0:30 | 12.7689 | 60
2023-03-14 01:00 | 1:00 | 12.5523 | 60
2023-03-14 01:30 | 1:30 | 12.1811 | 60
2023-03-14 02:00 | 2:00 | 11.9854 | 60
2023-03-14 02:30 | 2:30 | 11.8501 | 60
2023-03-14 03:00 | 3:00 | 11.698 | 60
2023-03-14 03:30 | 3:30 | 11.5804 | 60
2023-03-14 04:00 | 4:00 | 11.7451 | 60
2023-03-14 04:30 | 4:30 | 12.0221 | 60
2023-03-14 05:00 | 5:00 | 12.5647 | 60
2023-03-14 05:30 | 5:30 | 12.8275 | 60
2023-03-14 06:00 | 6:00 | 13.4965 | 60
2023-03-14 06:30 | 6:30 | 13.4586 | 60
2023-03-14 07:00 | 7:00 | 10.3925 | 60
2023-03-14 07:30 | 7:30 | 8.0653 | 60
2023-03-14 08:00 | 8:00 | 6.0947 | 60
2023-03-14 08:30 | 8:30 | 4.3209 | 60
2023-03-14 09:00 | 9:00 | 3.4273 | 60
2023-03-14 09:30 | 9:30 | 2.3707 | 60
2023-03-14 10:00 | 10:00 | 1.4798 | 60
2023-03-14 10:30 | 10:30 | 1.177 | 60
2023-03-14 11:00 | 11:00 | 2.5979 | 60
2023-03-14 11:30 | 11:30 | 4.0889 | 60
2023-03-14 12:00 | 12:00 | 5.5901 | 60
2023-03-14 12:30 | 12:30 | 2.937 | 60
2023-03-14 13:00 | 13:00 | 3.2768 | 60
2023-03-14 13:30 | 13:30 | 4.794 | 60
2023-03-14 14:00 | 14:00 | 7.2334 | 60
2023-03-14 14:30 | 14:30 | 9.3924 | 60
2023-03-14 15:00 | 15:00 | 12.4118 | 60
2023-03-14 15:30 | 15:30 | 16.2958 | 60
2023-03-14 16:00 | 16:00 | 19.8117 | 60
2023-03-14 16:30 | 16:30 | 23.2182 | 60
2023-03-14 17:00 | 17:00 | 26.1004 | 60
2023-03-14 17:30 | 17:30 | 28.0657 | 60
2023-03-14 18:00 | 18:00 | 28.5582 | 60
2023-03-14 18:30 | 18:30 | 29.0949 | 60
2023-03-14 19:00 | 19:00 | 28.2723 | 60
2023-03-14 19:30 | 19:30 | 26.9266 | 60
2023-03-14 20:00 | 20:00 | 25.6355 | 60
2023-03-14 20:30 | 20:30 | 23.8159 | 60
2023-03-14 21:00 | 21:00 | 21.9032 | 60
2023-03-14 21:30 | 21:30 | 20.2585 | 60
2023-03-14 22:00 | 22:00 | 18.4174 | 60
2023-03-14 22:30 | 22:30 | 17.2297 | 60
2023-03-14 23:00 | 23:00 | 15.7639 | 60
2023-03-14 23:30 | 23:30 | 14.548 | 60
2023-03-15 | 0:00 | 13.6203 | 60
2023-03-15 00:30 | 0:30 | 12.9945 | 60
2023-03-15 01:00 | 1:00 | 12.5967 | 60
2023-03-15 01:30 | 1:30 | 12.3158 | 60
2023-03-15 02:00 | 2:00 | 12.0316 | 60
2023-03-15 02:30 | 2:30 | 11.7711 | 60
2023-03-15 03:00 | 3:00 | 11.7052 | 60
2023-03-15 03:30 | 3:30 | 11.6625 | 60
2023-03-15 04:00 | 4:00 | 11.8595 | 60
2023-03-15 04:30 | 4:30 | 12.1059 | 60
2023-03-15 05:00 | 5:00 | 12.8052 | 60
2023-03-15 05:30 | 5:30 | 13.1011 | 60
2023-03-15 06:00 | 6:00 | 12.8401 | 60
2023-03-15 06:30 | 6:30 | 11.1642 | 60
2023-03-15 07:00 | 7:00 | 10.0079 | 60
2023-03-15 07:30 | 7:30 | 8.7945 | 60
2023-03-15 08:00 | 8:00 | 7.1512 | 60
2023-03-15 08:30 | 8:30 | 5.6346 | 60
2023-03-15 09:00 | 9:00 | 4.8343 | 60
2023-03-15 09:30 | 9:30 | 4.813 | 60
2023-03-15 10:00 | 10:00 | 4.2018 | 60
2023-03-15 10:30 | 10:30 | 5.3005 | 60
2023-03-15 11:00 | 11:00 | 4.8632 | 60
2023-03-15 11:30 | 11:30 | 7.9459 | 60
2023-03-15 12:00 | 12:00 | 7.0309 | 60
2023-03-15 12:30 | 12:30 | 12.8691 | 60
2023-03-15 13:00 | 13:00 | 12.7881 | 60
2023-03-15 13:30 | 13:30 | 10.4423 | 60
2023-03-15 14:00 | 14:00 | 12.3766 | 60
2023-03-15 14:30 | 14:30 | 13.4522 | 60
2023-03-15 15:00 | 15:00 | 23.4654 | 60
2023-03-15 15:30 | 15:30 | 28.1124 | 60
2023-03-15 16:00 | 16:00 | 27.6725 | 60
2023-03-15 16:30 | 16:30 | 26.5612 | 60
2023-03-15 17:00 | 17:00 | 30.0375 | 60
2023-03-15 17:30 | 17:30 | 30.4484 | 60
2023-03-15 18:00 | 18:00 | 30.6635 | 60
2023-03-15 18:30 | 18:30 | 31.3409 | 60
2023-03-15 19:00 | 19:00 | 30.4677 | 60
2023-03-15 19:30 | 19:30 | 29.143 | 60
2023-03-15 20:00 | 20:00 | 27.3479 | 60
2023-03-15 20:30 | 20:30 | 25.2768 | 60
2023-03-15 21:00 | 21:00 | 23.3857 | 60
2023-03-15 21:30 | 21:30 | 21.1295 | 60
2023-03-15 22:00 | 22:00 | 19.173 | 60
2023-03-15 22:30 | 22:30 | 17.7655 | 60
2023-03-15 23:00 | 23:00 | 16.2578 | 60
2023-03-15 23:30 | 23:30 | 15.1049 | 60
2023-03-16 | 0:00 | 14.4602 | 60
2023-03-16 00:30 | 0:30 | 13.8492 | 60
2023-03-16 01:00 | 1:00 | 13.49 | 60
2023-03-16 01:30 | 1:30 | 13.1414 | 60
2023-03-16 02:00 | 2:00 | 12.8254 | 60
2023-03-16 02:30 | 2:30 | 12.6404 | 60
2023-03-16 03:00 | 3:00 | 12.4384 | 60
2023-03-16 03:30 | 3:30 | 12.3666 | 60
2023-03-16 04:00 | 4:00 | 12.5341 | 60
2023-03-16 04:30 | 4:30 | 12.7168 | 60
2023-03-16 05:00 | 5:00 | 13.2793 | 60
2023-03-16 05:30 | 5:30 | 13.5546 | 60
2023-03-16 06:00 | 6:00 | 13.6341 | 60
2023-03-16 06:30 | 6:30 | 12.5828 | 60
2023-03-16 07:00 | 7:00 | 11.2727 | 60
2023-03-16 07:30 | 7:30 | 10.0218 | 60
2023-03-16 08:00 | 8:00 | 8.4434 | 60
2023-03-16 08:30 | 8:30 | 7.3352 | 60
2023-03-16 09:00 | 9:00 | 7.0668 | 60
2023-03-16 09:30 | 9:30 | 6.5868 | 60
2023-03-16 10:00 | 10:00 | 6.5833 | 60
2023-03-16 10:30 | 10:30 | 7.0073 | 60
2023-03-16 11:00 | 11:00 | 8.1435 | 60
2023-03-16 11:30 | 11:30 | 10.5594 | 60
2023-03-16 12:00 | 12:00 | 13.388 | 60
2023-03-16 12:30 | 12:30 | 13.1371 | 60
2023-03-16 13:00 | 13:00 | 12.8012 | 60
2023-03-16 13:30 | 13:30 | 13.9682 | 60
2023-03-16 14:00 | 14:00 | 16.4937 | 60
2023-03-16 14:30 | 14:30 | 19.026 | 60
2023-03-16 15:00 | 15:00 | 22.0641 | 60
2023-03-16 15:30 | 15:30 | 26.3369 | 60
2023-03-16 16:00 | 16:00 | 29.5421 | 60
2023-03-16 16:30 | 16:30 | 32.6402 | 60
2023-03-16 17:00 | 17:00 | 35.2763 | 60
2023-03-16 17:30 | 17:30 | 36.6758 | 60
2023-03-16 18:00 | 18:00 | 36.1989 | 60
2023-03-16 18:30 | 18:30 | 36.0728 | 60
2023-03-16 19:00 | 19:00 | 34.6923 | 60
2023-03-16 19:30 | 19:30 | 32.9396 | 60
2023-03-16 20:00 | 20:00 | 30.9685 | 60
2023-03-16 20:30 | 20:30 | 28.4559 | 60
2023-03-16 21:00 | 21:00 | 26.2929 | 60
2023-03-16 21:30 | 21:30 | 24.3054 | 60
2023-03-16 22:00 | 22:00 | 21.8519 | 60
2023-03-16 22:30 | 22:30 | 19.6236 | 60
2023-03-16 23:00 | 23:00 | 18.243 | 60
2023-03-16 23:30 | 23:30 | 17.1454 | 60
2023-03-17 | 0:00 | 16.0578 | 60
2023-03-17 00:30 | 0:30 | 15.2014 | 60
2023-03-17 01:00 | 1:00 | 14.6614 | 60
2023-03-17 01:30 | 1:30 | 14.1732 | 60
2023-03-17 02:00 | 2:00 | 13.9526 | 60
2023-03-17 02:30 | 2:30 | 13.8321 | 60
2023-03-17 03:00 | 3:00 | 13.4741 | 60
2023-03-17 03:30 | 3:30 | 13.0394 | 60
2023-03-17 04:00 | 4:00 | 13.2355 | 60
2023-03-17 04:30 | 4:30 | 13.3656 | 60
2023-03-17 05:00 | 5:00 | 13.6643 | 60
2023-03-17 05:30 | 5:30 | 13.954 | 60
2023-03-17 06:00 | 6:00 | 14.4048 | 60
2023-03-17 06:30 | 6:30 | 13.356 | 60
2023-03-17 07:00 | 7:00 | 12.2914 | 60
2023-03-17 07:30 | 7:30 | 11.4046 | 60
2023-03-17 08:00 | 8:00 | 10.6082 | 60
2023-03-17 08:30 | 8:30 | 9.8907 | 60
2023-03-17 09:00 | 9:00 | 9.8725 | 60
2023-03-17 09:30 | 9:30 | 9.9333 | 60
2023-03-17 10:00 | 10:00 | 10.6474 | 60
2023-03-17 10:30 | 10:30 | 11.4483 | 60
2023-03-17 11:00 | 11:00 | 12.766 | 60
2023-03-17 11:30 | 11:30 | 13.8723 | 60
2023-03-17 12:00 | 12:00 | 15.3153 | 60
2023-03-17 12:30 | 12:30 | 17.396 | 60
2023-03-17 13:00 | 13:00 | 18.4114 | 60
2023-03-17 13:30 | 13:30 | 20.386 | 60
2023-03-17 14:00 | 14:00 | 22.7724 | 60
2023-03-17 14:30 | 14:30 | 24.7447 | 60
2023-03-17 15:00 | 15:00 | 27.3013 | 60
2023-03-17 15:30 | 15:30 | 31.3596 | 60
2023-03-17 16:00 | 16:00 | 35.0404 | 60
2023-03-17 16:30 | 16:30 | 38.5845 | 60
2023-03-17 17:00 | 17:00 | 40.6242 | 60
2023-03-17 17:30 | 17:30 | 40.0854 | 60
2023-03-17 18:00 | 18:00 | 39.1018 | 60
2023-03-17 18:30 | 18:30 | 38.0058 | 60
2023-03-17 19:00 | 19:00 | 36.4421 | 60
2023-03-17 19:30 | 19:30 | 34.9411 | 60
2023-03-17 20:00 | 20:00 | 33.2723 | 60
2023-03-17 20:30 | 20:30 | 30.8655 | 60
2023-03-17 21:00 | 21:00 | 28.3873 | 60
2023-03-17 21:30 | 21:30 | 25.8918 | 60
2023-03-17 22:00 | 22:00 | 23.9335 | 60
2023-03-17 22:30 | 22:30 | 22.2628 | 60
2023-03-17 23:00 | 23:00 | 20.5548 | 60
2023-03-17 23:30 | 23:30 | 19.1878 | 60
2023-03-18 | 0:00 | 17.9489 | 60
2023-03-18 00:30 | 0:30 | 17.0316 | 60
2023-03-18 01:00 | 1:00 | 16.3978 | 60
2023-03-18 01:30 | 1:30 | 15.5559 | 60
2023-03-18 02:00 | 2:00 | 14.9787 | 60
2023-03-18 02:30 | 2:30 | 14.5479 | 60
2023-03-18 03:00 | 3:00 | 14.2416 | 60
2023-03-18 03:30 | 3:30 | 13.8583 | 60
2023-03-18 04:00 | 4:00 | 13.7121 | 60
2023-03-18 04:30 | 4:30 | 13.5311 | 60
2023-03-18 05:00 | 5:00 | 13.6505 | 60
2023-03-18 05:30 | 5:30 | 13.5263 | 60
2023-03-18 06:00 | 6:00 | 13.1979 | 60
2023-03-18 06:30 | 6:30 | 11.6189 | 60
2023-03-18 07:00 | 7:00 | 10.4179 | 60
2023-03-18 07:30 | 7:30 | 9.5682 | 60
2023-03-18 08:00 | 8:00 | 9.1871 | 60
2023-03-18 08:30 | 8:30 | 8.6955 | 60
2023-03-18 09:00 | 9:00 | 8.713 | 60
2023-03-18 09:30 | 9:30 | 8.5943 | 60
2023-03-18 10:00 | 10:00 | 9.0019 | 60
2023-03-18 10:30 | 10:30 | 9.943 | 60
2023-03-18 11:00 | 11:00 | 10.2483 | 60
2023-03-18 11:30 | 11:30 | 10.2989 | 60
2023-03-18 12:00 | 12:00 | 10.6469 | 60
2023-03-18 12:30 | 12:30 | 11.5004 | 60
2023-03-18 13:00 | 13:00 | 12.8417 | 60
2023-03-18 13:30 | 13:30 | 14.3476 | 60
2023-03-18 14:00 | 14:00 | 16.7207 | 60
2023-03-18 14:30 | 14:30 | 18.9702 | 60
2023-03-18 15:00 | 15:00 | 21.8645 | 60
2023-03-18 15:30 | 15:30 | 24.9723 | 60
2023-03-18 16:00 | 16:00 | 27.6594 | 60
2023-03-18 16:30 | 16:30 | 30.3087 | 60
2023-03-18 17:00 | 17:00 | 32.1649 | 60
2023-03-18 17:30 | 17:30 | 32.424 | 60
2023-03-18 18:00 | 18:00 | 32.0039 | 60
2023-03-18 18:30 | 18:30 | 31.6266 | 60
2023-03-18 19:00 | 19:00 | 30.4843 | 60
2023-03-18 19:30 | 19:30 | 29.0574 | 60
2023-03-18 20:00 | 20:00 | 27.6754 | 60
2023-03-18 20:30 | 20:30 | 25.9798 | 60
2023-03-18 21:00 | 21:00 | 24.5909 | 60
2023-03-18 21:30 | 21:30 | 22.7283 | 60
2023-03-18 22:00 | 22:00 | 21.0258 | 60
2023-03-18 22:30 | 22:30 | 19.7084 | 60
2023-03-18 23:00 | 23:00 | 18.2703 | 60
2023-03-18 23:30 | 23:30 | 16.9233 | 60
2023-03-19 | 0:00 | 15.7782 | 60
2023-03-19 00:30 | 0:30 | 14.8982 | 60
2023-03-19 01:00 | 1:00 | 14.422 | 60
2023-03-19 01:30 | 1:30 | 14.0001 | 60
2023-03-19 02:00 | 2:00 | 13.4923 | 60
2023-03-19 02:30 | 2:30 | 13.1609 | 60
2023-03-19 03:00 | 3:00 | 13.0057 | 60
2023-03-19 03:30 | 3:30 | 12.8324 | 60
2023-03-19 04:00 | 4:00 | 12.6828 | 60
2023-03-19 04:30 | 4:30 | 12.6182 | 60
2023-03-19 05:00 | 5:00 | 12.6225 | 60
2023-03-19 05:30 | 5:30 | 12.4965 | 60
2023-03-19 06:00 | 6:00 | 11.889 | 60
2023-03-19 06:30 | 6:30 | 10.2744 | 60
2023-03-19 07:00 | 7:00 | 8.9491 | 60
2023-03-19 07:30 | 7:30 | 7.7344 | 60
2023-03-19 08:00 | 8:00 | 6.9656 | 60
2023-03-19 08:30 | 8:30 | 6.9534 | 60
2023-03-19 09:00 | 9:00 | 10.1874 | 60
2023-03-19 09:30 | 9:30 | 8.4464 | 60
2023-03-19 10:00 | 10:00 | 7.8357 | 60
2023-03-19 10:30 | 10:30 | 6.4735 | 60
2023-03-19 11:00 | 11:00 | 8.5206 | 60
2023-03-19 11:30 | 11:30 | 8.8182 | 60
2023-03-19 12:00 | 12:00 | 8.7615 | 60
2023-03-19 12:30 | 12:30 | 9.7287 | 60
2023-03-19 13:00 | 13:00 | 10.9829 | 60
2023-03-19 13:30 | 13:30 | 12.8795 | 60
2023-03-19 14:00 | 14:00 | 15.0693 | 60
2023-03-19 14:30 | 14:30 | 17.8146 | 60
2023-03-19 15:00 | 15:00 | 20.619 | 60
2023-03-19 15:30 | 15:30 | 23.9772 | 60
2023-03-19 16:00 | 16:00 | 27.2301 | 60
2023-03-19 16:30 | 16:30 | 30.1833 | 60
2023-03-19 17:00 | 17:00 | 32.6574 | 60
2023-03-19 17:30 | 17:30 | 33.4513 | 60
2023-03-19 18:00 | 18:00 | 32.995 | 60
2023-03-19 18:30 | 18:30 | 32.5333 | 60
2023-03-19 19:00 | 19:00 | 30.9 | 60
2023-03-19 19:30 | 19:30 | 29.1035 | 60
2023-03-19 20:00 | 20:00 | 27.1353 | 60
2023-03-19 20:30 | 20:30 | 24.9426 | 60
2023-03-19 21:00 | 21:00 | 22.9303 | 60
2023-03-19 21:30 | 21:30 | 20.8612 | 60
2023-03-19 22:00 | 22:00 | 19.1139 | 60
2023-03-19 22:30 | 22:30 | 17.6359 | 60
2023-03-19 23:00 | 23:00 | 16.0661 | 60
2023-03-19 23:30 | 23:30 | 14.9183 | 60
2023-03-20 | 0:00 | 13.9564 | 60
2023-03-20 00:30 | 0:30 | 13.3916 | 60
2023-03-20 01:00 | 1:00 | 13.1294 | 60
2023-03-20 01:30 | 1:30 | 12.5685 | 60
2023-03-20 02:00 | 2:00 | 12.3475 | 60
2023-03-20 02:30 | 2:30 | 11.9207 | 60
2023-03-20 03:00 | 3:00 | 11.8564 | 60
2023-03-20 03:30 | 3:30 | 11.7386 | 60
2023-03-20 04:00 | 4:00 | 12.0059 | 60
2023-03-20 04:30 | 4:30 | 12.3193 | 60
2023-03-20 05:00 | 5:00 | 12.8947 | 60
2023-03-20 05:30 | 5:30 | 13.3377 | 60
2023-03-20 06:00 | 6:00 | 13.2912 | 60
2023-03-20 06:30 | 6:30 | 11.8258 | 60
2023-03-20 07:00 | 7:00 | 10.4073 | 60
2023-03-20 07:30 | 7:30 | 8.9086 | 60
2023-03-20 08:00 | 8:00 | 7.1226 | 60
2023-03-20 08:30 | 8:30 | 6.1729 | 60
2023-03-20 09:00 | 9:00 | 7.2157 | 60
2023-03-20 09:30 | 9:30 | 5.9268 | 60
2023-03-20 10:00 | 10:00 | 5.0289 | 60
2023-03-20 10:30 | 10:30 | 6.4841 | 60
2023-03-20 11:00 | 11:00 | 6.3553 | 60
2023-03-20 11:30 | 11:30 | 5.7082 | 60
2023-03-20 12:00 | 12:00 | 4.7933 | 60
2023-03-20 12:30 | 12:30 | 6.056 | 60
2023-03-20 13:00 | 13:00 | 7.4204 | 60
2023-03-20 13:30 | 13:30 | 9.2588 | 60
2023-03-20 14:00 | 14:00 | 11.6351 | 60
2023-03-20 14:30 | 14:30 | 14.3165 | 60
2023-03-20 15:00 | 15:00 | 17.3102 | 60
2023-03-20 15:30 | 15:30 | 21.2366 | 60
2023-03-20 16:00 | 16:00 | 24.7506 | 60
2023-03-20 16:30 | 16:30 | 28.117 | 60
2023-03-20 17:00 | 17:00 | 30.8934 | 60
2023-03-20 17:30 | 17:30 | 32.291 | 60
2023-03-20 18:00 | 18:00 | 32.6236 | 60
2023-03-20 18:30 | 18:30 | 32.8147 | 60
2023-03-20 19:00 | 19:00 | 31.1801 | 60
2023-03-20 19:30 | 19:30 | 29.4036 | 60
2023-03-20 20:00 | 20:00 | 27.6828 | 60
2023-03-20 20:30 | 20:30 | 25.5862 | 60
2023-03-20 21:00 | 21:00 | 23.6873 | 60
2023-03-20 21:30 | 21:30 | 21.486 | 60
2023-03-20 22:00 | 22:00 | 19.6476 | 60
2023-03-20 22:30 | 22:30 | 18.3394 | 60
2023-03-20 23:00 | 23:00 | 16.7115 | 60
2023-03-20 23:30 | 23:30 | 15.5965 | 60
2023-03-21 | 0:00 | 14.5252 | 60
2023-03-21 00:30 | 0:30 | 13.9705 | 60
2023-03-21 01:00 | 1:00 | 13.6142 | 60
2023-03-21 01:30 | 1:30 | 13.4621 | 60
2023-03-21 02:00 | 2:00 | 12.8847 | 60
2023-03-21 02:30 | 2:30 | 12.5578 | 60
2023-03-21 03:00 | 3:00 | 12.4996 | 60
2023-03-21 03:30 | 3:30 | 12.5711 | 60
2023-03-21 04:00 | 4:00 | 12.6097 | 60
2023-03-21 04:30 | 4:30 | 13.014 | 60
2023-03-21 05:00 | 5:00 | 13.3144 | 60
2023-03-21 05:30 | 5:30 | 13.7383 | 60
2023-03-21 06:00 | 6:00 | 14.3079 | 60
2023-03-21 06:30 | 6:30 | 13.6045 | 60
2023-03-21 07:00 | 7:00 | 10.7005 | 60
2023-03-21 07:30 | 7:30 | 10.9595 | 60
2023-03-21 08:00 | 8:00 | 8.6939 | 60
2023-03-21 08:30 | 8:30 | 10.5486 | 60
2023-03-21 09:00 | 9:00 | 6.5807 | 60
2023-03-21 09:30 | 9:30 | 4.6981 | 60
2023-03-21 10:00 | 10:00 | 8.8073 | 60
2023-03-21 10:30 | 10:30 | 3.8898 | 60
2023-03-21 11:00 | 11:00 | 3.2205 | 60
2023-03-21 11:30 | 11:30 | 3.8372 | 60
2023-03-21 12:00 | 12:00 | 4.4029 | 60
2023-03-21 12:30 | 12:30 | 6.267 | 60
2023-03-21 13:00 | 13:00 | 8.6935 | 60
2023-03-21 13:30 | 13:30 | 7.8355 | 60
2023-03-21 14:00 | 14:00 | 8.1422 | 60
2023-03-21 14:30 | 14:30 | 10.7381 | 60
2023-03-21 15:00 | 15:00 | 14.8997 | 60
2023-03-21 15:30 | 15:30 | 19.2838 | 60
2023-03-21 16:00 | 16:00 | 20.368 | 60
2023-03-21 16:30 | 16:30 | 21.4329 | 60
2023-03-21 17:00 | 17:00 | 24.3596 | 60
2023-03-21 17:30 | 17:30 | 26.2154 | 60
2023-03-21 18:00 | 18:00 | 27.0438 | 60
2023-03-21 18:30 | 18:30 | 27.1794 | 60
2023-03-21 19:00 | 19:00 | 26.7046 | 60
2023-03-21 19:30 | 19:30 | 25.4852 | 60
2023-03-21 20:00 | 20:00 | 24.24 | 60
2023-03-21 20:30 | 20:30 | 22.7362 | 60
2023-03-21 21:00 | 21:00 | 21.1717 | 60
2023-03-21 21:30 | 21:30 | 19.372 | 60
2023-03-21 22:00 | 22:00 | 17.9356 | 60
2023-03-21 22:30 | 22:30 | 16.6825 | 60
2023-03-21 23:00 | 23:00 | 15.3589 | 60
2023-03-21 23:30 | 23:30 | 14.7079 | 60
2023-03-22 | 0:00 | 13.8458 | 60
2023-03-22 00:30 | 0:30 | 13.3708 | 60
2023-03-22 01:00 | 1:00 | 12.961 | 60
2023-03-22 01:30 | 1:30 | 12.6285 | 60
2023-03-22 02:00 | 2:00 | 12.2425 | 60
2023-03-22 02:30 | 2:30 | 12.0949 | 60
2023-03-22 03:00 | 3:00 | 11.8815 | 60
2023-03-22 03:30 | 3:30 | 11.7916 | 60
2023-03-22 04:00 | 4:00 | 12.1528 | 60
2023-03-22 04:30 | 4:30 | 12.3798 | 60
2023-03-22 05:00 | 5:00 | 12.8623 | 60
2023-03-22 05:30 | 5:30 | 13.2971 | 60
2023-03-22 06:00 | 6:00 | 13.7145 | 60
2023-03-22 06:30 | 6:30 | 13.6687 | 60
2023-03-22 07:00 | 7:00 | 13.7193 | 60
2023-03-22 07:30 | 7:30 | 9.1458 | 60
2023-03-22 08:00 | 8:00 | 10.8968 | 60
2023-03-22 08:30 | 8:30 | 11.5043 | 60
2023-03-22 09:00 | 9:00 | 9.8359 | 60
2023-03-22 09:30 | 9:30 | 6.7187 | 60
2023-03-22 10:00 | 10:00 | 5.8766 | 60
2023-03-22 10:30 | 10:30 | 3.1956 | 60
2023-03-22 11:00 | 11:00 | 8.1455 | 60
2023-03-22 11:30 | 11:30 | 5.0365 | 60
2023-03-22 12:00 | 12:00 | 5.4318 | 60
2023-03-22 12:30 | 12:30 | 2.6694 | 60
2023-03-22 13:00 | 13:00 | 2.951 | 60
2023-03-22 13:30 | 13:30 | 7.3199 | 60
2023-03-22 14:00 | 14:00 | 12.1449 | 60
2023-03-22 14:30 | 14:30 | 14.8337 | 60
2023-03-22 15:00 | 15:00 | 13.5704 | 60
2023-03-22 15:30 | 15:30 | 12.9459 | 60
2023-03-22 16:00 | 16:00 | 15.7689 | 60
2023-03-22 16:30 | 16:30 | 19.3596 | 60
2023-03-22 17:00 | 17:00 | 20.3824 | 60
2023-03-22 17:30 | 17:30 | 21.8561 | 60
2023-03-22 18:00 | 18:00 | 22.6493 | 60
2023-03-22 18:30 | 18:30 | 23.113 | 60
2023-03-22 19:00 | 19:00 | 22.4502 | 60
2023-03-22 19:30 | 19:30 | 21.4576 | 60
2023-03-22 20:00 | 20:00 | 20.5657 | 60
2023-03-22 20:30 | 20:30 | 19.3749 | 60
2023-03-22 21:00 | 21:00 | 18.2399 | 60
2023-03-22 21:30 | 21:30 | 17.0953 | 60
2023-03-22 22:00 | 22:00 | 16.1521 | 60
2023-03-22 22:30 | 22:30 | 15.2369 | 60
2023-03-22 23:00 | 23:00 | 14.2431 | 60
2023-03-22 23:30 | 23:30 | 13.3397 | 60
2023-03-23 | 0:00 | 12.6528 | 60
2023-03-23 00:30 | 0:30 | 12.2137 | 60
2023-03-23 01:00 | 1:00 | 11.8363 | 60
2023-03-23 01:30 | 1:30 | 11.5528 | 60
2023-03-23 02:00 | 2:00 | 11.3315 | 60
2023-03-23 02:30 | 2:30 | 11.286 | 60
2023-03-23 03:00 | 3:00 | 11.1788 | 60
2023-03-23 03:30 | 3:30 | 11.2072 | 60
2023-03-23 04:00 | 4:00 | 11.4986 | 60
2023-03-23 04:30 | 4:30 | 11.813 | 60
2023-03-23 05:00 | 5:00 | 12.2176 | 60
2023-03-23 05:30 | 5:30 | 12.702 | 60
2023-03-23 06:00 | 6:00 | 12.8688 | 60
2023-03-23 06:30 | 6:30 | 10.9598 | 60
2023-03-23 07:00 | 7:00 | 9.9472 | 60
2023-03-23 07:30 | 7:30 | 8.6546 | 60
2023-03-23 08:00 | 8:00 | 9.1414 | 60
2023-03-23 08:30 | 8:30 | 5.9056 | 60
2023-03-23 09:00 | 9:00 | 2.3727 | 60
2023-03-23 09:30 | 9:30 | 2.0297 | 60
2023-03-23 10:00 | 10:00 | 2.2838 | 60
2023-03-23 10:30 | 10:30 | 1.9414 | 60
2023-03-23 11:00 | 11:00 | 2.2793 | 60
2023-03-23 11:30 | 11:30 | 2.8129 | 60
2023-03-23 12:00 | 12:00 | 1.7733 | 60
2023-03-23 12:30 | 12:30 | 3.2031 | 60
2023-03-23 13:00 | 13:00 | 7.5818 | 60
2023-03-23 13:30 | 13:30 | 9.702 | 60
2023-03-23 14:00 | 14:00 | 10.2908 | 60
2023-03-23 14:30 | 14:30 | 10.2552 | 60
2023-03-23 15:00 | 15:00 | 10.4132 | 60
2023-03-23 15:30 | 15:30 | 11.9516 | 60
2023-03-23 16:00 | 16:00 | 15.2968 | 60
2023-03-23 16:30 | 16:30 | 18.6987 | 60
2023-03-23 17:00 | 17:00 | 21.6805 | 60
2023-03-23 17:30 | 17:30 | 23.5095 | 60
2023-03-23 18:00 | 18:00 | 24.1322 | 60
2023-03-23 18:30 | 18:30 | 24.5418 | 60
2023-03-23 19:00 | 19:00 | 23.3051 | 60
2023-03-23 19:30 | 19:30 | 22.3128 | 60
2023-03-23 20:00 | 20:00 | 21.1982 | 60
2023-03-23 20:30 | 20:30 | 19.7884 | 60
2023-03-23 21:00 | 21:00 | 18.6214 | 60
2023-03-23 21:30 | 21:30 | 17.2867 | 60
2023-03-23 22:00 | 22:00 | 15.99 | 60
2023-03-23 22:30 | 22:30 | 14.8671 | 60
2023-03-23 23:00 | 23:00 | 13.8148 | 60
2023-03-23 23:30 | 23:30 | 12.9679 | 60
2023-03-24 | 0:00 | 12.2353 | 60
2023-03-24 00:30 | 0:30 | 11.6066 | 60
2023-03-24 01:00 | 1:00 | 11.3432 | 60
2023-03-24 01:30 | 1:30 | 11.1253 | 60
2023-03-24 02:00 | 2:00 | 10.9735 | 60
2023-03-24 02:30 | 2:30 | 10.7733 | 60
2023-03-24 03:00 | 3:00 | 10.7077 | 60
2023-03-24 03:30 | 3:30 | 10.7828 | 60
2023-03-24 04:00 | 4:00 | 10.9364 | 60
2023-03-24 04:30 | 4:30 | 11.1988 | 60
2023-03-24 05:00 | 5:00 | 11.4897 | 60
2023-03-24 05:30 | 5:30 | 12.2624 | 60
2023-03-24 06:00 | 6:00 | 12.5256 | 60
2023-03-24 06:30 | 6:30 | 11.297 | 60
2023-03-24 07:00 | 7:00 | 9.516 | 60
2023-03-24 07:30 | 7:30 | 10.4279 | 60
2023-03-24 08:00 | 8:00 | 8.7006 | 60
2023-03-24 08:30 | 8:30 | 3.36 | 60
2023-03-24 09:00 | 9:00 | 2.3348 | 60
2023-03-24 09:30 | 9:30 | 1.8883 | 60
2023-03-24 10:00 | 10:00 | 2.2263 | 60
2023-03-24 10:30 | 10:30 | 1.9301 | 60