## Winter Map For Publishing (2) (hidden)
[7 empty] | NCC Rating (A) |  |  |  |  | 10 PoE Load (A) |  |  |  |  | Power factor |  |  |  |  | LAR (Amps) |  |  |  |  | LAR (MVA) |  |  |  |  | Safety Net Classification |  |  |  |  | Meets Safety Net |  |  |  |  | ECC Rating (A) |  |  |  |  | 50 PoE Load (A) |  |  |  |  | RAW Lar |  |  |  |  | 2HR Rating |  |  |  |  | Transfers Available |  |  |  |  | Remote Transfers Available |  |  |  |  | Manual Transfers Available |  |  |  |  | POPS Available |  |  |  |  | Mobile Generation Available |  |  |  |  | LARc (A) |  |  |  |  | LARc (MVA) |  |  |  |  | Hours above 95%
Connection Point | Feeder_Name | From | From_B | To | To_B | Fdr OOS | WIN1_1 | WIN1_2 | WIN1_3 | WIN1_4 | WIN1_5 | WIN2_1 | WIN2_2 | WIN2_3 | WIN2_4 | WIN2_5 | WIN3_1 | WIN3_2 | WIN3_3 | WIN3_4 | WIN3_5 | WIN4_1 | WIN4_2 | WIN4_3 | WIN4_4 | WIN4_5 | WIN5_1 | WIN5_2 | WIN5_3 | WIN5_4 | WIN5_5 | WIN6_1 | WIN6_2 | WIN6_3 | WIN6_4 | WIN6_5 | WIN7_1 | WIN7_2 | WIN7_3 | WIN7_4 | WIN7_5 | WIN8_1 | WIN8_2 | WIN8_3 | WIN8_4 | WIN8_5 | WIN9_1 | WIN9_2 | WIN9_3 | WIN9_4 | WIN9_5 | WIN10_1 | WIN10_2 | WIN10_3 | WIN10_4 | WIN10_5 | WIN11_1 | WIN11_2 | WIN11_3 | WIN11_4 | WIN11_5 | WIN12_1 | WIN12_2 | WIN12_3 | WIN12_4 | WIN12_5 | WIN13_1 | WIN13_2 | WIN13_3 | WIN13_4 | WIN13_5 | WIN14_1 | WIN14_2 | WIN14_3 | WIN14_4 | WIN14_5 | WIN15_1 | WIN15_2 | WIN15_3 | WIN15_4 | WIN15_5 | WIN16_1 | WIN16_2 | WIN16_3 | WIN16_4 | WIN16_5 | WIN17_1 | WIN17_2 | WIN17_3 | WIN17_4 | WIN17_5 | WIN18_1 | WIN18_2 | WIN18_3 | WIN18_4 | WIN18_5 | WIN19_1 | WIN19_2 | WIN19_3 | WIN19_4 | WIN19_5
Abermain | F7259/1 | Abermain |  | Wulkuraka Tee |  | NA | 613 | 613 | 613 | 613 | 613 | 293 | 295 | 310 | 310 | 309 | 0.98 | 0.98 | 0.98 | 0.98 | 0.98 | [10 empty] | Rural | Rural | Rural | Rural | Rural | Yes | Yes | Yes | Yes | Yes | 613 | 613 | 613 | 613 | 613 | [15 empty] | 52 | 52 | 52 | 52 | 52 | NA | NA | NA | NA | NA | [5 empty] | NA | NA | NA | NA | NA | 52 | 52 | 52 | 52 | 52 | [10 empty] | NA | NA | NA | NA | NA
0 | 0 | 0 |  | 0 |  | NA | 293 | 295 | 310 | 310 | 309 | 0.98 | 0.98 | 0.98 | 0.98 | 0.98 | 613 | 613 | 613 | 613 | 613 | [10 empty] | 0 | 0 | 0 | 0 | 0 | Yes | Yes | Yes | Yes | Yes | 403 | 408 | 423 | 423 | 421 | [15 empty] | 0 | 0 | 0 | 0 | 0 | NA | NA | NA | NA | NA | [5 empty] | NA | NA | NA | NA | NA | 0 | 0 | 0 | 0 | 0 | [10 empty] | NA | NA | NA | NA | NA
0 | 0 | 0 |  | 0 |  | NA | 0.98 | 0.98 | 0.98 | 0.98 | 0.98 | 613 | 613 | 613 | 613 | 613 | 403 | 408 | 423 | 423 | 421 | [10 empty] | 0 | 0 | 0 | 0 | 0 | Yes | Yes | Yes | Yes | Yes | 613 | 613 | 613 | 613 | 613 | [15 empty] | 0 | 0 | 0 | 0 | 0 | NA | NA | NA | NA | NA | [5 empty] | NA | NA | NA | NA | NA | 0 | 0 | 0 | 0 | 0 | [10 empty] | NA | NA | NA | NA | NA
0 | 0 | 0 |  | 0 |  | NA | 613 | 613 | 613 | 613 | 613 | 403 | 408 | 423 | 423 | 421 | 613 | 613 | 613 | 613 | 613 | [10 empty] | 0 | 0 | 0 | 0 | 0 | Yes | Yes | Yes | Yes | Yes | 259 | 261 | 276 | 275 | 274 | [15 empty] | 0 | 0 | 0 | 0 | 0 | NA | NA | NA | NA | NA | [5 empty] | NA | NA | NA | NA | NA | 0 | 0 | 0 | 0 | 0 | [10 empty] | NA | NA | NA | NA | NA
0 | 0 | 0 |  | 0 |  | NA | 403 | 408 | 423 | 423 | 421 | 613 | 613 | 613 | 613 | 613 | 259 | 261 | 276 | 275 | 274 | [10 empty] | 0 | 0 | 0 | 0 | 0 | Yes | Yes | Yes | Yes | Yes | 0.98 | 0.98 | 0.98 | 0.98 | 0.98 | [15 empty] | 0 | 0 | 0 | 0 | 0 | NA | NA | NA | NA | NA | [5 empty] | NA | NA | NA | NA | NA | 0 | 0 | 0 | 0 | 0 | [10 empty] | NA | NA | NA | NA | NA
Abermain | F7259/2 | Wulkuraka Tee |  | Lockrose |  | NA | 613 | 613 | 613 | 613 | 613 | 259 | 261 | 276 | 275 | 274 | 0.98 | 0.98 | 0.98 | 0.98 | 0.98 | [10 empty] | Rural | Rural | Rural | Rural | Rural | Yes | Yes | Yes | Yes | Yes | 613 | 613 | 613 | 613 | 613 | [15 empty] | 52 | 52 | 52 | 52 | 52 | NA | NA | NA | NA | NA | [5 empty] | NA | NA | NA | NA | NA | 52 | 52 | 52 | 52 | 52 | [10 empty] | NA | NA | NA | NA | NA
0 | 0 | 0 |  | 0 |  | NA | 259 | 261 | 276 | 275 | 274 | 0.98 | 0.98 | 0.98 | 0.98 | 0.98 | 613 | 613 | 613 | 613 | 613 | [10 empty] | 0 | 0 | 0 | 0 | 0 | Yes | Yes | Yes | Yes | Yes | 369 | 374 | 390 | 390 | 388 | [15 empty] | 0 | 0 | 0 | 0 | 0 | NA | NA | NA | NA | NA | [5 empty] | NA | NA | NA | NA | NA | 0 | 0 | 0 | 0 | 0 | [10 empty] | NA | NA | NA | NA | NA
0 | 0 | 0 |  | 0 |  | NA | 0.98 | 0.98 | 0.98 | 0.98 | 0.98 | 613 | 613 | 613 | 613 | 613 | 369 | 374 | 390 | 390 | 388 | [10 empty] | 0 | 0 | 0 | 0 | 0 | Yes | Yes | Yes | Yes | Yes | 690 | 690 | 690 | 690 | 690 | [15 empty] | 0 | 0 | 0 | 0 | 0 | NA | NA | NA | NA | NA | [5 empty] | NA | NA | NA | NA | NA | 0 | 0 | 0 | 0 | 0 | [10 empty] | NA | NA | NA | NA | NA
0 | 0 | 0 |  | 0 |  | NA | 613 | 613 | 613 | 613 | 613 | 369 | 374 | 390 | 390 | 388 | 690 | 690 | 690 | 690 | 690 | [10 empty] | 0 | 0 | 0 | 0 | 0 | Yes | Yes | Yes | Yes | Yes | 0 | 0 | 0 | 0 | 0 | [15 empty] | 0 | 0 | 0 | 0 | 0 | NA | NA | NA | NA | NA | [5 empty] | NA | NA | NA | NA | NA | 0 | 0 | 0 | 0 | 0 | [10 empty] | NA | NA | NA | NA | NA
0 | 0 | 0 |  | 0 |  | NA | 369 | 374 | 390 | 390 | 388 | 690 | 690 | 690 | 690 | 690 | 0 | 0 | 0 | 0 | 0 | [10 empty] | 0 | 0 | 0 | 0 | 0 | Yes | Yes | Yes | Yes | Yes | 0 | 0 | 0 | 0 | 0 | [15 empty] | 0 | 0 | 0 | 0 | 0 | NA | NA | NA | NA | NA | [5 empty] | NA | NA | NA | NA | NA | 0 | 0 | 0 | 0 | 0 | [10 empty] | NA | NA | NA | NA | NA
Abermain | F7289 | Lockrose |  | Gatton |  | NA | 690 | 690 | 690 | 690 | 690 | 0 | 0 | 0 | 0 | 0 | 0 | 0 | 0 | 0 | 0 | [10 empty] | Rural | Rural | Rural | Rural | Rural | Yes | Yes | Yes | Yes | Yes | 690 | 690 | 690 | 690 | 690 | [15 empty] | 52 | 52 | 52 | 52 | 52 | NA | NA | NA | NA | NA | [5 empty] | NA | NA | NA | NA | NA | 52 | 52 | 52 | 52 | 52 | [10 empty] | NA | NA | NA | NA | NA
0 | 0 | 0 |  | 0 |  | NA | 0 | 0 | 0 | 0 | 0 | 0 | 0 | 0 | 0 | 0 | 690 | 690 | 690 | 690 | 690 | [10 empty] | 0 | 0 | 0 | 0 | 0 | Yes | Yes | Yes | Yes | Yes | 255 | 258 | 272 | 272 | 271 | [15 empty] | 0 | 0 | 0 | 0 | 0 | NA | NA | NA | NA | NA | [5 empty] | NA | NA | NA | NA | NA | 0 | 0 | 0 | 0 | 0 | [10 empty] | NA | NA | NA | NA | NA
0 | 0 | 0 |  | 0 |  | NA | 0 | 0 | 0 | 0 | 0 | 690 | 690 | 690 | 690 | 690 | 255 | 258 | 272 | 272 | 271 | [10 empty] | 0 | 0 | 0 | 0 | 0 | Yes | Yes | Yes | Yes | Yes | 800 | 800 | 800 | 800 | 800 | [15 empty] | 0 | 0 | 0 | 0 | 0 | NA | NA | NA | NA | NA | [5 empty] | NA | NA | NA | NA | NA | 0 | 0 | 0 | 0 | 0 | [10 empty] | NA | NA | NA | NA | NA
0 | 0 | 0 |  | 0 |  | NA | 690 | 690 | 690 | 690 | 690 | 255 | 258 | 272 | 272 | 271 | 800 | 800 | 800 | 800 | 800 | [10 empty] | 0 | 0 | 0 | 0 | 0 | Yes | Yes | Yes | Yes | Yes | 220 | 212 | 231 | 225 | 223 | [15 empty] | 0 | 0 | 0 | 0 | 0 | NA | NA | NA | NA | NA | [5 empty] | NA | NA | NA | NA | NA | 0 | 0 | 0 | 0 | 0 | [10 empty] | NA | NA | NA | NA | NA
0 | 0 | 0 |  | 0 |  | NA | 255 | 258 | 272 | 272 | 271 | 800 | 800 | 800 | 800 | 800 | 220 | 212 | 231 | 225 | 223 | [10 empty] | 0 | 0 | 0 | 0 | 0 | Yes | Yes | Yes | Yes | Yes | 0.95 | 0.94 | 0.96 | 0.95 | 0.96 | [15 empty] | 0 | 0 | 0 | 0 | 0 | NA | NA | NA | NA | NA | [5 empty] | NA | NA | NA | NA | NA | 0 | 0 | 0 | 0 | 0 | [10 empty] | NA | NA | NA | NA | NA
Belmont | F750 | Belmont |  | Beenleigh |  | NA | 800 | 800 | 800 | 800 | 800 | 220 | 212 | 231 | 225 | 223 | 0.95 | 0.94 | 0.96 | 0.95 | 0.96 | [10 empty] | Urban | Urban | Urban | Urban | Urban | Yes | Yes | Yes | Yes | Yes | 800 | 800 | 800 | 800 | 800 | [15 empty] | 21 | 21 | 21 | 21 | 21 | NA | NA | NA | NA | NA | [5 empty] | NA | NA | NA | NA | NA | 21 | 21 | 21 | 21 | 21 | [10 empty] | NA | NA | NA | NA | NA
0 | 0 | 0 |  | 0 |  | NA | 220 | 212 | 231 | 225 | 223 | 0.95 | 0.94 | 0.96 | 0.95 | 0.96 | 800 | 800 | 800 | 800 | 800 | [10 empty] | 0 | 0 | 0 | 0 | 0 | Yes | Yes | Yes | Yes | Yes | 308 | 302 | 329 | 326 | 328 | [15 empty] | 0 | 0 | 0 | 0 | 0 | NA | NA | NA | NA | NA | [5 empty] | NA | NA | NA | NA | NA | 0 | 0 | 0 | 0 | 0 | [10 empty] | NA | NA | NA | NA | NA
0 | 0 | 0 |  | 0 |  | NA | 0.95 | 0.94 | 0.96 | 0.95 | 0.96 | 800 | 800 | 800 | 800 | 800 | 308 | 302 | 329 | 326 | 328 | [10 empty] | 0 | 0 | 0 | 0 | 0 | Yes | Yes | Yes | Yes | Yes | 1600 | 1600 | 1600 | 1600 | 1600 | [15 empty] | 0 | 0 | 0 | 0 | 0 | NA | NA | NA | NA | NA | [5 empty] | NA | NA | NA | NA | NA | 0 | 0 | 0 | 0 | 0 | [10 empty] | NA | NA | NA | NA | NA
0 | 0 | 0 |  | 0 |  | NA | 800 | 800 | 800 | 800 | 800 | 308 | 302 | 329 | 326 | 328 | 1600 | 1600 | 1600 | 1600 | 1600 | [10 empty] | 0 | 0 | 0 | 0 | 0 | Yes | Yes | Yes | Yes | Yes | 395 | 396 | 398 | 397 | 395 | [15 empty] | 0 | 0 | 0 | 0 | 0 | NA | NA | NA | NA | NA | [5 empty] | NA | NA | NA | NA | NA | 0 | 0 | 0 | 0 | 0 | [10 empty] | NA | NA | NA | NA | NA
0 | 0 | 0 |  | 0 |  | NA | 308 | 302 | 329 | 326 | 328 | 1600 | 1600 | 1600 | 1600 | 1600 | 395 | 396 | 398 | 397 | 395 | [10 empty] | 0 | 0 | 0 | 0 | 0 | Yes | Yes | Yes | Yes | Yes | 0.98 | 0.98 | 0.97 | 0.97 | 0.98 | [15 empty] | 0 | 0 | 0 | 0 | 0 | NA | NA | NA | NA | NA | [5 empty] | NA | NA | NA | NA | NA | 0 | 0 | 0 | 0 | 0 | [10 empty] | NA | NA | NA | NA | NA
Belmont | F766 | Belmont |  | Cleveland |  | NA | 1600 | 1600 | 1600 | 1600 | 1600 | 395 | 396 | 398 | 397 | 395 | 0.98 | 0.98 | 0.97 | 0.97 | 0.98 | [10 empty] | Urban | Urban | Urban | Urban | Urban | Yes | Yes | Yes | Yes | Yes | 1600 | 1600 | 1600 | 1600 | 1600 | [15 empty] | 21 | 21 | 21 | 21 | 21 | NA | NA | NA | NA | NA | [5 empty] | NA | NA | NA | NA | NA | 21 | 21 | 21 | 21 | 21 | [10 empty] | NA | NA | NA | NA | NA
0 | 0 | 0 |  | 0 |  | NA | 395 | 396 | 398 | 397 | 395 | 0.98 | 0.98 | 0.97 | 0.97 | 0.98 | 1600 | 1600 | 1600 | 1600 | 1600 | [10 empty] | 0 | 0 | 0 | 0 | 0 | Yes | Yes | Yes | Yes | Yes | 765 | 761 | 763 | 762 | 757 | [15 empty] | 0 | 0 | 0 | 0 | 0 | NA | NA | NA | NA | NA | [5 empty] | NA | NA | NA | NA | NA | 0 | 0 | 0 | 0 | 0 | [10 empty] | NA | NA | NA | NA | NA
0 | 0 | 0 |  | 0 |  | NA | 0.98 | 0.98 | 0.97 | 0.97 | 0.98 | 1600 | 1600 | 1600 | 1600 | 1600 | 765 | 761 | 763 | 762 | 757 | [10 empty] | 0 | 0 | 0 | 0 | 0 | Yes | Yes | Yes | Yes | Yes | 1600 | 1600 | 1600 | 1600 | 1600 | [15 empty] | 0 | 0 | 0 | 0 | 0 | NA | NA | NA | NA | NA | [5 empty] | NA | NA | NA | NA | NA | 0 | 0 | 0 | 0 | 0 | [10 empty] | NA | NA | NA | NA | NA
0 | 0 | 0 |  | 0 |  | NA | 1600 | 1600 | 1600 | 1600 | 1600 | 765 | 761 | 763 | 762 | 757 | 1600 | 1600 | 1600 | 1600 | 1600 | [10 empty] | 0 | 0 | 0 | 0 | 0 | Yes | Yes | Yes | Yes | Yes | 395 | 396 | 398 | 397 | 395 | [15 empty] | 0 | 0 | 0 | 0 | 0 | NA | NA | NA | NA | NA | [5 empty] | NA | NA | NA | NA | NA | 0 | 0 | 0 | 0 | 0 | [10 empty] | NA | NA | NA | NA | NA
0 | 0 | 0 |  | 0 |  | NA | 765 | 761 | 763 | 762 | 757 | 1600 | 1600 | 1600 | 1600 | 1600 | 395 | 396 | 398 | 397 | 395 | [10 empty] | 0 | 0 | 0 | 0 | 0 | Yes | Yes | Yes | Yes | Yes | 0.98 | 0.98 | 0.97 | 0.97 | 0.98 | [15 empty] | 0 | 0 | 0 | 0 | 0 | NA | NA | NA | NA | NA | [5 empty] | NA | NA | NA | NA | NA | 0 | 0 | 0 | 0 | 0 | [10 empty] | NA | NA | NA | NA | NA
Belmont | F767 | Belmont |  | Cleveland |  | NA | 1600 | 1600 | 1600 | 1600 | 1600 | 395 | 396 | 398 | 397 | 395 | 0.98 | 0.98 | 0.97 | 0.97 | 0.98 | [10 empty] | Urban | Urban | Urban | Urban | Urban | Yes | Yes | Yes | Yes | Yes | 1600 | 1600 | 1600 | 1600 | 1600 | [15 empty] | 21 | 21 | 21 | 21 | 21 | NA | NA | NA | NA | NA | [5 empty] | NA | NA | NA | NA | NA | 21 | 21 | 21 | 21 | 21 | [10 empty] | NA | NA | NA | NA | NA
0 | 0 | 0 |  | 0 |  | NA | 395 | 396 | 398 | 397 | 395 | 0.98 | 0.98 | 0.97 | 0.97 | 0.98 | 1600 | 1600 | 1600 | 1600 | 1600 | [10 empty] | 0 | 0 | 0 | 0 | 0 | Yes | Yes | Yes | Yes | Yes | 765 | 761 | 763 | 762 | 757 | [15 empty] | 0 | 0 | 0 | 0 | 0 | NA | NA | NA | NA | NA | [5 empty] | NA | NA | NA | NA | NA | 0 | 0 | 0 | 0 | 0 | [10 empty] | NA | NA | NA | NA | NA
0 | 0 | 0 |  | 0 |  | NA | 0.98 | 0.98 | 0.97 | 0.97 | 0.98 | 1600 | 1600 | 1600 | 1600 | 1600 | 765 | 761 | 763 | 762 | 757 | [10 empty] | 0 | 0 | 0 | 0 | 0 | Yes | Yes | Yes | Yes | Yes | 1131 | 1131 | 1131 | 1131 | 1131 | [15 empty] | 0 | 0 | 0 | 0 | 0 | NA | NA | NA | NA | NA | [5 empty] | NA | NA | NA | NA | NA | 0 | 0 | 0 | 0 | 0 | [10 empty] | NA | NA | NA | NA | NA
0 | 0 | 0 |  | 0 |  | NA | 1600 | 1600 | 1600 | 1600 | 1600 | 765 | 761 | 763 | 762 | 757 | 1131 | 1131 | 1131 | 1131 | 1131 | [10 empty] | 0 | 0 | 0 | 0 | 0 | Yes | Yes | Yes | Yes | Yes | 213 | 217 | 223 | 226 | 229 | [15 empty] | 0 | 0 | 0 | 0 | 0 | NA | NA | NA | NA | NA | [5 empty] | NA | NA | NA | NA | NA | 0 | 0 | 0 | 0 | 0 | [10 empty] | NA | NA | NA | NA | NA
0 | 0 | 0 |  | 0 |  | NA | 765 | 761 | 763 | 762 | 757 | 1131 | 1131 | 1131 | 1131 | 1131 | 213 | 217 | 223 | 226 | 229 | [10 empty] | 0 | 0 | 0 | 0 | 0 | Yes | Yes | Yes | Yes | Yes | 0.99 | 0.99 | 0.99 | 0.99 | 0.99 | [15 empty] | 0 | 0 | 0 | 0 | 0 | NA | NA | NA | NA | NA | [5 empty] | NA | NA | NA | NA | NA | 0 | 0 | 0 | 0 | 0 | [10 empty] | NA | NA | NA | NA | NA
Blackstone | F713 | Blackstone |  | Raceview |  | NA | 1131 | 1131 | 1131 | 1131 | 1131 | 213 | 217 | 223 | 226 | 229 | 0.99 | 0.99 | 0.99 | 0.99 | 0.99 | [10 empty] | Urban | Urban | Urban | Urban | Urban | Yes | Yes | Yes | Yes | Yes | 1131 | 1131 | 1131 | 1131 | 1131 | [15 empty] | 21 | 21 | 21 | 21 | 21 | NA | NA | NA | NA | NA | [5 empty] | NA | NA | NA | NA | NA | 21 | 21 | 21 | 21 | 21 | [10 empty] | NA | NA | NA | NA | NA
0 | 0 | 0 |  | 0 |  | NA | 213 | 217 | 223 | 226 | 229 | 0.99 | 0.99 | 0.99 | 0.99 | 0.99 | 1131 | 1131 | 1131 | 1131 | 1131 | [10 empty] | 0 | 0 | 0 | 0 | 0 | Yes | Yes | Yes | Yes | Yes | 416 | 425 | 436 | 442 | 447 | [15 empty] | 0 | 0 | 0 | 0 | 0 | NA | NA | NA | NA | NA | [5 empty] | NA | NA | NA | NA | NA | 0 | 0 | 0 | 0 | 0 | [10 empty] | NA | NA | NA | NA | NA
0 | 0 | 0 |  | 0 |  | NA | 0.99 | 0.99 | 0.99 | 0.99 | 0.99 | 1131 | 1131 | 1131 | 1131 | 1131 | 416 | 425 | 436 | 442 | 447 | [10 empty] | 0 | 0 | 0 | 0 | 0 | Yes | Yes | Yes | Yes | Yes | 1131 | 1131 | 1131 | 1131 | 1131 | [15 empty] | 0 | 0 | 0 | 0 | 0 | NA | NA | NA | NA | NA | [5 empty] | NA | NA | NA | NA | NA | 0 | 0 | 0 | 0 | 0 | [10 empty] | NA | NA | NA | NA | NA
0 | 0 | 0 |  | 0 |  | NA | 1131 | 1131 | 1131 | 1131 | 1131 | 416 | 425 | 436 | 442 | 447 | 1131 | 1131 | 1131 | 1131 | 1131 | [10 empty] | 0 | 0 | 0 | 0 | 0 | Yes | Yes | Yes | Yes | Yes | 213 | 217 | 223 | 226 | 228 | [15 empty] | 0 | 0 | 0 | 0 | 0 | NA | NA | NA | NA | NA | [5 empty] | NA | NA | NA | NA | NA | 0 | 0 | 0 | 0 | 0 | [10 empty] | NA | NA | NA | NA | NA
0 | 0 | 0 |  | 0 |  | NA | 416 | 425 | 436 | 442 | 447 | 1131 | 1131 | 1131 | 1131 | 1131 | 213 | 217 | 223 | 226 | 228 | [10 empty] | 0 | 0 | 0 | 0 | 0 | Yes | Yes | Yes | Yes | Yes | 0.99 | 0.99 | 0.99 | 0.99 | 0.99 | [15 empty] | 0 | 0 | 0 | 0 | 0 | NA | NA | NA | NA | NA | [5 empty] | NA | NA | NA | NA | NA | 0 | 0 | 0 | 0 | 0 | [10 empty] | NA | NA | NA | NA | NA
Blackstone | F714 | Blackstone |  | Raceview |  | NA | 1131 | 1131 | 1131 | 1131 | 1131 | 213 | 217 | 223 | 226 | 228 | 0.99 | 0.99 | 0.99 | 0.99 | 0.99 | [10 empty] | Urban | Urban | Urban | Urban | Urban | Yes | Yes | Yes | Yes | Yes | 1131 | 1131 | 1131 | 1131 | 1131 | [15 empty] | 21 | 21 | 21 | 21 | 21 | NA | NA | NA | NA | NA | [5 empty] | NA | NA | NA | NA | NA | 21 | 21 | 21 | 21 | 21 | [10 empty] | NA | NA | NA | NA | NA
0 | 0 | 0 |  | 0 |  | NA | 213 | 217 | 223 | 226 | 228 | 0.99 | 0.99 | 0.99 | 0.99 | 0.99 | 1131 | 1131 | 1131 | 1131 | 1131 | [10 empty] | 0 | 0 | 0 | 0 | 0 | Yes | Yes | Yes | Yes | Yes | 416 | 425 | 436 | 442 | 447 | [15 empty] | 0 | 0 | 0 | 0 | 0 | NA | NA | NA | NA | NA | [5 empty] | NA | NA | NA | NA | NA | 0 | 0 | 0 | 0 | 0 | [10 empty] | NA | NA | NA | NA | NA
0 | 0 | 0 |  | 0 |  | NA | 0.99 | 0.99 | 0.99 | 0.99 | 0.99 | 1131 | 1131 | 1131 | 1131 | 1131 | 416 | 425 | 436 | 442 | 447 | [10 empty] | 0 | 0 | 0 | 0 | 0 | Yes | Yes | Yes | Yes | Yes | 1283 | 1283 | 1283 | 1283 | 1283 | [15 empty] | 0 | 0 | 0 | 0 | 0 | NA | NA | NA | NA | NA | [5 empty] | NA | NA | NA | NA | NA | 0 | 0 | 0 | 0 | 0 | [10 empty] | NA | NA | NA | NA | NA
0 | 0 | 0 |  | 0 |  | NA | 1131 | 1131 | 1131 | 1131 | 1131 | 416 | 425 | 436 | 442 | 447 | 1283 | 1283 | 1283 | 1283 | 1283 | [10 empty] | 0 | 0 | 0 | 0 | 0 | Yes | Yes | Yes | Yes | Yes | 292 | 332 | 376 | 399 | 406 | [15 empty] | 0 | 0 | 0 | 0 | 0 | NA | NA | NA | NA | NA | [5 empty] | NA | NA | NA | NA | NA | 0 | 0 | 0 | 0 | 0 | [10 empty] | NA | NA | NA | NA | NA
0 | 0 | 0 |  | 0 |  | NA | 416 | 425 | 436 | 442 | 447 | 1283 | 1283 | 1283 | 1283 | 1283 | 292 | 332 | 376 | 399 | 406 | [10 empty] | 0 | 0 | 0 | 0 | 0 | Yes | Yes | Yes | Yes | Yes | 1 | 1 | 0.99 | 0.99 | 0.99 | [15 empty] | 0 | 0 | 0 | 0 | 0 | NA | NA | NA | NA | NA | [5 empty] | NA | NA | NA | NA | NA | 0 | 0 | 0 | 0 | 0 | [10 empty] | NA | NA | NA | NA | NA
CBD East | F7231 | Wellington Road |  | Charlotte St |  | NA | 1283 | 1283 | 1283 | 1283 | 1283 | 292 | 332 | 376 | 399 | 406 | 1 | 1 | 0.99 | 0.99 | 0.99 | [10 empty] | CBD | CBD | CBD | CBD | CBD | Yes | Yes | Yes | Yes | Yes | 1283 | 1283 | 1283 | 1283 | 1283 | [15 empty] | NA | NA | NA | NA | NA | NA | NA | NA | NA | NA | [5 empty] | NA | NA | NA | NA | NA | NA | NA | NA | NA | NA | [10 empty] | NA | NA | NA | NA | NA
0 | 0 | 0 |  | 0 |  | NA | 292 | 332 | 376 | 399 | 406 | 1 | 1 | 0.99 | 0.99 | 0.99 | 1283 | 1283 | 1283 | 1283 | 1283 | [10 empty] | 0 | 0 | 0 | 0 | 0 | Yes | Yes | Yes | Yes | Yes | 549 | 621 | 703 | 748 | 761 | [15 empty] | 0 | 0 | 0 | 0 | 0 | NA | NA | NA | NA | NA | [5 empty] | NA | NA | NA | NA | NA | 0 | 0 | 0 | 0 | 0 | [10 empty] | NA | NA | NA | NA | NA
0 | 0 | 0 |  | 0 |  | NA | 1 | 1 | 0.99 | 0.99 | 0.99 | 1283 | 1283 | 1283 | 1283 | 1283 | 549 | 621 | 703 | 748 | 761 | [10 empty] | 0 | 0 | 0 | 0 | 0 | Yes | Yes | Yes | Yes | Yes | 1283 | 1283 | 1283 | 1283 | 1283 | [15 empty] | 0 | 0 | 0 | 0 | 0 | NA | NA | NA | NA | NA | [5 empty] | NA | NA | NA | NA | NA | 0 | 0 | 0 | 0 | 0 | [10 empty] | NA | NA | NA | NA | NA
0 | 0 | 0 |  | 0 |  | NA | 1283 | 1283 | 1283 | 1283 | 1283 | 549 | 621 | 703 | 748 | 761 | 1283 | 1283 | 1283 | 1283 | 1283 | [10 empty] | 0 | 0 | 0 | 0 | 0 | Yes | Yes | Yes | Yes | Yes | 292 | 332 | 376 | 399 | 406 | [15 empty] | 0 | 0 | 0 | 0 | 0 | NA | NA | NA | NA | NA | [5 empty] | NA | NA | NA | NA | NA | 0 | 0 | 0 | 0 | 0 | [10 empty] | NA | NA | NA | NA | NA
0 | 0 | 0 |  | 0 |  | NA | 549 | 621 | 703 | 748 | 761 | 1283 | 1283 | 1283 | 1283 | 1283 | 292 | 332 | 376 | 399 | 406 | [10 empty] | 0 | 0 | 0 | 0 | 0 | Yes | Yes | Yes | Yes | Yes | 1 | 1 | 0.99 | 0.99 | 0.99 | [15 empty] | 0 | 0 | 0 | 0 | 0 | NA | NA | NA | NA | NA | [5 empty] | NA | NA | NA | NA | NA | 0 | 0 | 0 | 0 | 0 | [10 empty] | NA | NA | NA | NA | NA
CBD East | F7232 | Wellington Road |  | Charlotte St |  | NA | 1283 | 1283 | 1283 | 1283 | 1283 | 292 | 332 | 376 | 399 | 406 | 1 | 1 | 0.99 | 0.99 | 0.99 | [10 empty] | CBD | CBD | CBD | CBD | CBD | Yes | Yes | Yes | Yes | Yes | 1283 | 1283 | 1283 | 1283 | 1283 | [15 empty] | NA | NA | NA | NA | NA | NA | NA | NA | NA | NA | [5 empty] | NA | NA | NA | NA | NA | NA | NA | NA | NA | NA | [10 empty] | NA | NA | NA | NA | NA
0 | 0 | 0 |  | 0 |  | NA | 292 | 332 | 376 | 399 | 406 | 1 | 1 | 0.99 | 0.99 | 0.99 | 1283 | 1283 | 1283 | 1283 | 1283 | [10 empty] | 0 | 0 | 0 | 0 | 0 | Yes | Yes | Yes | Yes | Yes | 549 | 621 | 703 | 748 | 761 | [15 empty] | 0 | 0 | 0 | 0 | 0 | NA | NA | NA | NA | NA | [5 empty] | NA | NA | NA | NA | NA | 0 | 0 | 0 | 0 | 0 | [10 empty] | NA | NA | NA | NA | NA
0 | 0 | 0 |  | 0 |  | NA | 1 | 1 | 0.99 | 0.99 | 0.99 | 1283 | 1283 | 1283 | 1283 | 1283 | 549 | 621 | 703 | 748 | 761 | [10 empty] | 0 | 0 | 0 | 0 | 0 | Yes | Yes | Yes | Yes | Yes | 1197 | 1197 | 1197 | 1197 | 1197 | [15 empty] | 0 | 0 | 0 | 0 | 0 | NA | NA | NA | NA | NA | [5 empty] | NA | NA | NA | NA | NA | 0 | 0 | 0 | 0 | 0 | [10 empty] | NA | NA | NA | NA | NA
0 | 0 | 0 |  | 0 |  | NA | 1283 | 1283 | 1283 | 1283 | 1283 | 549 | 621 | 703 | 748 | 761 | 1197 | 1197 | 1197 | 1197 | 1197 | [10 empty] | 0 | 0 | 0 | 0 | 0 | Yes | Yes | Yes | Yes | Yes | 541 | 600 | 646 | 674 | 680 | [15 empty] | 0 | 0 | 0 | 0 | 0 | NA | NA | NA | NA | NA | [5 empty] | NA | NA | NA | NA | NA | 0 | 0 | 0 | 0 | 0 | [10 empty] | NA | NA | NA | NA | NA
0 | 0 | 0 |  | 0 |  | NA | 549 | 621 | 703 | 748 | 761 | 1197 | 1197 | 1197 | 1197 | 1197 | 541 | 600 | 646 | 674 | 680 | [10 empty] | 0 | 0 | 0 | 0 | 0 | Yes | Yes | Yes | Yes | Yes | 1 | 1 | 1 | 1 | 1 | [15 empty] | 0 | 0 | 0 | 0 | 0 | NA | NA | NA | NA | NA | [5 empty] | NA | NA | NA | NA | NA | 0 | 0 | 0 | 0 | 0 | [10 empty] | NA | NA | NA | NA | NA
CBD East | F7287/3 | Tingalpa Tee |  | Wellington Road |  | NA | 1197 | 1197 | 1197 | 1197 | 1197 | 541 | 600 | 646 | 674 | 680 | 1 | 1 | 1 | 1 | 1 | [10 empty] | CBD | CBD | CBD | CBD | CBD | Yes | Yes | Yes | Yes | Yes | 1197 | 1197 | 1197 | 1197 | 1197 | [15 empty] | NA | NA | NA | NA | NA | NA | NA | NA | NA | NA | [5 empty] | NA | NA | NA | NA | NA | NA | NA | NA | NA | NA | [10 empty] | NA | NA | NA | NA | NA
0 | 0 | 0 |  | 0 |  | NA | 541 | 600 | 646 | 674 | 680 | 1 | 1 | 1 | 1 | 1 | 1197 | 1197 | 1197 | 1197 | 1197 | [10 empty] | 0 | 0 | 0 | 0 | 0 | Yes | Yes | Yes | Yes | Yes | 858 | 957 | 1034 | 1086 | 1097 | [15 empty] | 0 | 0 | 0 | 0 | 0 | NA | NA | NA | NA | NA | [5 empty] | NA | NA | NA | NA | NA | 0 | 0 | 0 | 0 | 0 | [10 empty] | NA | NA | NA | NA | NA
0 | 0 | 0 |  | 0 |  | NA | 1 | 1 | 1 | 1 | 1 | 1197 | 1197 | 1197 | 1197 | 1197 | 858 | 957 | 1034 | 1086 | 1097 | [10 empty] | 0 | 0 | 0 | 0 | 0 | Yes | Yes | Yes | Yes | Yes | 1197 | 1197 | 1197 | 1197 | 1197 | [15 empty] | 0 | 0 | 0 | 0 | 0 | NA | NA | NA | NA | NA | [5 empty] | NA | NA | NA | NA | NA | 0 | 0 | 0 | 0 | 0 | [10 empty] | NA | NA | NA | NA | NA
0 | 0 | 0 |  | 0 |  | NA | 1197 | 1197 | 1197 | 1197 | 1197 | 858 | 957 | 1034 | 1086 | 1097 | 1197 | 1197 | 1197 | 1197 | 1197 | [10 empty] | 0 | 0 | 0 | 0 | 0 | Yes | Yes | Yes | Yes | Yes | 544 | 604 | 650 | 678 | 683 | [15 empty] | 0 | 0 | 0 | 0 | 0 | NA | NA | NA | NA | NA | [5 empty] | NA | NA | NA | NA | NA | 0 | 0 | 0 | 0 | 0 | [10 empty] | NA | NA | NA | NA | NA
0 | 0 | 0 |  | 0 |  | NA | 858 | 957 | 1034 | 1086 | 1097 | 1197 | 1197 | 1197 | 1197 | 1197 | 544 | 604 | 650 | 678 | 683 | [10 empty] | 0 | 0 | 0 | 0 | 0 | Yes | Yes | Yes | Yes | Yes | 1 | 1 | 1 | 1 | 1 | [15 empty] | 0 | 0 | 0 | 0 | 0 | NA | NA | NA | NA | NA | [5 empty] | NA | NA | NA | NA | NA | 0 | 0 | 0 | 0 | 0 | [10 empty] | NA | NA | NA | NA | NA
CBD East | F7288/3 | Tingalpa Tee |  | Wellington Road |  | NA | 1197 | 1197 | 1197 | 1197 | 1197 | 544 | 604 | 650 | 678 | 683 | 1 | 1 | 1 | 1 | 1 | [10 empty] | CBD | CBD | CBD | CBD | CBD | Yes | Yes | Yes | Yes | Yes | 1197 | 1197 | 1197 | 1197 | 1197 | [15 empty] | NA | NA | NA | NA | NA | NA | NA | NA | NA | NA | [5 empty] | NA | NA | NA | NA | NA | NA | NA | NA | NA | NA | [10 empty] | NA | NA | NA | NA | NA
0 | 0 | 0 |  | 0 |  | NA | 544 | 604 | 650 | 678 | 683 | 1 | 1 | 1 | 1 | 1 | 1197 | 1197 | 1197 | 1197 | 1197 | [10 empty] | 0 | 0 | 0 | 0 | 0 | Yes | Yes | Yes | Yes | Yes | 860 | 960 | 1037 | 1089 | 1100 | [15 empty] | 0 | 0 | 0 | 0 | 0 | NA | NA | NA | NA | NA | [5 empty] | NA | NA | NA | NA | NA | 0 | 0 | 0 | 0 | 0 | [10 empty] | NA | NA | NA | NA | NA
0 | 0 | 0 |  | 0 |  | NA | 1 | 1 | 1 | 1 | 1 | 1197 | 1197 | 1197 | 1197 | 1197 | 860 | 960 | 1037 | 1089 | 1100 | [10 empty] | 0 | 0 | 0 | 0 | 0 | Yes | Yes | Yes | Yes | Yes | 1300 | 1300 | 1300 | 1300 | 1300 | [15 empty] | 0 | 0 | 0 | 0 | 0 | NA | NA | NA | NA | NA | [5 empty] | NA | NA | NA | NA | NA | 0 | 0 | 0 | 0 | 0 | [10 empty] | NA | NA | NA | NA | NA
0 | 0 | 0 |  | 0 |  | NA | 1197 | 1197 | 1197 | 1197 | 1197 | 860 | 960 | 1037 | 1089 | 1100 | 1300 | 1300 | 1300 | 1300 | 1300 | [10 empty] | 0 | 0 | 0 | 0 | 0 | Yes | Yes | Yes | Yes | Yes | 179 | 180 | 181 | 182 | 182 | [15 empty] | 0 | 0 | 0 | 0 | 0 | NA | NA | NA | NA | NA | [5 empty] | NA | NA | NA | NA | NA | 0 | 0 | 0 | 0 | 0 | [10 empty] | NA | NA | NA | NA | NA
0 | 0 | 0 |  | 0 |  | NA | 860 | 960 | 1037 | 1089 | 1100 | 1300 | 1300 | 1300 | 1300 | 1300 | 179 | 180 | 181 | 182 | 182 | [10 empty] | 0 | 0 | 0 | 0 | 0 | Yes | Yes | Yes | Yes | Yes | 0.99 | 0.99 | 0.99 | 0.99 | 0.99 | [15 empty] | 0 | 0 | 0 | 0 | 0 | NA | NA | NA | NA | NA | [5 empty] | NA | NA | NA | NA | NA | 0 | 0 | 0 | 0 | 0 | [10 empty] | NA | NA | NA | NA | NA
CBD East | F7230 | Wellington Road |  | Coorparoo |  | NA | 1300 | 1300 | 1300 | 1300 | 1300 | 179 | 180 | 181 | 182 | 182 | 0.99 | 0.99 | 0.99 | 0.99 | 0.99 | [10 empty] | Urban | Urban | Urban | Urban | Urban | Yes | Yes | Yes | Yes | Yes | 1300 | 1300 | 1300 | 1300 | 1300 | [15 empty] | 21 | 21 | 21 | 21 | 21 | NA | NA | NA | NA | NA | [5 empty] | NA | NA | NA | NA | NA | 21 | 21 | 21 | 21 | 21 | [10 empty] | NA | NA | NA | NA | NA
0 | 0 | 0 |  | 0 |  | NA | 179 | 180 | 181 | 182 | 182 | 0.99 | 0.99 | 0.99 | 0.99 | 0.99 | 1300 | 1300 | 1300 | 1300 | 1300 | [10 empty] | 0 | 0 | 0 | 0 | 0 | Yes | Yes | Yes | Yes | Yes | 338 | 339 | 341 | 342 | 342 | [15 empty] | 0 | 0 | 0 | 0 | 0 | NA | NA | NA | NA | NA | [5 empty] | NA | NA | NA | NA | NA | 0 | 0 | 0 | 0 | 0 | [10 empty] | NA | NA | NA | NA | NA
0 | 0 | 0 |  | 0 |  | NA | 0.99 | 0.99 | 0.99 | 0.99 | 0.99 | 1300 | 1300 | 1300 | 1300 | 1300 | 338 | 339 | 341 | 342 | 342 | [10 empty] | 0 | 0 | 0 | 0 | 0 | Yes | Yes | Yes | Yes | Yes | 1300 | 1300 | 1300 | 1300 | 1300 | [15 empty] | 0 | 0 | 0 | 0 | 0 | NA | NA | NA | NA | NA | [5 empty] | NA | NA | NA | NA | NA | 0 | 0 | 0 | 0 | 0 | [10 empty] | NA | NA | NA | NA | NA
0 | 0 | 0 |  | 0 |  | NA | 1300 | 1300 | 1300 | 1300 | 1300 | 338 | 339 | 341 | 342 | 342 | 1300 | 1300 | 1300 | 1300 | 1300 | [10 empty] | 0 | 0 | 0 | 0 | 0 | Yes | Yes | Yes | Yes | Yes | 179 | 180 | 181 | 182 | 182 | [15 empty] | 0 | 0 | 0 | 0 | 0 | NA | NA | NA | NA | NA | [5 empty] | NA | NA | NA | NA | NA | 0 | 0 | 0 | 0 | 0 | [10 empty] | NA | NA | NA | NA | NA
0 | 0 | 0 |  | 0 |  | NA | 338 | 339 | 341 | 342 | 342 | 1300 | 1300 | 1300 | 1300 | 1300 | 179 | 180 | 181 | 182 | 182 | [10 empty] | 0 | 0 | 0 | 0 | 0 | Yes | Yes | Yes | Yes | Yes | 0.99 | 0.99 | 0.99 | 0.99 | 0.99 | [15 empty] | 0 | 0 | 0 | 0 | 0 | NA | NA | NA | NA | NA | [5 empty] | NA | NA | NA | NA | NA | 0 | 0 | 0 | 0 | 0 | [10 empty] | NA | NA | NA | NA | NA
CBD East | F7362 | Wellington Road |  | Coorparoo |  | NA | 1300 | 1300 | 1300 | 1300 | 1300 | 179 | 180 | 181 | 182 | 182 | 0.99 | 0.99 | 0.99 | 0.99 | 0.99 | [10 empty] | Urban | Urban | Urban | Urban | Urban | Yes | Yes | Yes | Yes | Yes | 1300 | 1300 | 1300 | 1300 | 1300 | [15 empty] | 21 | 21 | 21 | 21 | 21 | NA | NA | NA | NA | NA | [5 empty] | NA | NA | NA | NA | NA | 21 | 21 | 21 | 21 | 21 | [10 empty] | NA | NA | NA | NA | NA
0 | 0 | 0 |  | 0 |  | NA | 179 | 180 | 181 | 182 | 182 | 0.99 | 0.99 | 0.99 | 0.99 | 0.99 | 1300 | 1300 | 1300 | 1300 | 1300 | [10 empty] | 0 | 0 | 0 | 0 | 0 | Yes | Yes | Yes | Yes | Yes | 338 | 339 | 341 | 342 | 342 | [15 empty] | 0 | 0 | 0 | 0 | 0 | NA | NA | NA | NA | NA | [5 empty] | NA | NA | NA | NA | NA | 0 | 0 | 0 | 0 | 0 | [10 empty] | NA | NA | NA | NA | NA
0 | 0 | 0 |  | 0 |  | NA | 0.99 | 0.99 | 0.99 | 0.99 | 0.99 | 1300 | 1300 | 1300 | 1300 | 1300 | 338 | 339 | 341 | 342 | 342 | [10 empty] | 0 | 0 | 0 | 0 | 0 | Yes | Yes | Yes | Yes | Yes | 1456 | 1456 | 1456 | 1456 | 1456 | [15 empty] | 0 | 0 | 0 | 0 | 0 | NA | NA | NA | NA | NA | [5 empty] | NA | NA | NA | NA | NA | 0 | 0 | 0 | 0 | 0 | [10 empty] | NA | NA | NA | NA | NA
0 | 0 | 0 |  | 0 |  | NA | 1300 | 1300 | 1300 | 1300 | 1300 | 338 | 339 | 341 | 342 | 342 | 1456 | 1456 | 1456 | 1456 | 1456 | [10 empty] | 0 | 0 | 0 | 0 | 0 | Yes | Yes | Yes | Yes | Yes | 278 | 303 | 323 | 326 | 322 | [15 empty] | 0 | 0 | 0 | 0 | 0 | NA | NA | NA | NA | NA | [5 empty] | NA | NA | NA | NA | NA | 0 | 0 | 0 | 0 | 0 | [10 empty] | NA | NA | NA | NA | NA
0 | 0 | 0 |  | 0 |  | NA | 338 | 339 | 341 | 342 | 342 | 1456 | 1456 | 1456 | 1456 | 1456 | 278 | 303 | 323 | 326 | 322 | [10 empty] | 0 | 0 | 0 | 0 | 0 | Yes | Yes | Yes | Yes | Yes | 1 | 1 | 1 | 1 | 1 | [15 empty] | 0 | 0 | 0 | 0 | 0 | NA | NA | NA | NA | NA | [5 empty] | NA | NA | NA | NA | NA | 0 | 0 | 0 | 0 | 0 | [10 empty] | NA | NA | NA | NA | NA
CBD East | F752 | Murarrie |  | Newstead |  | NA | 1456 | 1456 | 1456 | 1456 | 1456 | 278 | 303 | 323 | 326 | 322 | 1 | 1 | 1 | 1 | 1 | [10 empty] | CBD | CBD | CBD | CBD | CBD | Yes | Yes | Yes | Yes | Yes | 1456 | 1456 | 1456 | 1456 | 1456 | [15 empty] | NA | NA | NA | NA | NA | NA | NA | NA | NA | NA | [5 empty] | NA | NA | NA | NA | NA | NA | NA | NA | NA | NA | [10 empty] | NA | NA | NA | NA | NA
0 | 0 | 0 |  | 0 |  | NA | 278 | 303 | 323 | 326 | 322 | 1 | 1 | 1 | 1 | 1 | 1456 | 1456 | 1456 | 1456 | 1456 | [10 empty] | 0 | 0 | 0 | 0 | 0 | Yes | Yes | Yes | Yes | Yes | 364 | 410 | 451 | 457 | 456 | [15 empty] | 0 | 0 | 0 | 0 | 0 | NA | NA | NA | NA | NA | [5 empty] | NA | NA | NA | NA | NA | 0 | 0 | 0 | 0 | 0 | [10 empty] | NA | NA | NA | NA | NA
0 | 0 | 0 |  | 0 |  | NA | 1 | 1 | 1 | 1 | 1 | 1456 | 1456 | 1456 | 1456 | 1456 | 364 | 410 | 451 | 457 | 456 | [10 empty] | 0 | 0 | 0 | 0 | 0 | Yes | Yes | Yes | Yes | Yes | 1456 | 1456 | 1456 | 1456 | 1456 | [15 empty] | 0 | 0 | 0 | 0 | 0 | NA | NA | NA | NA | NA | [5 empty] | NA | NA | NA | NA | NA | 0 | 0 | 0 | 0 | 0 | [10 empty] | NA | NA | NA | NA | NA
0 | 0 | 0 |  | 0 |  | NA | 1456 | 1456 | 1456 | 1456 | 1456 | 364 | 410 | 451 | 457 | 456 | 1456 | 1456 | 1456 | 1456 | 1456 | [10 empty] | 0 | 0 | 0 | 0 | 0 | Yes | Yes | Yes | Yes | Yes | 278 | 303 | 323 | 326 | 322 | [15 empty] | 0 | 0 | 0 | 0 | 0 | NA | NA | NA | NA | NA | [5 empty] | NA | NA | NA | NA | NA | 0 | 0 | 0 | 0 | 0 | [10 empty] | NA | NA | NA | NA | NA
0 | 0 | 0 |  | 0 |  | NA | 364 | 410 | 451 | 457 | 456 | 1456 | 1456 | 1456 | 1456 | 1456 | 278 | 303 | 323 | 326 | 322 | [10 empty] | 0 | 0 | 0 | 0 | 0 | Yes | Yes | Yes | Yes | Yes | 1 | 1 | 1 | 1 | 1 | [15 empty] | 0 | 0 | 0 | 0 | 0 | NA | NA | NA | NA | NA | [5 empty] | NA | NA | NA | NA | NA | 0 | 0 | 0 | 0 | 0 | [10 empty] | NA | NA | NA | NA | NA
CBD East | F753 | Murarrie |  | Newstead |  | NA | 1456 | 1456 | 1456 | 1456 | 1456 | 278 | 303 | 323 | 326 | 322 | 1 | 1 | 1 | 1 | 1 | [10 empty] | CBD | CBD | CBD | CBD | CBD | Yes | Yes | Yes | Yes | Yes | 1456 | 1456 | 1456 | 1456 | 1456 | [15 empty] | NA | NA | NA | NA | NA | NA | NA | NA | NA | NA | [5 empty] | NA | NA | NA | NA | NA | NA | NA | NA | NA | NA | [10 empty] | NA | NA | NA | NA | NA
0 | 0 | 0 |  | 0 |  | NA | 278 | 303 | 323 | 326 | 322 | 1 | 1 | 1 | 1 | 1 | 1456 | 1456 | 1456 | 1456 | 1456 | [10 empty] | 0 | 0 | 0 | 0 | 0 | Yes | Yes | Yes | Yes | Yes | 364 | 410 | 451 | 457 | 456 | [15 empty] | 0 | 0 | 0 | 0 | 0 | NA | NA | NA | NA | NA | [5 empty] | NA | NA | NA | NA | NA | 0 | 0 | 0 | 0 | 0 | [10 empty] | NA | NA | NA | NA | NA
0 | 0 | 0 |  | 0 |  | NA | 1 | 1 | 1 | 1 | 1 | 1456 | 1456 | 1456 | 1456 | 1456 | 364 | 410 | 451 | 457 | 456 | [10 empty] | 0 | 0 | 0 | 0 | 0 | Yes | Yes | Yes | Yes | Yes | 704 | 704 | 704 | 704 | 704 | [15 empty] | 0 | 0 | 0 | 0 | 0 | NA | NA | NA | NA | NA | [5 empty] | NA | NA | NA | NA | NA | 0 | 0 | 0 | 0 | 0 | [10 empty] | NA | NA | NA | NA | NA
0 | 0 | 0 |  | 0 |  | NA | 1456 | 1456 | 1456 | 1456 | 1456 | 364 | 410 | 451 | 457 | 456 | 704 | 704 | 704 | 704 | 704 | [10 empty] | 0 | 0 | 0 | 0 | 0 | Yes | Yes | Yes | Yes | Yes | 94 | 106 | 122 | 121 | 120 | [15 empty] | 0 | 0 | 0 | 0 | 0 | NA | NA | NA | NA | NA | [5 empty] | NA | NA | NA | NA | NA | 0 | 0 | 0 | 0 | 0 | [10 empty] | NA | NA | NA | NA | NA
0 | 0 | 0 |  | 0 |  | NA | 364 | 410 | 451 | 457 | 456 | 704 | 704 | 704 | 704 | 704 | 94 | 106 | 122 | 121 | 120 | [10 empty] | 0 | 0 | 0 | 0 | 0 | Yes | Yes | Yes | Yes | Yes | 0.97 | 0.98 | 0.99 | 0.99 | 0.99 | [15 empty] | 0 | 0 | 0 | 0 | 0 | NA | NA | NA | NA | NA | [5 empty] | NA | NA | NA | NA | NA | 0 | 0 | 0 | 0 | 0 | [10 empty] | NA | NA | NA | NA | NA
CBD East | F809 | Newstead |  | Victoria Park |  | NA | 704 | 704 | 704 | 704 | 704 | 94 | 106 | 122 | 121 | 120 | 0.97 | 0.98 | 0.99 | 0.99 | 0.99 | [10 empty] | CBD | CBD | CBD | CBD | CBD | Yes | Yes | Yes | Yes | Yes | 704 | 704 | 704 | 704 | 704 | [15 empty] | NA | NA | NA | NA | NA | NA | NA | NA | NA | NA | [5 empty] | NA | NA | NA | NA | NA | NA | NA | NA | NA | NA | [10 empty] | NA | NA | NA | NA | NA
0 | 0 | 0 |  | 0 |  | NA | 94 | 106 | 122 | 121 | 120 | 0.97 | 0.98 | 0.99 | 0.99 | 0.99 | 704 | 704 | 704 | 704 | 704 | [10 empty] | 0 | 0 | 0 | 0 | 0 | Yes | Yes | Yes | Yes | Yes | 187 | 228 | 269 | 268 | 268 | [15 empty] | 0 | 0 | 0 | 0 | 0 | NA | NA | NA | NA | NA | [5 empty] | NA | NA | NA | NA | NA | 0 | 0 | 0 | 0 | 0 | [10 empty] | NA | NA | NA | NA | NA
0 | 0 | 0 |  | 0 |  | NA | 0.97 | 0.98 | 0.99 | 0.99 | 0.99 | 704 | 704 | 704 | 704 | 704 | 187 | 228 | 269 | 268 | 268 | [10 empty] | 0 | 0 | 0 | 0 | 0 | Yes | Yes | Yes | Yes | Yes | 704 | 704 | 704 | 704 | 704 | [15 empty] | 0 | 0 | 0 | 0 | 0 | NA | NA | NA | NA | NA | [5 empty] | NA | NA | NA | NA | NA | 0 | 0 | 0 | 0 | 0 | [10 empty] | NA | NA | NA | NA | NA
0 | 0 | 0 |  | 0 |  | NA | 704 | 704 | 704 | 704 | 704 | 187 | 228 | 269 | 268 | 268 | 704 | 704 | 704 | 704 | 704 | [10 empty] | 0 | 0 | 0 | 0 | 0 | Yes | Yes | Yes | Yes | Yes | 94 | 106 | 122 | 121 | 120 | [15 empty] | 0 | 0 | 0 | 0 | 0 | NA | NA | NA | NA | NA | [5 empty] | NA | NA | NA | NA | NA | 0 | 0 | 0 | 0 | 0 | [10 empty] | NA | NA | NA | NA | NA
0 | 0 | 0 |  | 0 |  | NA | 187 | 228 | 269 | 268 | 268 | 704 | 704 | 704 | 704 | 704 | 94 | 106 | 122 | 121 | 120 | [10 empty] | 0 | 0 | 0 | 0 | 0 | Yes | Yes | Yes | Yes | Yes | 0.97 | 0.98 | 0.99 | 0.99 | 0.99 | [15 empty] | 0 | 0 | 0 | 0 | 0 | NA | NA | NA | NA | NA | [5 empty] | NA | NA | NA | NA | NA | 0 | 0 | 0 | 0 | 0 | [10 empty] | NA | NA | NA | NA | NA
CBD East | F810 | Newstead |  | Victoria Park |  | NA | 704 | 704 | 704 | 704 | 704 | 94 | 106 | 122 | 121 | 120 | 0.97 | 0.98 | 0.99 | 0.99 | 0.99 | [10 empty] | CBD | CBD | CBD | CBD | CBD | Yes | Yes | Yes | Yes | Yes | 704 | 704 | 704 | 704 | 704 | [15 empty] | NA | NA | NA | NA | NA | NA | NA | NA | NA | NA | [5 empty] | NA | NA | NA | NA | NA | NA | NA | NA | NA | NA | [10 empty] | NA | NA | NA | NA | NA
0 | 0 | 0 |  | 0 |  | NA | 94 | 106 | 122 | 121 | 120 | 0.97 | 0.98 | 0.99 | 0.99 | 0.99 | 704 | 704 | 704 | 704 | 704 | [10 empty] | 0 | 0 | 0 | 0 | 0 | Yes | Yes | Yes | Yes | Yes | 187 | 228 | 269 | 268 | 268 | [15 empty] | 0 | 0 | 0 | 0 | 0 | NA | NA | NA | NA | NA | [5 empty] | NA | NA | NA | NA | NA | 0 | 0 | 0 | 0 | 0 | [10 empty] | NA | NA | NA | NA | NA
0 | 0 | 0 |  | 0 |  | NA | 0.97 | 0.98 | 0.99 | 0.99 | 0.99 | 704 | 704 | 704 | 704 | 704 | 187 | 228 | 269 | 268 | 268 | [10 empty] | 0 | 0 | 0 | 0 | 0 | Yes | Yes | Yes | Yes | Yes | 963 | 963 | 963 | 963 | 963 | [15 empty] | 0 | 0 | 0 | 0 | 0 | NA | NA | NA | NA | NA | [5 empty] | NA | NA | NA | NA | NA | 0 | 0 | 0 | 0 | 0 | [10 empty] | NA | NA | NA | NA | NA
0 | 0 | 0 |  | 0 |  | NA | 704 | 704 | 704 | 704 | 704 | 187 | 228 | 269 | 268 | 268 | 963 | 963 | 963 | 963 | 963 | [10 empty] | 0 | 0 | 0 | 0 | 0 | Yes | Yes | Yes | Yes | Yes | 158 | 190 | 218 | 229 | 236 | [15 empty] | 0 | 0 | 0 | 0 | 0 | NA | NA | NA | NA | NA | [5 empty] | NA | NA | NA | NA | NA | 0 | 0 | 0 | 0 | 0 | [10 empty] | NA | NA | NA | NA | NA
0 | 0 | 0 |  | 0 |  | NA | 187 | 228 | 269 | 268 | 268 | 963 | 963 | 963 | 963 | 963 | 158 | 190 | 218 | 229 | 236 | [10 empty] | 0 | 0 | 0 | 0 | 0 | Yes | Yes | Yes | Yes | Yes | 1 | 0.99 | 0.99 | 0.99 | 0.99 | [15 empty] | 0 | 0 | 0 | 0 | 0 | NA | NA | NA | NA | NA | [5 empty] | NA | NA | NA | NA | NA | 0 | 0 | 0 | 0 | 0 | [10 empty] | NA | NA | NA | NA | NA
CBD East | F829 | Charlotte St |  | Ann St |  | NA | 963 | 963 | 963 | 963 | 963 | 158 | 190 | 218 | 229 | 236 | 1 | 0.99 | 0.99 | 0.99 | 0.99 | [10 empty] | CBD | CBD | CBD | CBD | CBD | Yes | Yes | Yes | Yes | Yes | 963 | 963 | 963 | 963 | 963 | [15 empty] | NA | NA | NA | NA | NA | NA | NA | NA | NA | NA | [5 empty] | NA | NA | NA | NA | NA | NA | NA | NA | NA | NA | [10 empty] | NA | NA | NA | NA | NA
0 | 0 | 0 |  | 0 |  | NA | 158 | 190 | 218 | 229 | 236 | 1 | 0.99 | 0.99 | 0.99 | 0.99 | 963 | 963 | 963 | 963 | 963 | [10 empty] | 0 | 0 | 0 | 0 | 0 | Yes | Yes | Yes | Yes | Yes | 310 | 369 | 423 | 444 | 459 | [15 empty] | 0 | 0 | 0 | 0 | 0 | NA | NA | NA | NA | NA | [5 empty] | NA | NA | NA | NA | NA | 0 | 0 | 0 | 0 | 0 | [10 empty] | NA | NA | NA | NA | NA
0 | 0 | 0 |  | 0 |  | NA | 1 | 0.99 | 0.99 | 0.99 | 0.99 | 963 | 963 | 963 | 963 | 963 | 310 | 369 | 423 | 444 | 459 | [10 empty] | 0 | 0 | 0 | 0 | 0 | Yes | Yes | Yes | Yes | Yes | 963 | 963 | 963 | 963 | 963 | [15 empty] | 0 | 0 | 0 | 0 | 0 | NA | NA | NA | NA | NA | [5 empty] | NA | NA | NA | NA | NA | 0 | 0 | 0 | 0 | 0 | [10 empty] | NA | NA | NA | NA | NA
0 | 0 | 0 |  | 0 |  | NA | 963 | 963 | 963 | 963 | 963 | 310 | 369 | 423 | 444 | 459 | 963 | 963 | 963 | 963 | 963 | [10 empty] | 0 | 0 | 0 | 0 | 0 | Yes | Yes | Yes | Yes | Yes | 158 | 190 | 218 | 229 | 236 | [15 empty] | 0 | 0 | 0 | 0 | 0 | NA | NA | NA | NA | NA | [5 empty] | NA | NA | NA | NA | NA | 0 | 0 | 0 | 0 | 0 | [10 empty] | NA | NA | NA | NA | NA
0 | 0 | 0 |  | 0 |  | NA | 310 | 369 | 423 | 444 | 459 | 963 | 963 | 963 | 963 | 963 | 158 | 190 | 218 | 229 | 236 | [10 empty] | 0 | 0 | 0 | 0 | 0 | Yes | Yes | Yes | Yes | Yes | 1 | 0.99 | 0.99 | 0.99 | 0.99 | [15 empty] | 0 | 0 | 0 | 0 | 0 | NA | NA | NA | NA | NA | [5 empty] | NA | NA | NA | NA | NA | 0 | 0 | 0 | 0 | 0 | [10 empty] | NA | NA | NA | NA | NA
CBD East | F833 | Charlotte St |  | Ann St |  | NA | 963 | 963 | 963 | 963 | 963 | 158 | 190 | 218 | 229 | 236 | 1 | 0.99 | 0.99 | 0.99 | 0.99 | [10 empty] | CBD | CBD | CBD | CBD | CBD | Yes | Yes | Yes | Yes | Yes | 963 | 963 | 963 | 963 | 963 | [15 empty] | NA | NA | NA | NA | NA | NA | NA | NA | NA | NA | [5 empty] | NA | NA | NA | NA | NA | NA | NA | NA | NA | NA | [10 empty] | NA | NA | NA | NA | NA
0 | 0 | 0 |  | 0 |  | NA | 158 | 190 | 218 | 229 | 236 | 1 | 0.99 | 0.99 | 0.99 | 0.99 | 963 | 963 | 963 | 963 | 963 | [10 empty] | 0 | 0 | 0 | 0 | 0 | Yes | Yes | Yes | Yes | Yes | 310 | 369 | 423 | 444 | 459 | [15 empty] | 0 | 0 | 0 | 0 | 0 | NA | NA | NA | NA | NA | [5 empty] | NA | NA | NA | NA | NA | 0 | 0 | 0 | 0 | 0 | [10 empty] | NA | NA | NA | NA | NA
0 | 0 | 0 |  | 0 |  | NA | 1 | 0.99 | 0.99 | 0.99 | 0.99 | 963 | 963 | 963 | 963 | 963 | 310 | 369 | 423 | 444 | 459 | [10 empty] | 0 | 0 | 0 | 0 | 0 | Yes | Yes | Yes | Yes | Yes | 967 | 967 | 967 | 967 | 967 | [15 empty] | 0 | 0 | 0 | 0 | 0 | NA | NA | NA | NA | NA | [5 empty] | NA | NA | NA | NA | NA | 0 | 0 | 0 | 0 | 0 | [10 empty] | NA | NA | NA | NA | NA
0 | 0 | 0 |  | 0 |  | NA | 963 | 963 | 963 | 963 | 963 | 310 | 369 | 423 | 444 | 459 | 967 | 967 | 967 | 967 | 967 | [10 empty] | 0 | 0 | 0 | 0 | 0 | Yes | Yes | Yes | Yes | Yes | 187 | 249 | 295 | 297 | 306 | [15 empty] | 0 | 0 | 0 | 0 | 0 | NA | NA | NA | NA | NA | [5 empty] | NA | NA | NA | NA | NA | 0 | 0 | 0 | 0 | 0 | [10 empty] | NA | NA | NA | NA | NA
0 | 0 | 0 |  | 0 |  | NA | 310 | 369 | 423 | 444 | 459 | 967 | 967 | 967 | 967 | 967 | 187 | 249 | 295 | 297 | 306 | [10 empty] | 0 | 0 | 0 | 0 | 0 | Yes | Yes | Yes | Yes | Yes | 1 | 0.98 | 0.98 | 0.99 | 0.98 | [15 empty] | 0 | 0 | 0 | 0 | 0 | NA | NA | NA | NA | NA | [5 empty] | NA | NA | NA | NA | NA | 0 | 0 | 0 | 0 | 0 | [10 empty] | NA | NA | NA | NA | NA
CBD East | F834 | McLachlan St |  | Ann St |  | NA | 967 | 967 | 967 | 967 | 967 | 187 | 249 | 295 | 297 | 306 | 1 | 0.98 | 0.98 | 0.99 | 0.98 | [10 empty] | CBD | CBD | CBD | CBD | CBD | Yes | Yes | Yes | Yes | Yes | 967 | 967 | 967 | 967 | 967 | [15 empty] | NA | NA | NA | NA | NA | NA | NA | NA | NA | NA | [5 empty] | NA | NA | NA | NA | NA | NA | NA | NA | NA | NA | [10 empty] | NA | NA | NA | NA | NA
0 | 0 | 0 |  | 0 |  | NA | 187 | 249 | 295 | 297 | 306 | 1 | 0.98 | 0.98 | 0.99 | 0.98 | 967 | 967 | 967 | 967 | 967 | [10 empty] | 0 | 0 | 0 | 0 | 0 | Yes | Yes | Yes | Yes | Yes | 369 | 442 | 499 | 503 | 509 | [15 empty] | 0 | 0 | 0 | 0 | 0 | NA | NA | NA | NA | NA | [5 empty] | NA | NA | NA | NA | NA | 0 | 0 | 0 | 0 | 0 | [10 empty] | NA | NA | NA | NA | NA
0 | 0 | 0 |  | 0 |  | NA | 1 | 0.98 | 0.98 | 0.99 | 0.98 | 967 | 967 | 967 | 967 | 967 | 369 | 442 | 499 | 503 | 509 | [10 empty] | 0 | 0 | 0 | 0 | 0 | Yes | Yes | Yes | Yes | Yes | 967 | 967 | 967 | 967 | 967 | [15 empty] | 0 | 0 | 0 | 0 | 0 | NA | NA | NA | NA | NA | [5 empty] | NA | NA | NA | NA | NA | 0 | 0 | 0 | 0 | 0 | [10 empty] | NA | NA | NA | NA | NA
0 | 0 | 0 |  | 0 |  | NA | 967 | 967 | 967 | 967 | 967 | 369 | 442 | 499 | 503 | 509 | 967 | 967 | 967 | 967 | 967 | [10 empty] | 0 | 0 | 0 | 0 | 0 | Yes | Yes | Yes | Yes | Yes | 202 | 261 | 313 | 313 | 315 | [15 empty] | 0 | 0 | 0 | 0 | 0 | NA | NA | NA | NA | NA | [5 empty] | NA | NA | NA | NA | NA | 0 | 0 | 0 | 0 | 0 | [10 empty] | NA | NA | NA | NA | NA
0 | 0 | 0 |  | 0 |  | NA | 369 | 442 | 499 | 503 | 509 | 967 | 967 | 967 | 967 | 967 | 202 | 261 | 313 | 313 | 315 | [10 empty] | 0 | 0 | 0 | 0 | 0 | Yes | Yes | Yes | Yes | Yes | 1 | 0.99 | 0.98 | 0.99 | 0.98 | [15 empty] | 0 | 0 | 0 | 0 | 0 | NA | NA | NA | NA | NA | [5 empty] | NA | NA | NA | NA | NA | 0 | 0 | 0 | 0 | 0 | [10 empty] | NA | NA | NA | NA | NA
CBD East | F835 | McLachlan St |  | Victoria Park |  | NA | 967 | 967 | 967 | 967 | 967 | 202 | 261 | 313 | 313 | 315 | 1 | 0.99 | 0.98 | 0.99 | 0.98 | [10 empty] | CBD | CBD | CBD | CBD | CBD | Yes | Yes | Yes | Yes | Yes | 967 | 967 | 967 | 967 | 967 | [15 empty] | NA | NA | NA | NA | NA | NA | NA | NA | NA | NA | [5 empty] | NA | NA | NA | NA | NA | NA | NA | NA | NA | NA | [10 empty] | NA | NA | NA | NA | NA
0 | 0 | 0 |  | 0 |  | NA | 202 | 261 | 313 | 313 | 315 | 1 | 0.99 | 0.98 | 0.99 | 0.98 | 967 | 967 | 967 | 967 | 967 | [10 empty] | 0 | 0 | 0 | 0 | 0 | Yes | Yes | Yes | Yes | Yes | 257 | 324 | 385 | 384 | 385 | [15 empty] | 0 | 0 | 0 | 0 | 0 | NA | NA | NA | NA | NA | [5 empty] | NA | NA | NA | NA | NA | 0 | 0 | 0 | 0 | 0 | [10 empty] | NA | NA | NA | NA | NA
0 | 0 | 0 |  | 0 |  | NA | 1 | 0.99 | 0.98 | 0.99 | 0.98 | 967 | 967 | 967 | 967 | 967 | 257 | 324 | 385 | 384 | 385 | [10 empty] | 0 | 0 | 0 | 0 | 0 | Yes | Yes | Yes | Yes | Yes | 1305 | 1305 | 1305 | 1305 | 1305 | [15 empty] | 0 | 0 | 0 | 0 | 0 | NA | NA | NA | NA | NA | [5 empty] | NA | NA | NA | NA | NA | 0 | 0 | 0 | 0 | 0 | [10 empty] | NA | NA | NA | NA | NA
0 | 0 | 0 |  | 0 |  | NA | 967 | 967 | 967 | 967 | 967 | 257 | 324 | 385 | 384 | 385 | 1305 | 1305 | 1305 | 1305 | 1305 | [10 empty] | 0 | 0 | 0 | 0 | 0 | Yes | Yes | Yes | Yes | Yes | 91 | 89 | 93 | 92 | 90 | [15 empty] | 0 | 0 | 0 | 0 | 0 | NA | NA | NA | NA | NA | [5 empty] | NA | NA | NA | NA | NA | 0 | 0 | 0 | 0 | 0 | [10 empty] | NA | NA | NA | NA | NA
0 | 0 | 0 |  | 0 |  | NA | 257 | 324 | 385 | 384 | 385 | 1305 | 1305 | 1305 | 1305 | 1305 | 91 | 89 | 93 | 92 | 90 | [10 empty] | 0 | 0 | 0 | 0 | 0 | Yes | Yes | Yes | Yes | Yes | 0.99 | 1 | 1 | 1 | 0.99 | [15 empty] | 0 | 0 | 0 | 0 | 0 | NA | NA | NA | NA | NA | [5 empty] | NA | NA | NA | NA | NA | 0 | 0 | 0 | 0 | 0 | [10 empty] | NA | NA | NA | NA | NA
CBD East | F914 | Newstead |  | McLachlan St |  | NA | 1305 | 1305 | 1305 | 1305 | 1305 | 91 | 89 | 93 | 92 | 90 | 0.99 | 1 | 1 | 1 | 0.99 | [10 empty] | CBD | CBD | CBD | CBD | CBD | Yes | Yes | Yes | Yes | Yes | 1305 | 1305 | 1305 | 1305 | 1305 | [15 empty] | NA | NA | NA | NA | NA | NA | NA | NA | NA | NA | [5 empty] | NA | NA | NA | NA | NA | NA | NA | NA | NA | NA | [10 empty] | NA | NA | NA | NA | NA
0 | 0 | 0 |  | 0 |  | NA | 91 | 89 | 93 | 92 | 90 | 0.99 | 1 | 1 | 1 | 0.99 | 1305 | 1305 | 1305 | 1305 | 1305 | [10 empty] | 0 | 0 | 0 | 0 | 0 | Yes | Yes | Yes | Yes | Yes | 158 | 173 | 194 | 195 | 194 | [15 empty] | 0 | 0 | 0 | 0 | 0 | NA | NA | NA | NA | NA | [5 empty] | NA | NA | NA | NA | NA | 0 | 0 | 0 | 0 | 0 | [10 empty] | NA | NA | NA | NA | NA
0 | 0 | 0 |  | 0 |  | NA | 0.99 | 1 | 1 | 1 | 0.99 | 1305 | 1305 | 1305 | 1305 | 1305 | 158 | 173 | 194 | 195 | 194 | [10 empty] | 0 | 0 | 0 | 0 | 0 | Yes | Yes | Yes | Yes | Yes | 1305 | 1305 | 1305 | 1305 | 1305 | [15 empty] | 0 | 0 | 0 | 0 | 0 | NA | NA | NA | NA | NA | [5 empty] | NA | NA | NA | NA | NA | 0 | 0 | 0 | 0 | 0 | [10 empty] | NA | NA | NA | NA | NA
0 | 0 | 0 |  | 0 |  | NA | 1305 | 1305 | 1305 | 1305 | 1305 | 158 | 173 | 194 | 195 | 194 | 1305 | 1305 | 1305 | 1305 | 1305 | [10 empty] | 0 | 0 | 0 | 0 | 0 | Yes | Yes | Yes | Yes | Yes | 91 | 89 | 93 | 92 | 90 | [15 empty] | 0 | 0 | 0 | 0 | 0 | NA | NA | NA | NA | NA | [5 empty] | NA | NA | NA | NA | NA | 0 | 0 | 0 | 0 | 0 | [10 empty] | NA | NA | NA | NA | NA
0 | 0 | 0 |  | 0 |  | NA | 158 | 173 | 194 | 195 | 194 | 1305 | 1305 | 1305 | 1305 | 1305 | 91 | 89 | 93 | 92 | 90 | [10 empty] | 0 | 0 | 0 | 0 | 0 | Yes | Yes | Yes | Yes | Yes | 0.99 | 1 | 1 | 1 | 0.99 | [15 empty] | 0 | 0 | 0 | 0 | 0 | NA | NA | NA | NA | NA | [5 empty] | NA | NA | NA | NA | NA | 0 | 0 | 0 | 0 | 0 | [10 empty] | NA | NA | NA | NA | NA
CBD East | F915 | Newstead |  | McLachlan St |  | NA | 1305 | 1305 | 1305 | 1305 | 1305 | 91 | 89 | 93 | 92 | 90 | 0.99 | 1 | 1 | 1 | 0.99 | [10 empty] | CBD | CBD | CBD | CBD | CBD | Yes | Yes | Yes | Yes | Yes | 1305 | 1305 | 1305 | 1305 | 1305 | [15 empty] | NA | NA | NA | NA | NA | NA | NA | NA | NA | NA | [5 empty] | NA | NA | NA | NA | NA | NA | NA | NA | NA | NA | [10 empty] | NA | NA | NA | NA | NA
0 | 0 | 0 |  | 0 |  | NA | 91 | 89 | 93 | 92 | 90 | 0.99 | 1 | 1 | 1 | 0.99 | 1305 | 1305 | 1305 | 1305 | 1305 | [10 empty] | 0 | 0 | 0 | 0 | 0 | Yes | Yes | Yes | Yes | Yes | 158 | 173 | 194 | 195 | 194 | [15 empty] | 0 | 0 | 0 | 0 | 0 | NA | NA | NA | NA | NA | [5 empty] | NA | NA | NA | NA | NA | 0 | 0 | 0 | 0 | 0 | [10 empty] | NA | NA | NA | NA | NA
0 | 0 | 0 |  | 0 |  | NA | 0.99 | 1 | 1 | 1 | 0.99 | 1305 | 1305 | 1305 | 1305 | 1305 | 158 | 173 | 194 | 195 | 194 | [10 empty] | 0 | 0 | 0 | 0 | 0 | Yes | Yes | Yes | Yes | Yes | 690 | 690 | 690 | 690 | 690 | [15 empty] | 0 | 0 | 0 | 0 | 0 | NA | NA | NA | NA | NA | [5 empty] | NA | NA | NA | NA | NA | 0 | 0 | 0 | 0 | 0 | [10 empty] | NA | NA | NA | NA | NA
0 | 0 | 0 |  | 0 |  | NA | 1305 | 1305 | 1305 | 1305 | 1305 | 158 | 173 | 194 | 195 | 194 | 690 | 690 | 690 | 690 | 690 | [10 empty] | 0 | 0 | 0 | 0 | 0 | Yes | Yes | Yes | Yes | Yes | 157 | 153 | 149 | 149 | 147 | [15 empty] | 0 | 0 | 0 | 0 | 0 | NA | NA | NA | NA | NA | [5 empty] | NA | NA | NA | NA | NA | 0 | 0 | 0 | 0 | 0 | [10 empty] | NA | NA | NA | NA | NA
0 | 0 | 0 |  | 0 |  | NA | 158 | 173 | 194 | 195 | 194 | 690 | 690 | 690 | 690 | 690 | 157 | 153 | 149 | 149 | 147 | [10 empty] | 0 | 0 | 0 | 0 | 0 | Yes | Yes | Yes | Yes | Yes | 0.33 | 0.28 | 0.21 | 0.19 | 0.22 | [15 empty] | 0 | 0 | 0 | 0 | 0 | NA | NA | NA | NA | NA | [5 empty] | NA | NA | NA | NA | NA | 0 | 0 | 0 | 0 | 0 | [10 empty] | NA | NA | NA | NA | NA
CBD South | F830 | West End |  | Charlotte St |  | NA | 690 | 690 | 690 | 690 | 690 | 157 | 153 | 149 | 149 | 147 | 0.33 | 0.28 | 0.21 | 0.19 | 0.22 | [10 empty] | CBD | CBD | CBD | CBD | CBD | Yes | Yes | Yes | Yes | Yes | 690 | 690 | 690 | 690 | 690 | [15 empty] | NA | NA | NA | NA | NA | NA | NA | NA | NA | NA | [5 empty] | NA | NA | NA | NA | NA | NA | NA | NA | NA | NA | [10 empty] | NA | NA | NA | NA | NA
0 | 0 | 0 |  | 0 |  | NA | 157 | 153 | 149 | 149 | 147 | 0.33 | 0.28 | 0.21 | 0.19 | 0.22 | 690 | 690 | 690 | 690 | 690 | [10 empty] | 0 | 0 | 0 | 0 | 0 | Yes | Yes | Yes | Yes | Yes | 311 | 307 | 304 | 304 | 307 | [15 empty] | 0 | 0 | 0 | 0 | 0 | NA | NA | NA | NA | NA | [5 empty] | NA | NA | NA | NA | NA | 0 | 0 | 0 | 0 | 0 | [10 empty] | NA | NA | NA | NA | NA
0 | 0 | 0 |  | 0 |  | NA | 0.33 | 0.28 | 0.21 | 0.19 | 0.22 | 690 | 690 | 690 | 690 | 690 | 311 | 307 | 304 | 304 | 307 | [10 empty] | 0 | 0 | 0 | 0 | 0 | Yes | Yes | Yes | Yes | Yes | 693 | 693 | 693 | 693 | 693 | [15 empty] | 0 | 0 | 0 | 0 | 0 | NA | NA | NA | NA | NA | [5 empty] | NA | NA | NA | NA | NA | 0 | 0 | 0 | 0 | 0 | [10 empty] | NA | NA | NA | NA | NA
0 | 0 | 0 |  | 0 |  | NA | 690 | 690 | 690 | 690 | 690 | 311 | 307 | 304 | 304 | 307 | 693 | 693 | 693 | 693 | 693 | [10 empty] | 0 | 0 | 0 | 0 | 0 | Yes | Yes | Yes | Yes | Yes | 310 | 302 | 291 | 289 | 291 | [15 empty] | 0 | 0 | 0 | 0 | 0 | NA | NA | NA | NA | NA | [5 empty] | NA | NA | NA | NA | NA | 0 | 0 | 0 | 0 | 0 | [10 empty] | NA | NA | NA | NA | NA
0 | 0 | 0 |  | 0 |  | NA | 311 | 307 | 304 | 304 | 307 | 693 | 693 | 693 | 693 | 693 | 310 | 302 | 291 | 289 | 291 | [10 empty] | 0 | 0 | 0 | 0 | 0 | Yes | Yes | Yes | Yes | Yes | 0.92 | 0.92 | 0.92 | 0.91 | 0.92 | [15 empty] | 0 | 0 | 0 | 0 | 0 | NA | NA | NA | NA | NA | [5 empty] | NA | NA | NA | NA | NA | 0 | 0 | 0 | 0 | 0 | [10 empty] | NA | NA | NA | NA | NA
CBD South | F905 | Rocklea |  | West End |  | NA | 693 | 693 | 693 | 693 | 693 | 310 | 302 | 291 | 289 | 291 | 0.92 | 0.92 | 0.92 | 0.91 | 0.92 | [10 empty] | CBD | CBD | CBD | CBD | CBD | Yes | Yes | Yes | Yes | Yes | 693 | 693 | 693 | 693 | 693 | [15 empty] | NA | NA | NA | NA | NA | NA | NA | NA | NA | NA | [5 empty] | NA | NA | NA | NA | NA | NA | NA | NA | NA | NA | [10 empty] | NA | NA | NA | NA | NA
0 | 0 | 0 |  | 0 |  | NA | 310 | 302 | 291 | 289 | 291 | 0.92 | 0.92 | 0.92 | 0.91 | 0.92 | 693 | 693 | 693 | 693 | 693 | [10 empty] | 0 | 0 | 0 | 0 | 0 | Yes | Yes | Yes | Yes | Yes | 499 | 493 | 491 | 491 | 495 | [15 empty] | 0 | 0 | 0 | 0 | 0 | NA | NA | NA | NA | NA | [5 empty] | NA | NA | NA | NA | NA | 0 | 0 | 0 | 0 | 0 | [10 empty] | NA | NA | NA | NA | NA
0 | 0 | 0 |  | 0 |  | NA | 0.92 | 0.92 | 0.92 | 0.91 | 0.92 | 693 | 693 | 693 | 693 | 693 | 499 | 493 | 491 | 491 | 495 | [10 empty] | 0 | 0 | 0 | 0 | 0 | Yes | Yes | Yes | Yes | Yes | 966 | 966 | 966 | 966 | 966 | [15 empty] | 0 | 0 | 0 | 0 | 0 | NA | NA | NA | NA | NA | [5 empty] | NA | NA | NA | NA | NA | 0 | 0 | 0 | 0 | 0 | [10 empty] | NA | NA | NA | NA | NA
0 | 0 | 0 |  | 0 |  | NA | 693 | 693 | 693 | 693 | 693 | 499 | 493 | 491 | 491 | 495 | 966 | 966 | 966 | 966 | 966 | [10 empty] | 0 | 0 | 0 | 0 | 0 | Yes | Yes | Yes | Yes | Yes | 127 | 123 | 127 | 126 | 127 | [15 empty] | 0 | 0 | 0 | 0 | 0 | NA | NA | NA | NA | NA | [5 empty] | NA | NA | NA | NA | NA | 0 | 0 | 0 | 0 | 0 | [10 empty] | NA | NA | NA | NA | NA
0 | 0 | 0 |  | 0 |  | NA | 499 | 493 | 491 | 491 | 495 | 966 | 966 | 966 | 966 | 966 | 127 | 123 | 127 | 126 | 127 | [10 empty] | 0 | 0 | 0 | 0 | 0 | Yes | Yes | Yes | Yes | Yes | 0.81 | 0.77 | 0.84 | 0.84 | 0.84 | [15 empty] | 0 | 0 | 0 | 0 | 0 | NA | NA | NA | NA | NA | [5 empty] | NA | NA | NA | NA | NA | 0 | 0 | 0 | 0 | 0 | [10 empty] | NA | NA | NA | NA | NA
CBD West | F7266 | Milton |  | Customer |  | NA | 966 | 966 | 966 | 966 | 966 | 127 | 123 | 127 | 126 | 127 | 0.81 | 0.77 | 0.84 | 0.84 | 0.84 | [10 empty] | CBD | CBD | CBD | CBD | CBD | Yes | Yes | Yes | Yes | Yes | 966 | 966 | 966 | 966 | 966 | [15 empty] | NA | NA | NA | NA | NA | NA | NA | NA | NA | NA | [5 empty] | NA | NA | NA | NA | NA | NA | NA | NA | NA | NA | [10 empty] | NA | NA | NA | NA | NA
0 | 0 | 0 |  | 0 |  | NA | 127 | 123 | 127 | 126 | 127 | 0.81 | 0.77 | 0.84 | 0.84 | 0.84 | 966 | 966 | 966 | 966 | 966 | [10 empty] | 0 | 0 | 0 | 0 | 0 | Yes | Yes | Yes | Yes | Yes | 263 | 250 | 261 | 257 | 260 | [15 empty] | 0 | 0 | 0 | 0 | 0 | NA | NA | NA | NA | NA | [5 empty] | NA | NA | NA | NA | NA | 0 | 0 | 0 | 0 | 0 | [10 empty] | NA | NA | NA | NA | NA
0 | 0 | 0 |  | 0 |  | NA | 0.81 | 0.77 | 0.84 | 0.84 | 0.84 | 966 | 966 | 966 | 966 | 966 | 263 | 250 | 261 | 257 | 260 | [10 empty] | 0 | 0 | 0 | 0 | 0 | Yes | Yes | Yes | Yes | Yes | 966 | 966 | 966 | 966 | 966 | [15 empty] | 0 | 0 | 0 | 0 | 0 | NA | NA | NA | NA | NA | [5 empty] | NA | NA | NA | NA | NA | 0 | 0 | 0 | 0 | 0 | [10 empty] | NA | NA | NA | NA | NA
0 | 0 | 0 |  | 0 |  | NA | 966 | 966 | 966 | 966 | 966 | 263 | 250 | 261 | 257 | 260 | 966 | 966 | 966 | 966 | 966 | [10 empty] | 0 | 0 | 0 | 0 | 0 | Yes | Yes | Yes | Yes | Yes | 147 | 145 | 152 | 150 | 153 | [15 empty] | 0 | 0 | 0 | 0 | 0 | NA | NA | NA | NA | NA | [5 empty] | NA | NA | NA | NA | NA | 0 | 0 | 0 | 0 | 0 | [10 empty] | NA | NA | NA | NA | NA
0 | 0 | 0 |  | 0 |  | NA | 263 | 250 | 261 | 257 | 260 | 966 | 966 | 966 | 966 | 966 | 147 | 145 | 152 | 150 | 153 | [10 empty] | 0 | 0 | 0 | 0 | 0 | Yes | Yes | Yes | Yes | Yes | 0.84 | 0.85 | 0.86 | 0.87 | 0.87 | [15 empty] | 0 | 0 | 0 | 0 | 0 | NA | NA | NA | NA | NA | [5 empty] | NA | NA | NA | NA | NA | 0 | 0 | 0 | 0 | 0 | [10 empty] | NA | NA | NA | NA | NA
CBD West | F7267 | Milton |  | Makerston St |  | NA | 966 | 966 | 966 | 966 | 966 | 147 | 145 | 152 | 150 | 153 | 0.84 | 0.85 | 0.86 | 0.87 | 0.87 | [10 empty] | CBD | CBD | CBD | CBD | CBD | Yes | Yes | Yes | Yes | Yes | 966 | 966 | 966 | 966 | 966 | [15 empty] | NA | NA | NA | NA | NA | NA | NA | NA | NA | NA | [5 empty] | NA | NA | NA | NA | NA | NA | NA | NA | NA | NA | [10 empty] | NA | NA | NA | NA | NA
0 | 0 | 0 |  | 0 |  | NA | 147 | 145 | 152 | 150 | 153 | 0.84 | 0.85 | 0.86 | 0.87 | 0.87 | 966 | 966 | 966 | 966 | 966 | [10 empty] | 0 | 0 | 0 | 0 | 0 | Yes | Yes | Yes | Yes | Yes | 267 | 264 | 266 | 262 | 266 | [15 empty] | 0 | 0 | 0 | 0 | 0 | NA | NA | NA | NA | NA | [5 empty] | NA | NA | NA | NA | NA | 0 | 0 | 0 | 0 | 0 | [10 empty] | NA | NA | NA | NA | NA
0 | 0 | 0 |  | 0 |  | NA | 0.84 | 0.85 | 0.86 | 0.87 | 0.87 | 966 | 966 | 966 | 966 | 966 | 267 | 264 | 266 | 262 | 266 | [10 empty] | 0 | 0 | 0 | 0 | 0 | Yes | Yes | Yes | Yes | Yes | 966 | 966 | 966 | 966 | 966 | [15 empty] | 0 | 0 | 0 | 0 | 0 | NA | NA | NA | NA | NA | [5 empty] | NA | NA | NA | NA | NA | 0 | 0 | 0 | 0 | 0 | [10 empty] | NA | NA | NA | NA | NA
0 | 0 | 0 |  | 0 |  | NA | 966 | 966 | 966 | 966 | 966 | 267 | 264 | 266 | 262 | 266 | 966 | 966 | 966 | 966 | 966 | [10 empty] | 0 | 0 | 0 | 0 | 0 | Yes | Yes | Yes | Yes | Yes | 77 | 77 | 83 | 82 | 83 | [15 empty] | 0 | 0 | 0 | 0 | 0 | NA | NA | NA | NA | NA | [5 empty] | NA | NA | NA | NA | NA | 0 | 0 | 0 | 0 | 0 | [10 empty] | NA | NA | NA | NA | NA
0 | 0 | 0 |  | 0 |  | NA | 267 | 264 | 266 | 262 | 266 | 966 | 966 | 966 | 966 | 966 | 77 | 77 | 83 | 82 | 83 | [10 empty] | 0 | 0 | 0 | 0 | 0 | Yes | Yes | Yes | Yes | Yes | 0.65 | 0.59 | 0.73 | 0.66 | 0.67 | [15 empty] | 0 | 0 | 0 | 0 | 0 | NA | NA | NA | NA | NA | [5 empty] | NA | NA | NA | NA | NA | 0 | 0 | 0 | 0 | 0 | [10 empty] | NA | NA | NA | NA | NA
CBD West | F7321 | Customer |  | Makerston St |  | NA | 966 | 966 | 966 | 966 | 966 | 77 | 77 | 83 | 82 | 83 | 0.65 | 0.59 | 0.73 | 0.66 | 0.67 | [10 empty] | CBD | CBD | CBD | CBD | CBD | Yes | Yes | Yes | Yes | Yes | 966 | 966 | 966 | 966 | 966 | [15 empty] | NA | NA | NA | NA | NA | NA | NA | NA | NA | NA | [5 empty] | NA | NA | NA | NA | NA | NA | NA | NA | NA | NA | [10 empty] | NA | NA | NA | NA | NA
0 | 0 | 0 |  | 0 |  | NA | 77 | 77 | 83 | 82 | 83 | 0.65 | 0.59 | 0.73 | 0.66 | 0.67 | 966 | 966 | 966 | 966 | 966 | [10 empty] | 0 | 0 | 0 | 0 | 0 | Yes | Yes | Yes | Yes | Yes | 211 | 203 | 217 | 213 | 217 | [15 empty] | 0 | 0 | 0 | 0 | 0 | NA | NA | NA | NA | NA | [5 empty] | NA | NA | NA | NA | NA | 0 | 0 | 0 | 0 | 0 | [10 empty] | NA | NA | NA | NA | NA
0 | 0 | 0 |  | 0 |  | NA | 0.65 | 0.59 | 0.73 | 0.66 | 0.67 | 966 | 966 | 966 | 966 | 966 | 211 | 203 | 217 | 213 | 217 | [10 empty] | 0 | 0 | 0 | 0 | 0 | Yes | Yes | Yes | Yes | Yes | 973 | 973 | 973 | 973 | 973 | [15 empty] | 0 | 0 | 0 | 0 | 0 | NA | NA | NA | NA | NA | [5 empty] | NA | NA | NA | NA | NA | 0 | 0 | 0 | 0 | 0 | [10 empty] | NA | NA | NA | NA | NA
0 | 0 | 0 |  | 0 |  | NA | 966 | 966 | 966 | 966 | 966 | 211 | 203 | 217 | 213 | 217 | 973 | 973 | 973 | 973 | 973 | [10 empty] | 0 | 0 | 0 | 0 | 0 | Yes | Yes | Yes | Yes | Yes | 152 | 153 | 157 | 156 | 158 | [15 empty] | 0 | 0 | 0 | 0 | 0 | NA | NA | NA | NA | NA | [5 empty] | NA | NA | NA | NA | NA | 0 | 0 | 0 | 0 | 0 | [10 empty] | NA | NA | NA | NA | NA
0 | 0 | 0 |  | 0 |  | NA | 211 | 203 | 217 | 213 | 217 | 973 | 973 | 973 | 973 | 973 | 152 | 153 | 157 | 156 | 158 | [10 empty] | 0 | 0 | 0 | 0 | 0 | Yes | Yes | Yes | Yes | Yes | 0.88 | 0.89 | 0.9 | 0.9 | 0.9 | [15 empty] | 0 | 0 | 0 | 0 | 0 | NA | NA | NA | NA | NA | [5 empty] | NA | NA | NA | NA | NA | 0 | 0 | 0 | 0 | 0 | [10 empty] | NA | NA | NA | NA | NA
CBD West | F7365 | Kelvin Grove |  | Milton |  | NA | 973 | 973 | 973 | 973 | 973 | 152 | 153 | 157 | 156 | 158 | 0.88 | 0.89 | 0.9 | 0.9 | 0.9 | [10 empty] | CBD | CBD | CBD | CBD | CBD | Yes | Yes | Yes | Yes | Yes | 973 | 973 | 973 | 973 | 973 | [15 empty] | NA | NA | NA | NA | NA | NA | NA | NA | NA | NA | [5 empty] | NA | NA | NA | NA | NA | NA | NA | NA | NA | NA | [10 empty] | NA | NA | NA | NA | NA
0 | 0 | 0 |  | 0 |  | NA | 152 | 153 | 157 | 156 | 158 | 0.88 | 0.89 | 0.9 | 0.9 | 0.9 | 973 | 973 | 973 | 973 | 973 | [10 empty] | 0 | 0 | 0 | 0 | 0 | Yes | Yes | Yes | Yes | Yes | 364 | 358 | 371 | 366 | 369 | [15 empty] | 0 | 0 | 0 | 0 | 0 | NA | NA | NA | NA | NA | [5 empty] | NA | NA | NA | NA | NA | 0 | 0 | 0 | 0 | 0 | [10 empty] | NA | NA | NA | NA | NA
0 | 0 | 0 |  | 0 |  | NA | 0.88 | 0.89 | 0.9 | 0.9 | 0.9 | 973 | 973 | 973 | 973 | 973 | 364 | 358 | 371 | 366 | 369 | [10 empty] | 0 | 0 | 0 | 0 | 0 | Yes | Yes | Yes | Yes | Yes | 913 | 913 | 913 | 913 | 913 | [15 empty] | 0 | 0 | 0 | 0 | 0 | NA | NA | NA | NA | NA | [5 empty] | NA | NA | NA | NA | NA | 0 | 0 | 0 | 0 | 0 | [10 empty] | NA | NA | NA | NA | NA
0 | 0 | 0 |  | 0 |  | NA | 973 | 973 | 973 | 973 | 973 | 364 | 358 | 371 | 366 | 369 | 913 | 913 | 913 | 913 | 913 | [10 empty] | 0 | 0 | 0 | 0 | 0 | Yes | Yes | Yes | Yes | Yes | 212 | 212 | 218 | 217 | 218 | [15 empty] | 0 | 0 | 0 | 0 | 0 | NA | NA | NA | NA | NA | [5 empty] | NA | NA | NA | NA | NA | 0 | 0 | 0 | 0 | 0 | [10 empty] | NA | NA | NA | NA | NA
0 | 0 | 0 |  | 0 |  | NA | 364 | 358 | 371 | 366 | 369 | 913 | 913 | 913 | 913 | 913 | 212 | 212 | 218 | 217 | 218 | [10 empty] | 0 | 0 | 0 | 0 | 0 | Yes | Yes | Yes | Yes | Yes | 0.96 | 0.96 | 0.97 | 0.97 | 0.97 | [15 empty] | 0 | 0 | 0 | 0 | 0 | NA | NA | NA | NA | NA | [5 empty] | NA | NA | NA | NA | NA | 0 | 0 | 0 | 0 | 0 | [10 empty] | NA | NA | NA | NA | NA
CBD West | F781 | Ashgrove West |  | Kelvin Grove |  | NA | 913 | 913 | 913 | 913 | 913 | 212 | 212 | 218 | 217 | 218 | 0.96 | 0.96 | 0.97 | 0.97 | 0.97 | [10 empty] | CBD | CBD | CBD | CBD | CBD | Yes | Yes | Yes | Yes | Yes | 913 | 913 | 913 | 913 | 913 | [15 empty] | NA | NA | NA | NA | NA | NA | NA | NA | NA | NA | [5 empty] | NA | NA | NA | NA | NA | NA | NA | NA | NA | NA | [10 empty] | NA | NA | NA | NA | NA
0 | 0 | 0 |  | 0 |  | NA | 212 | 212 | 218 | 217 | 218 | 0.96 | 0.96 | 0.97 | 0.97 | 0.97 | 913 | 913 | 913 | 913 | 913 | [10 empty] | 0 | 0 | 0 | 0 | 0 | Yes | Yes | Yes | Yes | Yes | 422 | 415 | 430 | 424 | 427 | [15 empty] | 0 | 0 | 0 | 0 | 0 | NA | NA | NA | NA | NA | [5 empty] | NA | NA | NA | NA | NA | 0 | 0 | 0 | 0 | 0 | [10 empty] | NA | NA | NA | NA | NA
0 | 0 | 0 |  | 0 |  | NA | 0.96 | 0.96 | 0.97 | 0.97 | 0.97 | 913 | 913 | 913 | 913 | 913 | 422 | 415 | 430 | 424 | 427 | [10 empty] | 0 | 0 | 0 | 0 | 0 | Yes | Yes | Yes | Yes | Yes | 913 | 913 | 913 | 913 | 913 | [15 empty] | 0 | 0 | 0 | 0 | 0 | NA | NA | NA | NA | NA | [5 empty] | NA | NA | NA | NA | NA | 0 | 0 | 0 | 0 | 0 | [10 empty] | NA | NA | NA | NA | NA
0 | 0 | 0 |  | 0 |  | NA | 913 | 913 | 913 | 913 | 913 | 422 | 415 | 430 | 424 | 427 | 913 | 913 | 913 | 913 | 913 | [10 empty] | 0 | 0 | 0 | 0 | 0 | Yes | Yes | Yes | Yes | Yes | 247 | 248 | 255 | 254 | 256 | [15 empty] | 0 | 0 | 0 | 0 | 0 | NA | NA | NA | NA | NA | [5 empty] | NA | NA | NA | NA | NA | 0 | 0 | 0 | 0 | 0 | [10 empty] | NA | NA | NA | NA | NA
0 | 0 | 0 |  | 0 |  | NA | 422 | 415 | 430 | 424 | 427 | 913 | 913 | 913 | 913 | 913 | 247 | 248 | 255 | 254 | 256 | [10 empty] | 0 | 0 | 0 | 0 | 0 | Yes | Yes | Yes | Yes | Yes | 0.95 | 0.95 | 0.95 | 0.95 | 0.96 | [15 empty] | 0 | 0 | 0 | 0 | 0 | NA | NA | NA | NA | NA | [5 empty] | NA | NA | NA | NA | NA | 0 | 0 | 0 | 0 | 0 | [10 empty] | NA | NA | NA | NA | NA
CBD West | F782 | Ashgrove West |  | Milton |  | NA | 913 | 913 | 913 | 913 | 913 | 247 | 248 | 255 | 254 | 256 | 0.95 | 0.95 | 0.95 | 0.95 | 0.96 | [10 empty] | CBD | CBD | CBD | CBD | CBD | Yes | Yes | Yes | Yes | Yes | 913 | 913 | 913 | 913 | 913 | [15 empty] | NA | NA | NA | NA | NA | NA | NA | NA | NA | NA | [5 empty] | NA | NA | NA | NA | NA | NA | NA | NA | NA | NA | [10 empty] | NA | NA | NA | NA | NA
0 | 0 | 0 |  | 0 |  | NA | 247 | 248 | 255 | 254 | 256 | 0.95 | 0.95 | 0.95 | 0.95 | 0.96 | 913 | 913 | 913 | 913 | 913 | [10 empty] | 0 | 0 | 0 | 0 | 0 | Yes | Yes | Yes | Yes | Yes | 430 | 423 | 438 | 433 | 435 | [15 empty] | 0 | 0 | 0 | 0 | 0 | NA | NA | NA | NA | NA | [5 empty] | NA | NA | NA | NA | NA | 0 | 0 | 0 | 0 | 0 | [10 empty] | NA | NA | NA | NA | NA
0 | 0 | 0 |  | 0 |  | NA | 0.95 | 0.95 | 0.95 | 0.95 | 0.96 | 913 | 913 | 913 | 913 | 913 | 430 | 423 | 438 | 433 | 435 | [10 empty] | 0 | 0 | 0 | 0 | 0 | Yes | Yes | Yes | Yes | Yes | 629 | 629 | 629 | 629 | 629 | [15 empty] | 0 | 0 | 0 | 0 | 0 | NA | NA | NA | NA | NA | [5 empty] | NA | NA | NA | NA | NA | 0 | 0 | 0 | 0 | 0 | [10 empty] | NA | NA | NA | NA | NA
0 | 0 | 0 |  | 0 |  | NA | 913 | 913 | 913 | 913 | 913 | 430 | 423 | 438 | 433 | 435 | 629 | 629 | 629 | 629 | 629 | [10 empty] | 0 | 0 | 0 | 0 | 0 | Yes | Yes | Yes | Yes | Yes | 69 | 67 | 65 | 65 | 64 | [15 empty] | 0 | 0 | 0 | 0 | 0 | NA | NA | NA | NA | NA | [5 empty] | NA | NA | NA | NA | NA | 0 | 0 | 0 | 0 | 0 | [10 empty] | NA | NA | NA | NA | NA
0 | 0 | 0 |  | 0 |  | NA | 430 | 423 | 438 | 433 | 435 | 629 | 629 | 629 | 629 | 629 | 69 | 67 | 65 | 65 | 64 | [10 empty] | 0 | 0 | 0 | 0 | 0 | Yes | Yes | Yes | Yes | Yes | 0.37 | 0.37 | 0.27 | 0.25 | 0.27 | [15 empty] | 0 | 0 | 0 | 0 | 0 | NA | NA | NA | NA | NA | [5 empty] | NA | NA | NA | NA | NA | 0 | 0 | 0 | 0 | 0 | [10 empty] | NA | NA | NA | NA | NA
CBD West | F807 | Makerston St |  | Charlotte St |  | NA | 629 | 629 | 629 | 629 | 629 | 69 | 67 | 65 | 65 | 64 | 0.37 | 0.37 | 0.27 | 0.25 | 0.27 | [10 empty] | CBD | CBD | CBD | CBD | CBD | Yes | Yes | Yes | Yes | Yes | 629 | 629 | 629 | 629 | 629 | [15 empty] | NA | NA | NA | NA | NA | NA | NA | NA | NA | NA | [5 empty] | NA | NA | NA | NA | NA | NA | NA | NA | NA | NA | [10 empty] | NA | NA | NA | NA | NA
0 | 0 | 0 |  | 0 |  | NA | 69 | 67 | 65 | 65 | 64 | 0.37 | 0.37 | 0.27 | 0.25 | 0.27 | 629 | 629 | 629 | 629 | 629 | [10 empty] | 0 | 0 | 0 | 0 | 0 | Yes | Yes | Yes | Yes | Yes | 161 | 161 | 164 | 165 | 166 | [15 empty] | 0 | 0 | 0 | 0 | 0 | NA | NA | NA | NA | NA | [5 empty] | NA | NA | NA | NA | NA | 0 | 0 | 0 | 0 | 0 | [10 empty] | NA | NA | NA | NA | NA
0 | 0 | 0 |  | 0 |  | NA | 0.37 | 0.37 | 0.27 | 0.25 | 0.27 | 629 | 629 | 629 | 629 | 629 | 161 | 161 | 164 | 165 | 166 | [10 empty] | 0 | 0 | 0 | 0 | 0 | Yes | Yes | Yes | Yes | Yes | 629 | 629 | 629 | 629 | 629 | [15 empty] | 0 | 0 | 0 | 0 | 0 | NA | NA | NA | NA | NA | [5 empty] | NA | NA | NA | NA | NA | 0 | 0 | 0 | 0 | 0 | [10 empty] | NA | NA | NA | NA | NA
0 | 0 | 0 |  | 0 |  | NA | 629 | 629 | 629 | 629 | 629 | 161 | 161 | 164 | 165 | 166 | 629 | 629 | 629 | 629 | 629 | [10 empty] | 0 | 0 | 0 | 0 | 0 | Yes | Yes | Yes | Yes | Yes | 82 | 80 | 78 | 78 | 77 | [15 empty] | 0 | 0 | 0 | 0 | 0 | NA | NA | NA | NA | NA | [5 empty] | NA | NA | NA | NA | NA | 0 | 0 | 0 | 0 | 0 | [10 empty] | NA | NA | NA | NA | NA
0 | 0 | 0 |  | 0 |  | NA | 161 | 161 | 164 | 165 | 166 | 629 | 629 | 629 | 629 | 629 | 82 | 80 | 78 | 78 | 77 | [10 empty] | 0 | 0 | 0 | 0 | 0 | Yes | Yes | Yes | Yes | Yes | 0.35 | 0.31 | 0.24 | 0.23 | 0.26 | [15 empty] | 0 | 0 | 0 | 0 | 0 | NA | NA | NA | NA | NA | [5 empty] | NA | NA | NA | NA | NA | 0 | 0 | 0 | 0 | 0 | [10 empty] | NA | NA | NA | NA | NA
CBD West | F808 | Makerston St |  | Charlotte St |  | NA | 629 | 629 | 629 | 629 | 629 | 82 | 80 | 78 | 78 | 77 | 0.35 | 0.31 | 0.24 | 0.23 | 0.26 | [10 empty] | CBD | CBD | CBD | CBD | CBD | Yes | Yes | Yes | Yes | Yes | 629 | 629 | 629 | 629 | 629 | [15 empty] | NA | NA | NA | NA | NA | NA | NA | NA | NA | NA | [5 empty] | NA | NA | NA | NA | NA | NA | NA | NA | NA | NA | [10 empty] | NA | NA | NA | NA | NA
0 | 0 | 0 |  | 0 |  | NA | 82 | 80 | 78 | 78 | 77 | 0.35 | 0.31 | 0.24 | 0.23 | 0.26 | 629 | 629 | 629 | 629 | 629 | [10 empty] | 0 | 0 | 0 | 0 | 0 | Yes | Yes | Yes | Yes | Yes | 169 | 165 | 163 | 165 | 164 | [15 empty] | 0 | 0 | 0 | 0 | 0 | NA | NA | NA | NA | NA | [5 empty] | NA | NA | NA | NA | NA | 0 | 0 | 0 | 0 | 0 | [10 empty] | NA | NA | NA | NA | NA
0 | 0 | 0 |  | 0 |  | NA | 0.35 | 0.31 | 0.24 | 0.23 | 0.26 | 629 | 629 | 629 | 629 | 629 | 169 | 165 | 163 | 165 | 164 | [10 empty] | 0 | 0 | 0 | 0 | 0 | Yes | Yes | Yes | Yes | Yes | 1088 | 1088 | 1088 | 1088 | 1088 | [15 empty] | 0 | 0 | 0 | 0 | 0 | NA | NA | NA | NA | NA | [5 empty] | NA | NA | NA | NA | NA | 0 | 0 | 0 | 0 | 0 | [10 empty] | NA | NA | NA | NA | NA
0 | 0 | 0 |  | 0 |  | NA | 629 | 629 | 629 | 629 | 629 | 169 | 165 | 163 | 165 | 164 | 1088 | 1088 | 1088 | 1088 | 1088 | [10 empty] | 0 | 0 | 0 | 0 | 0 | Yes | Yes | Yes | Yes | Yes | 300 | 314 | 285 | 272 | 275 | [15 empty] | 0 | 0 | 0 | 0 | 0 | NA | NA | NA | NA | NA | [5 empty] | NA | NA | NA | NA | NA | 0 | 0 | 0 | 0 | 0 | [10 empty] | NA | NA | NA | NA | NA
0 | 0 | 0 |  | 0 |  | NA | 169 | 165 | 163 | 165 | 164 | 1088 | 1088 | 1088 | 1088 | 1088 | 300 | 314 | 285 | 272 | 275 | [10 empty] | 0 | 0 | 0 | 0 | 0 | Yes | Yes | Yes | Yes | Yes | 0.99 | 0.94 | 0.97 | 0.97 | 0.95 | [15 empty] | 0 | 0 | 0 | 0 | 0 | NA | NA | NA | NA | NA | [5 empty] | NA | NA | NA | NA | NA | 0 | 0 | 0 | 0 | 0 | [10 empty] | NA | NA | NA | NA | NA
Loganlea | F704 | Beenleigh |  | Yatala |  | NA | 1088 | 1088 | 1088 | 1088 | 1088 | 300 | 314 | 285 | 272 | 275 | 0.99 | 0.94 | 0.97 | 0.97 | 0.95 | [10 empty] | Urban | Urban | Urban | Urban | Urban | Yes | Yes | Yes | Yes | Yes | 1088 | 1088 | 1088 | 1088 | 1088 | [15 empty] | 21 | 21 | 21 | 21 | 21 | NA | NA | NA | NA | NA | [5 empty] | NA | NA | NA | NA | NA | 21 | 21 | 21 | 21 | 21 | [10 empty] | NA | NA | NA | NA | NA
0 | 0 | 0 |  | 0 |  | NA | 300 | 314 | 285 | 272 | 275 | 0.99 | 0.94 | 0.97 | 0.97 | 0.95 | 1088 | 1088 | 1088 | 1088 | 1088 | [10 empty] | 0 | 0 | 0 | 0 | 0 | Yes | Yes | Yes | Yes | Yes | 720 | 740 | 747 | 755 | 774 | [15 empty] | 0 | 0 | 0 | 0 | 0 | NA | NA | NA | NA | NA | [5 empty] | NA | NA | NA | NA | NA | 0 | 0 | 0 | 0 | 0 | [10 empty] | NA | NA | NA | NA | NA
0 | 0 | 0 |  | 0 |  | NA | 0.99 | 0.94 | 0.97 | 0.97 | 0.95 | 1088 | 1088 | 1088 | 1088 | 1088 | 720 | 740 | 747 | 755 | 774 | [10 empty] | 0 | 0 | 0 | 0 | 0 | Yes | Yes | Yes | Yes | Yes | 865 | 865 | 865 | 865 | 865 | [15 empty] | 0 | 0 | 0 | 0 | 0 | NA | NA | NA | NA | NA | [5 empty] | NA | NA | NA | NA | NA | 0 | 0 | 0 | 0 | 0 | [10 empty] | NA | NA | NA | NA | NA
0 | 0 | 0 |  | 0 |  | NA | 1088 | 1088 | 1088 | 1088 | 1088 | 720 | 740 | 747 | 755 | 774 | 865 | 865 | 865 | 865 | 865 | [10 empty] | 0 | 0 | 0 | 0 | 0 | Yes | Yes | Yes | Yes | Yes | 190 | 193 | 196 | 198 | 199 | [15 empty] | 0 | 0 | 0 | 0 | 0 | NA | NA | NA | NA | NA | [5 empty] | NA | NA | NA | NA | NA | 0 | 0 | 0 | 0 | 0 | [10 empty] | NA | NA | NA | NA | NA
0 | 0 | 0 |  | 0 |  | NA | 720 | 740 | 747 | 755 | 774 | 865 | 865 | 865 | 865 | 865 | 190 | 193 | 196 | 198 | 199 | [10 empty] | 0 | 0 | 0 | 0 | 0 | Yes | Yes | Yes | Yes | Yes | 0.97 | 0.97 | 0.97 | 0.97 | 0.97 | [15 empty] | 0 | 0 | 0 | 0 | 0 | NA | NA | NA | NA | NA | [5 empty] | NA | NA | NA | NA | NA | 0 | 0 | 0 | 0 | 0 | [10 empty] | NA | NA | NA | NA | NA
Loganlea | F7351 | Jimboomba |  | Beaudesert |  | NA | 865 | 865 | 865 | 865 | 865 | 190 | 193 | 196 | 198 | 199 | 0.97 | 0.97 | 0.97 | 0.97 | 0.97 | [10 empty] | Rural | Rural | Rural | Rural | Rural | Yes | Yes | Yes | Yes | Yes | 865 | 865 | 865 | 865 | 865 | [15 empty] | 52 | 52 | 52 | 52 | 52 | NA | NA | NA | NA | NA | [5 empty] | NA | NA | NA | NA | NA | 52 | 52 | 52 | 52 | 52 | [10 empty] | NA | NA | NA | NA | NA
0 | 0 | 0 |  | 0 |  | NA | 190 | 193 | 196 | 198 | 199 | 0.97 | 0.97 | 0.97 | 0.97 | 0.97 | 865 | 865 | 865 | 865 | 865 | [10 empty] | 0 | 0 | 0 | 0 | 0 | Yes | Yes | Yes | Yes | Yes | 187 | 194 | 196 | 199 | 200 | [15 empty] | 0 | 0 | 0 | 0 | 0 | NA | NA | NA | NA | NA | [5 empty] | NA | NA | NA | NA | NA | 0 | 0 | 0 | 0 | 0 | [10 empty] | NA | NA | NA | NA | NA
0 | 0 | 0 |  | 0 |  | NA | 0.97 | 0.97 | 0.97 | 0.97 | 0.97 | 865 | 865 | 865 | 865 | 865 | 187 | 194 | 196 | 199 | 200 | [10 empty] | 0 | 0 | 0 | 0 | 0 | Yes | Yes | Yes | Yes | Yes | 952 | 952 | 952 | 952 | 952 | [15 empty] | 0 | 0 | 0 | 0 | 0 | NA | NA | NA | NA | NA | [5 empty] | NA | NA | NA | NA | NA | 0 | 0 | 0 | 0 | 0 | [10 empty] | NA | NA | NA | NA | NA
0 | 0 | 0 |  | 0 |  | NA | 865 | 865 | 865 | 865 | 865 | 187 | 194 | 196 | 199 | 200 | 952 | 952 | 952 | 952 | 952 | [10 empty] | 0 | 0 | 0 | 0 | 0 | Yes | Yes | Yes | Yes | Yes | 260 | 374 | 382 | 395 | 412 | [15 empty] | 0 | 0 | 0 | 0 | 0 | NA | NA | NA | NA | NA | [5 empty] | NA | NA | NA | NA | NA | 0 | 0 | 0 | 0 | 0 | [10 empty] | NA | NA | NA | NA | NA
0 | 0 | 0 |  | 0 |  | NA | 187 | 194 | 196 | 199 | 200 | 952 | 952 | 952 | 952 | 952 | 260 | 374 | 382 | 395 | 412 | [10 empty] | 0 | 0 | 0 | 0 | 0 | Yes | Yes | Yes | Yes | Yes | 0.98 | 0.96 | 0.96 | 0.96 | 0.96 | [15 empty] | 0 | 0 | 0 | 0 | 0 | NA | NA | NA | NA | NA | [5 empty] | NA | NA | NA | NA | NA | 0 | 0 | 0 | 0 | 0 | [10 empty] | NA | NA | NA | NA | NA
Loganlea | F7354 | Loganlea |  | Jimboomba |  | NA | 952 | 952 | 952 | 952 | 952 | 260 | 374 | 382 | 395 | 412 | 0.98 | 0.96 | 0.96 | 0.96 | 0.96 | [10 empty] | Rural | Rural | Rural | Rural | Rural | Yes | Yes | Yes | Yes | Yes | 952 | 952 | 952 | 952 | 952 | [15 empty] | 52 | 52 | 52 | 52 | 52 | NA | NA | NA | NA | NA | [5 empty] | NA | NA | NA | NA | NA | 52 | 52 | 52 | 52 | 52 | [10 empty] | NA | NA | NA | NA | NA
0 | 0 | 0 |  | 0 |  | NA | 260 | 374 | 382 | 395 | 412 | 0.98 | 0.96 | 0.96 | 0.96 | 0.96 | 952 | 952 | 952 | 952 | 952 | [10 empty] | 0 | 0 | 0 | 0 | 0 | Yes | Yes | Yes | Yes | Yes | 420 | 599 | 608 | 630 | 657 | [15 empty] | 0 | 0 | 0 | 0 | 0 | NA | NA | NA | NA | NA | [5 empty] | NA | NA | NA | NA | NA | 0 | 0 | 0 | 0 | 0 | [10 empty] | NA | NA | NA | NA | NA
0 | 0 | 0 |  | 0 |  | NA | 0.98 | 0.96 | 0.96 | 0.96 | 0.96 | 952 | 952 | 952 | 952 | 952 | 420 | 599 | 608 | 630 | 657 | [10 empty] | 0 | 0 | 0 | 0 | 0 | Yes | Yes | Yes | Yes | Yes | 1088 | 1088 | 1088 | 1088 | 1088 | [15 empty] | 0 | 0 | 0 | 0 | 0 | NA | NA | NA | NA | NA | [5 empty] | NA | NA | NA | NA | NA | 0 | 0 | 0 | 0 | 0 | [10 empty] | NA | NA | NA | NA | NA
0 | 0 | 0 |  | 0 |  | NA | 952 | 952 | 952 | 952 | 952 | 420 | 599 | 608 | 630 | 657 | 1088 | 1088 | 1088 | 1088 | 1088 | [10 empty] | 0 | 0 | 0 | 0 | 0 | Yes | Yes | Yes | Yes | Yes | 90 | 66 | 57 | 53 | 44 | [15 empty] | 0 | 0 | 0 | 0 | 0 | NA | NA | NA | NA | NA | [5 empty] | NA | NA | NA | NA | NA | 0 | 0 | 0 | 0 | 0 | [10 empty] | NA | NA | NA | NA | NA
0 | 0 | 0 |  | 0 |  | NA | 420 | 599 | 608 | 630 | 657 | 1088 | 1088 | 1088 | 1088 | 1088 | 90 | 66 | 57 | 53 | 44 | [10 empty] | 0 | 0 | 0 | 0 | 0 | Yes | Yes | Yes | Yes | Yes | 0.88 | 0.97 | 0.2 | 0.14 | 0.89 | [15 empty] | 0 | 0 | 0 | 0 | 0 | NA | NA | NA | NA | NA | [5 empty] | NA | NA | NA | NA | NA | 0 | 0 | 0 | 0 | 0 | [10 empty] | NA | NA | NA | NA | NA
Loganlea | F7377 | Yatala |  | Coomera |  | NA | 1088 | 1088 | 1088 | 1088 | 1088 | 90 | 66 | 57 | 53 | 44 | 0.88 | 0.97 | 0.2 | 0.14 | 0.89 | [10 empty] | Urban | Urban | Urban | Urban | Urban | Yes | Yes | Yes | Yes | Yes | 1088 | 1088 | 1088 | 1088 | 1088 | [15 empty] | 21 | 21 | 21 | 21 | 21 | NA | NA | NA | NA | NA | [5 empty] | NA | NA | NA | NA | NA | 21 | 21 | 21 | 21 | 21 | [10 empty] | NA | NA | NA | NA | NA
0 | 0 | 0 |  | 0 |  | NA | 90 | 66 | 57 | 53 | 44 | 0.88 | 0.97 | 0.2 | 0.14 | 0.89 | 1088 | 1088 | 1088 | 1088 | 1088 | [10 empty] | 0 | 0 | 0 | 0 | 0 | Yes | Yes | Yes | Yes | Yes | 492 | 500 | 508 | 517 | 538 | [15 empty] | 0 | 0 | 0 | 0 | 0 | NA | NA | NA | NA | NA | [5 empty] | NA | NA | NA | NA | NA | 0 | 0 | 0 | 0 | 0 | [10 empty] | NA | NA | NA | NA | NA
0 | 0 | 0 |  | 0 |  | NA | 0.88 | 0.97 | 0.2 | 0.14 | 0.89 | 1088 | 1088 | 1088 | 1088 | 1088 | 492 | 500 | 508 | 517 | 538 | [10 empty] | 0 | 0 | 0 | 0 | 0 | Yes | Yes | Yes | Yes | Yes | 1200 | 1200 | 1200 | 1200 | 1200 | [15 empty] | 0 | 0 | 0 | 0 | 0 | NA | NA | NA | NA | NA | [5 empty] | NA | NA | NA | NA | NA | 0 | 0 | 0 | 0 | 0 | [10 empty] | NA | NA | NA | NA | NA
0 | 0 | 0 |  | 0 |  | NA | 1088 | 1088 | 1088 | 1088 | 1088 | 492 | 500 | 508 | 517 | 538 | 1200 | 1200 | 1200 | 1200 | 1200 | [10 empty] | 0 | 0 | 0 | 0 | 0 | Yes | Yes | Yes | Yes | Yes | 393 | 402 | 440 | 436 | 435 | [15 empty] | 0 | 0 | 0 | 0 | 0 | NA | NA | NA | NA | NA | [5 empty] | NA | NA | NA | NA | NA | 0 | 0 | 0 | 0 | 0 | [10 empty] | NA | NA | NA | NA | NA
0 | 0 | 0 |  | 0 |  | NA | 492 | 500 | 508 | 517 | 538 | 1200 | 1200 | 1200 | 1200 | 1200 | 393 | 402 | 440 | 436 | 435 | [10 empty] | 0 | 0 | 0 | 0 | 0 | Yes | Yes | Yes | Yes | Yes | 0.96 | 0.95 | 0.95 | 0.95 | 0.95 | [15 empty] | 0 | 0 | 0 | 0 | 0 | NA | NA | NA | NA | NA | [5 empty] | NA | NA | NA | NA | NA | 0 | 0 | 0 | 0 | 0 | [10 empty] | NA | NA | NA | NA | NA
Loganlea | F787 | Loganlea |  | Beenleigh |  | NA | 1200 | 1200 | 1200 | 1200 | 1200 | 393 | 402 | 440 | 436 | 435 | 0.96 | 0.95 | 0.95 | 0.95 | 0.95 | [10 empty] | Rural | Rural | Rural | Rural | Rural | Yes | Yes | Yes | Yes | Yes | 1200 | 1200 | 1200 | 1200 | 1200 | [15 empty] | 52 | 52 | 52 | 52 | 52 | NA | NA | NA | NA | NA | [5 empty] | NA | NA | NA | NA | NA | 52 | 52 | 52 | 52 | 52 | [10 empty] | NA | NA | NA | NA | NA
0 | 0 | 0 |  | 0 |  | NA | 393 | 402 | 440 | 436 | 435 | 0.96 | 0.95 | 0.95 | 0.95 | 0.95 | 1200 | 1200 | 1200 | 1200 | 1200 | [10 empty] | 0 | 0 | 0 | 0 | 0 | Yes | Yes | Yes | Yes | Yes | 602 | 603 | 675 | 672 | 670 | [15 empty] | 0 | 0 | 0 | 0 | 0 | NA | NA | NA | NA | NA | [5 empty] | NA | NA | NA | NA | NA | 0 | 0 | 0 | 0 | 0 | [10 empty] | NA | NA | NA | NA | NA
0 | 0 | 0 |  | 0 |  | NA | 0.96 | 0.95 | 0.95 | 0.95 | 0.95 | 1200 | 1200 | 1200 | 1200 | 1200 | 602 | 603 | 675 | 672 | 670 | [10 empty] | 0 | 0 | 0 | 0 | 0 | Yes | Yes | Yes | Yes | Yes | 325 | 325 | 325 | 325 | 325 | [15 empty] | 0 | 0 | 0 | 0 | 0 | NA | NA | NA | NA | NA | [5 empty] | NA | NA | NA | NA | NA | 0 | 0 | 0 | 0 | 0 | [10 empty] | NA | NA | NA | NA | NA
0 | 0 | 0 |  | 0 |  | NA | 1200 | 1200 | 1200 | 1200 | 1200 | 602 | 603 | 675 | 672 | 670 | 325 | 325 | 325 | 325 | 325 | [10 empty] | 0 | 0 | 0 | 0 | 0 | Yes | Yes | Yes | Yes | Yes | 56 | 56 | 57 | 57 | 58 | [15 empty] | 0 | 0 | 0 | 0 | 0 | NA | NA | NA | NA | NA | [5 empty] | NA | NA | NA | NA | NA | 0 | 0 | 0 | 0 | 0 | [10 empty] | NA | NA | NA | NA | NA
0 | 0 | 0 |  | 0 |  | NA | 602 | 603 | 675 | 672 | 670 | 325 | 325 | 325 | 325 | 325 | 56 | 56 | 57 | 57 | 58 | [10 empty] | 0 | 0 | 0 | 0 | 0 | Yes | Yes | Yes | Yes | Yes | 1 | 1 | 1 | 1 | 1 | [15 empty] | 0 | 0 | 0 | 0 | 0 | NA | NA | NA | NA | NA | [5 empty] | NA | NA | NA | NA | NA | 0 | 0 | 0 | 0 | 0 | [10 empty] | NA | NA | NA | NA | NA
Loganlea | F788/1 | Beenleigh |  | Russell Island Tee |  | NA | 325 | 325 | 325 | 325 | 325 | 56 | 56 | 57 | 57 | 58 | 1 | 1 | 1 | 1 | 1 | [10 empty] | Rural | Rural | Rural | Rural | Rural | Yes | Yes | Yes | Yes | Yes | 325 | 325 | 325 | 325 | 325 | [15 empty] | 52 | 52 | 52 | 52 | 52 | NA | NA | NA | NA | NA | [5 empty] | NA | NA | NA | NA | NA | 52 | 52 | 52 | 52 | 52 | [10 empty] | NA | NA | NA | NA | NA
0 | 0 | 0 |  | 0 |  | NA | 56 | 56 | 57 | 57 | 58 | 1 | 1 | 1 | 1 | 1 | 325 | 325 | 325 | 325 | 325 | [10 empty] | 0 | 0 | 0 | 0 | 0 | Yes | Yes | Yes | Yes | Yes | 62 | 62 | 63 | 63 | 64 | [15 empty] | 0 | 0 | 0 | 0 | 0 | NA | NA | NA | NA | NA | [5 empty] | NA | NA | NA | NA | NA | 0 | 0 | 0 | 0 | 0 | [10 empty] | NA | NA | NA | NA | NA
0 | 0 | 0 |  | 0 |  | NA | 1 | 1 | 1 | 1 | 1 | 325 | 325 | 325 | 325 | 325 | 62 | 62 | 63 | 63 | 64 | [10 empty] | 0 | 0 | 0 | 0 | 0 | Yes | Yes | Yes | Yes | Yes | 441 | 441 | 441 | 441 | 441 | [15 empty] | 0 | 0 | 0 | 0 | 0 | NA | NA | NA | NA | NA | [5 empty] | NA | NA | NA | NA | NA | 0 | 0 | 0 | 0 | 0 | [10 empty] | NA | NA | NA | NA | NA
0 | 0 | 0 |  | 0 |  | NA | 325 | 325 | 325 | 325 | 325 | 62 | 62 | 63 | 63 | 64 | 441 | 441 | 441 | 441 | 441 | [10 empty] | 0 | 0 | 0 | 0 | 0 | Yes | Yes | Yes | Yes | Yes | 21 | 21 | 21 | 21 | 21 | [15 empty] | 0 | 0 | 0 | 0 | 0 | NA | NA | NA | NA | NA | [5 empty] | NA | NA | NA | NA | NA | 0 | 0 | 0 | 0 | 0 | [10 empty] | NA | NA | NA | NA | NA
0 | 0 | 0 |  | 0 |  | NA | 62 | 62 | 63 | 63 | 64 | 441 | 441 | 441 | 441 | 441 | 21 | 21 | 21 | 21 | 21 | [10 empty] | 0 | 0 | 0 | 0 | 0 | Yes | Yes | Yes | Yes | Yes | 1 | 1 | 1 | 1 | 1 | [15 empty] | 0 | 0 | 0 | 0 | 0 | NA | NA | NA | NA | NA | [5 empty] | NA | NA | NA | NA | NA | 0 | 0 | 0 | 0 | 0 | [10 empty] | NA | NA | NA | NA | NA
Loganlea | F788/2 | Russell Island Tee |  | Stradbroke Island |  | NA | 441 | 441 | 441 | 441 | 441 | 21 | 21 | 21 | 21 | 21 | 1 | 1 | 1 | 1 | 1 | [10 empty] | Rural | Rural | Rural | Rural | Rural | Yes | Yes | Yes | Yes | Yes | 441 | 441 | 441 | 441 | 441 | [15 empty] | 52 | 52 | 52 | 52 | 52 | NA | NA | NA | NA | NA | [5 empty] | NA | NA | NA | NA | NA | 52 | 52 | 52 | 52 | 52 | [10 empty] | NA | NA | NA | NA | NA
0 | 0 | 0 |  | 0 |  | NA | 21 | 21 | 21 | 21 | 21 | 1 | 1 | 1 | 1 | 1 | 441 | 441 | 441 | 441 | 441 | [10 empty] | 0 | 0 | 0 | 0 | 0 | Yes | Yes | Yes | Yes | Yes | 31 | 31 | 31 | 31 | 31 | [15 empty] | 0 | 0 | 0 | 0 | 0 | NA | NA | NA | NA | NA | [5 empty] | NA | NA | NA | NA | NA | 0 | 0 | 0 | 0 | 0 | [10 empty] | NA | NA | NA | NA | NA
0 | 0 | 0 |  | 0 |  | NA | 1 | 1 | 1 | 1 | 1 | 441 | 441 | 441 | 441 | 441 | 31 | 31 | 31 | 31 | 31 | [10 empty] | 0 | 0 | 0 | 0 | 0 | Yes | Yes | Yes | Yes | Yes | 902 | 902 | 902 | 902 | 902 | [15 empty] | 0 | 0 | 0 | 0 | 0 | NA | NA | NA | NA | NA | [5 empty] | NA | NA | NA | NA | NA | 0 | 0 | 0 | 0 | 0 | [10 empty] | NA | NA | NA | NA | NA
0 | 0 | 0 |  | 0 |  | NA | 441 | 441 | 441 | 441 | 441 | 31 | 31 | 31 | 31 | 31 | 902 | 902 | 902 | 902 | 902 | [10 empty] | 0 | 0 | 0 | 0 | 0 | Yes | Yes | Yes | Yes | Yes | 35 | 36 | 36 | 37 | 37 | [15 empty] | 0 | 0 | 0 | 0 | 0 | NA | NA | NA | NA | NA | [5 empty] | NA | NA | NA | NA | NA | 0 | 0 | 0 | 0 | 0 | [10 empty] | NA | NA | NA | NA | NA
0 | 0 | 0 |  | 0 |  | NA | 31 | 31 | 31 | 31 | 31 | 902 | 902 | 902 | 902 | 902 | 35 | 36 | 36 | 37 | 37 | [10 empty] | 0 | 0 | 0 | 0 | 0 | Yes | Yes | Yes | Yes | Yes | 0.99 | 0.99 | 0.99 | 0.99 | 0.99 | [15 empty] | 0 | 0 | 0 | 0 | 0 | NA | NA | NA | NA | NA | [5 empty] | NA | NA | NA | NA | NA | 0 | 0 | 0 | 0 | 0 | [10 empty] | NA | NA | NA | NA | NA
Loganlea | F788/3 | Russell Island Tee |  | Russell Island |  | NA | 902 | 902 | 902 | 902 | 902 | 35 | 36 | 36 | 37 | 37 | 0.99 | 0.99 | 0.99 | 0.99 | 0.99 | [10 empty] | Rural | Rural | Rural | Rural | Rural | Yes | Yes | Yes | Yes | Yes | 902 | 902 | 902 | 902 | 902 | [15 empty] | 52 | 52 | 52 | 52 | 52 | NA | NA | NA | NA | NA | [5 empty] | NA | NA | NA | NA | NA | 52 | 52 | 52 | 52 | 52 | [10 empty] | NA | NA | NA | NA | NA
0 | 0 | 0 |  | 0 |  | NA | 35 | 36 | 36 | 37 | 37 | 0.99 | 0.99 | 0.99 | 0.99 | 0.99 | 902 | 902 | 902 | 902 | 902 | [10 empty] | 0 | 0 | 0 | 0 | 0 | Yes | Yes | Yes | Yes | Yes | 34 | 35 | 35 | 36 | 36 | [15 empty] | 0 | 0 | 0 | 0 | 0 | NA | NA | NA | NA | NA | [5 empty] | NA | NA | NA | NA | NA | 0 | 0 | 0 | 0 | 0 | [10 empty] | NA | NA | NA | NA | NA
0 | 0 | 0 |  | 0 |  | NA | 0.99 | 0.99 | 0.99 | 0.99 | 0.99 | 902 | 902 | 902 | 902 | 902 | 34 | 35 | 35 | 36 | 36 | [10 empty] | 0 | 0 | 0 | 0 | 0 | Yes | Yes | Yes | Yes | Yes | 872 | 872 | 872 | 872 | 872 | [15 empty] | 0 | 0 | 0 | 0 | 0 | NA | NA | NA | NA | NA | [5 empty] | NA | NA | NA | NA | NA | 0 | 0 | 0 | 0 | 0 | [10 empty] | NA | NA | NA | NA | NA
0 | 0 | 0 |  | 0 |  | NA | 902 | 902 | 902 | 902 | 902 | 34 | 35 | 35 | 36 | 36 | 872 | 872 | 872 | 872 | 872 | [10 empty] | 0 | 0 | 0 | 0 | 0 | Yes | Yes | Yes | Yes | Yes | 51 | 50 | 50 | 50 | 50 | [15 empty] | 0 | 0 | 0 | 0 | 0 | NA | NA | NA | NA | NA | [5 empty] | NA | NA | NA | NA | NA | 0 | 0 | 0 | 0 | 0 | [10 empty] | NA | NA | NA | NA | NA
0 | 0 | 0 |  | 0 |  | NA | 34 | 35 | 35 | 36 | 36 | 872 | 872 | 872 | 872 | 872 | 51 | 50 | 50 | 50 | 50 | [10 empty] | 0 | 0 | 0 | 0 | 0 | Yes | Yes | Yes | Yes | Yes | 0.99 | 0.99 | 0.99 | 0.99 | 0.99 | [15 empty] | 0 | 0 | 0 | 0 | 0 | NA | NA | NA | NA | NA | [5 empty] | NA | NA | NA | NA | NA | 0 | 0 | 0 | 0 | 0 | [10 empty] | NA | NA | NA | NA | NA
Loganlea | F793 | Loganlea |  | North Springwood |  | NA | 872 | 872 | 872 | 872 | 872 | 51 | 50 | 50 | 50 | 50 | 0.99 | 0.99 | 0.99 | 0.99 | 0.99 | [10 empty] | Urban | Urban | Urban | Urban | Urban | Yes | Yes | Yes | Yes | Yes | 872 | 872 | 872 | 872 | 872 | [15 empty] | 21 | 21 | 21 | 21 | 21 | NA | NA | NA | NA | NA | [5 empty] | NA | NA | NA | NA | NA | 21 | 21 | 21 | 21 | 21 | [10 empty] | NA | NA | NA | NA | NA
0 | 0 | 0 |  | 0 |  | NA | 51 | 50 | 50 | 50 | 50 | 0.99 | 0.99 | 0.99 | 0.99 | 0.99 | 872 | 872 | 872 | 872 | 872 | [10 empty] | 0 | 0 | 0 | 0 | 0 | Yes | Yes | Yes | Yes | Yes | 177 | 176 | 175 | 175 | 174 | [15 empty] | 0 | 0 | 0 | 0 | 0 | NA | NA | NA | NA | NA | [5 empty] | NA | NA | NA | NA | NA | 0 | 0 | 0 | 0 | 0 | [10 empty] | NA | NA | NA | NA | NA
0 | 0 | 0 |  | 0 |  | NA | 0.99 | 0.99 | 0.99 | 0.99 | 0.99 | 872 | 872 | 872 | 872 | 872 | 177 | 176 | 175 | 175 | 174 | [10 empty] | 0 | 0 | 0 | 0 | 0 | Yes | Yes | Yes | Yes | Yes | 872 | 872 | 872 | 872 | 872 | [15 empty] | 0 | 0 | 0 | 0 | 0 | NA | NA | NA | NA | NA | [5 empty] | NA | NA | NA | NA | NA | 0 | 0 | 0 | 0 | 0 | [10 empty] | NA | NA | NA | NA | NA
0 | 0 | 0 |  | 0 |  | NA | 872 | 872 | 872 | 872 | 872 | 177 | 176 | 175 | 175 | 174 | 872 | 872 | 872 | 872 | 872 | [10 empty] | 0 | 0 | 0 | 0 | 0 | Yes | Yes | Yes | Yes | Yes | 134 | 133 | 133 | 133 | 132 | [15 empty] | 0 | 0 | 0 | 0 | 0 | NA | NA | NA | NA | NA | [5 empty] | NA | NA | NA | NA | NA | 0 | 0 | 0 | 0 | 0 | [10 empty] | NA | NA | NA | NA | NA
0 | 0 | 0 |  | 0 |  | NA | 177 | 176 | 175 | 175 | 174 | 872 | 872 | 872 | 872 | 872 | 134 | 133 | 133 | 133 | 132 | [10 empty] | 0 | 0 | 0 | 0 | 0 | Yes | Yes | Yes | Yes | Yes | 1 | 1 | 1 | 1 | 1 | [15 empty] | 0 | 0 | 0 | 0 | 0 | NA | NA | NA | NA | NA | [5 empty] | NA | NA | NA | NA | NA | 0 | 0 | 0 | 0 | 0 | [10 empty] | NA | NA | NA | NA | NA
Loganlea | F799 | Loganlea |  | North Springwood |  | NA | 872 | 872 | 872 | 872 | 872 | 134 | 133 | 133 | 133 | 132 | 1 | 1 | 1 | 1 | 1 | [10 empty] | Urban | Urban | Urban | Urban | Urban | Yes | Yes | Yes | Yes | Yes | 872 | 872 | 872 | 872 | 872 | [15 empty] | 21 | 21 | 21 | 21 | 21 | NA | NA | NA | NA | NA | [5 empty] | NA | NA | NA | NA | NA | 21 | 21 | 21 | 21 | 21 | [10 empty] | NA | NA | NA | NA | NA
0 | 0 | 0 |  | 0 |  | NA | 134 | 133 | 133 | 133 | 132 | 1 | 1 | 1 | 1 | 1 | 872 | 872 | 872 | 872 | 872 | [10 empty] | 0 | 0 | 0 | 0 | 0 | Yes | Yes | Yes | Yes | Yes | 171 | 171 | 169 | 169 | 168 | [15 empty] | 0 | 0 | 0 | 0 | 0 | NA | NA | NA | NA | NA | [5 empty] | NA | NA | NA | NA | NA | 0 | 0 | 0 | 0 | 0 | [10 empty] | NA | NA | NA | NA | NA
0 | 0 | 0 |  | 0 |  | NA | 1 | 1 | 1 | 1 | 1 | 872 | 872 | 872 | 872 | 872 | 171 | 171 | 169 | 169 | 168 | [10 empty] | 0 | 0 | 0 | 0 | 0 | Yes | Yes | Yes | Yes | Yes | 962 | 962 | 962 | 962 | 962 | [15 empty] | 0 | 0 | 0 | 0 | 0 | NA | NA | NA | NA | NA | [5 empty] | NA | NA | NA | NA | NA | 0 | 0 | 0 | 0 | 0 | [10 empty] | NA | NA | NA | NA | NA
0 | 0 | 0 |  | 0 |  | NA | 872 | 872 | 872 | 872 | 872 | 171 | 171 | 169 | 169 | 168 | 962 | 962 | 962 | 962 | 962 | [10 empty] | 0 | 0 | 0 | 0 | 0 | Yes | Yes | Yes | Yes | Yes | 178 | 256 | 262 | 270 | 282 | [15 empty] | 0 | 0 | 0 | 0 | 0 | NA | NA | NA | NA | NA | [5 empty] | NA | NA | NA | NA | NA | 0 | 0 | 0 | 0 | 0 | [10 empty] | NA | NA | NA | NA | NA
0 | 0 | 0 |  | 0 |  | NA | 171 | 171 | 169 | 169 | 168 | 962 | 962 | 962 | 962 | 962 | 178 | 256 | 262 | 270 | 282 | [10 empty] | 0 | 0 | 0 | 0 | 0 | Yes | Yes | Yes | Yes | Yes | 0.99 | 0.98 | 0.98 | 0.97 | 0.97 | [15 empty] | 0 | 0 | 0 | 0 | 0 | NA | NA | NA | NA | NA | [5 empty] | NA | NA | NA | NA | NA | 0 | 0 | 0 | 0 | 0 | [10 empty] | NA | NA | NA | NA | NA
Loganlea | F820 | Loganlea |  | Jimboomba |  | NA | 962 | 962 | 962 | 962 | 962 | 178 | 256 | 262 | 270 | 282 | 0.99 | 0.98 | 0.98 | 0.97 | 0.97 | [10 empty] | Rural | Rural | Rural | Rural | Rural | Yes | Yes | Yes | Yes | Yes | 962 | 962 | 962 | 962 | 962 | [15 empty] | 52 | 52 | 52 | 52 | 52 | NA | NA | NA | NA | NA | [5 empty] | NA | NA | NA | NA | NA | 52 | 52 | 52 | 52 | 52 | [10 empty] | NA | NA | NA | NA | NA
0 | 0 | 0 |  | 0 |  | NA | 178 | 256 | 262 | 270 | 282 | 0.99 | 0.98 | 0.98 | 0.97 | 0.97 | 962 | 962 | 962 | 962 | 962 | [10 empty] | 0 | 0 | 0 | 0 | 0 | Yes | Yes | Yes | Yes | Yes | 428 | 619 | 628 | 650 | 682 | [15 empty] | 0 | 0 | 0 | 0 | 0 | NA | NA | NA | NA | NA | [5 empty] | NA | NA | NA | NA | NA | 0 | 0 | 0 | 0 | 0 | [10 empty] | NA | NA | NA | NA | NA
0 | 0 | 0 |  | 0 |  | NA | 0.99 | 0.98 | 0.98 | 0.97 | 0.97 | 962 | 962 | 962 | 962 | 962 | 428 | 619 | 628 | 650 | 682 | [10 empty] | 0 | 0 | 0 | 0 | 0 | Yes | Yes | Yes | Yes | Yes | 1200 | 1200 | 1200 | 1200 | 1200 | [15 empty] | 0 | 0 | 0 | 0 | 0 | NA | NA | NA | NA | NA | [5 empty] | NA | NA | NA | NA | NA | 0 | 0 | 0 | 0 | 0 | [10 empty] | NA | NA | NA | NA | NA
0 | 0 | 0 |  | 0 |  | NA | 962 | 962 | 962 | 962 | 962 | 428 | 619 | 628 | 650 | 682 | 1200 | 1200 | 1200 | 1200 | 1200 | [10 empty] | 0 | 0 | 0 | 0 | 0 | Yes | Yes | Yes | Yes | Yes | 393 | 402 | 440 | 436 | 435 | [15 empty] | 0 | 0 | 0 | 0 | 0 | NA | NA | NA | NA | NA | [5 empty] | NA | NA | NA | NA | NA | 0 | 0 | 0 | 0 | 0 | [10 empty] | NA | NA | NA | NA | NA
0 | 0 | 0 |  | 0 |  | NA | 428 | 619 | 628 | 650 | 682 | 1200 | 1200 | 1200 | 1200 | 1200 | 393 | 402 | 440 | 436 | 435 | [10 empty] | 0 | 0 | 0 | 0 | 0 | Yes | Yes | Yes | Yes | Yes | 0.96 | 0.95 | 0.95 | 0.95 | 0.95 | [15 empty] | 0 | 0 | 0 | 0 | 0 | NA | NA | NA | NA | NA | [5 empty] | NA | NA | NA | NA | NA | 0 | 0 | 0 | 0 | 0 | [10 empty] | NA | NA | NA | NA | NA
Loganlea | F837 | Loganlea |  | Beenleigh |  | NA | 1200 | 1200 | 1200 | 1200 | 1200 | 393 | 402 | 440 | 436 | 435 | 0.96 | 0.95 | 0.95 | 0.95 | 0.95 | [10 empty] | Rural | Rural | Rural | Rural | Rural | Yes | Yes | Yes | Yes | Yes | 1200 | 1200 | 1200 | 1200 | 1200 | [15 empty] | 52 | 52 | 52 | 52 | 52 | NA | NA | NA | NA | NA | [5 empty] | NA | NA | NA | NA | NA | 52 | 52 | 52 | 52 | 52 | [10 empty] | NA | NA | NA | NA | NA
0 | 0 | 0 |  | 0 |  | NA | 393 | 402 | 440 | 436 | 435 | 0.96 | 0.95 | 0.95 | 0.95 | 0.95 | 1200 | 1200 | 1200 | 1200 | 1200 | [10 empty] | 0 | 0 | 0 | 0 | 0 | Yes | Yes | Yes | Yes | Yes | 602 | 603 | 675 | 672 | 670 | [15 empty] | 0 | 0 | 0 | 0 | 0 | NA | NA | NA | NA | NA | [5 empty] | NA | NA | NA | NA | NA | 0 | 0 | 0 | 0 | 0 | [10 empty] | NA | NA | NA | NA | NA
0 | 0 | 0 |  | 0 |  | NA | 0.96 | 0.95 | 0.95 | 0.95 | 0.95 | 1200 | 1200 | 1200 | 1200 | 1200 | 602 | 603 | 675 | 672 | 670 | [10 empty] | 0 | 0 | 0 | 0 | 0 | Yes | Yes | Yes | Yes | Yes | 894 | 894 | 894 | 894 | 894 | [15 empty] | 0 | 0 | 0 | 0 | 0 | NA | NA | NA | NA | NA | [5 empty] | NA | NA | NA | NA | NA | 0 | 0 | 0 | 0 | 0 | [10 empty] | NA | NA | NA | NA | NA
0 | 0 | 0 |  | 0 |  | NA | 1200 | 1200 | 1200 | 1200 | 1200 | 602 | 603 | 675 | 672 | 670 | 894 | 894 | 894 | 894 | 894 | [10 empty] | 0 | 0 | 0 | 0 | 0 | Yes | Yes | Yes | Yes | Yes | 287 | 217 | 219 | 218 | 218 | [15 empty] | 0 | 0 | 0 | 0 | 0 | NA | NA | NA | NA | NA | [5 empty] | NA | NA | NA | NA | NA | 0 | 0 | 0 | 0 | 0 | [10 empty] | NA | NA | NA | NA | NA
0 | 0 | 0 |  | 0 |  | NA | 602 | 603 | 675 | 672 | 670 | 894 | 894 | 894 | 894 | 894 | 287 | 217 | 219 | 218 | 218 | [10 empty] | 0 | 0 | 0 | 0 | 0 | Yes | Yes | Yes | Yes | Yes | 0.97 | 0.97 | 0.97 | 0.97 | 0.97 | [15 empty] | 0 | 0 | 0 | 0 | 0 | NA | NA | NA | NA | NA | [5 empty] | NA | NA | NA | NA | NA | 0 | 0 | 0 | 0 | 0 | [10 empty] | NA | NA | NA | NA | NA
Loganlea | F836 | Loganlea |  | Browns Plains |  | NA | 894 | 894 | 894 | 894 | 894 | 287 | 217 | 219 | 218 | 218 | 0.97 | 0.97 | 0.97 | 0.97 | 0.97 | [10 empty] | Urban | Urban | Urban | Urban | Urban | Yes | Yes | Yes | Yes | Yes | 894 | 894 | 894 | 894 | 894 | [15 empty] | 21 | 21 | 21 | 21 | 21 | NA | NA | NA | NA | NA | [5 empty] | NA | NA | NA | NA | NA | 21 | 21 | 21 | 21 | 21 | [10 empty] | NA | NA | NA | NA | NA
0 | 0 | 0 |  | 0 |  | NA | 287 | 217 | 219 | 218 | 218 | 0.97 | 0.97 | 0.97 | 0.97 | 0.97 | 894 | 894 | 894 | 894 | 894 | [10 empty] | 0 | 0 | 0 | 0 | 0 | Yes | Yes | Yes | Yes | Yes | 648 | 494 | 494 | 493 | 493 | [15 empty] | 0 | 0 | 0 | 0 | 0 | NA | NA | NA | NA | NA | [5 empty] | NA | NA | NA | NA | NA | 0 | 0 | 0 | 0 | 0 | [10 empty] | NA | NA | NA | NA | NA
0 | 0 | 0 |  | 0 |  | NA | 0.97 | 0.97 | 0.97 | 0.97 | 0.97 | 894 | 894 | 894 | 894 | 894 | 648 | 494 | 494 | 493 | 493 | [10 empty] | 0 | 0 | 0 | 0 | 0 | Yes | Yes | Yes | Yes | Yes | 949 | 949 | 949 | 949 | 949 | [15 empty] | 0 | 0 | 0 | 0 | 0 | NA | NA | NA | NA | NA | [5 empty] | NA | NA | NA | NA | NA | 0 | 0 | 0 | 0 | 0 | [10 empty] | NA | NA | NA | NA | NA
0 | 0 | 0 |  | 0 |  | NA | 894 | 894 | 894 | 894 | 894 | 648 | 494 | 494 | 493 | 493 | 949 | 949 | 949 | 949 | 949 | [10 empty] | 0 | 0 | 0 | 0 | 0 | Yes | Yes | Yes | Yes | Yes | 366 | 276 | 279 | 278 | 278 | [15 empty] | 0 | 0 | 0 | 0 | 0 | NA | NA | NA | NA | NA | [5 empty] | NA | NA | NA | NA | NA | 0 | 0 | 0 | 0 | 0 | [10 empty] | NA | NA | NA | NA | NA
0 | 0 | 0 |  | 0 |  | NA | 648 | 494 | 494 | 493 | 493 | 949 | 949 | 949 | 949 | 949 | 366 | 276 | 279 | 278 | 278 | [10 empty] | 0 | 0 | 0 | 0 | 0 | Yes | Yes | Yes | Yes | Yes | 0.97 | 0.97 | 0.97 | 0.97 | 0.97 | [15 empty] | 0 | 0 | 0 | 0 | 0 | NA | NA | NA | NA | NA | [5 empty] | NA | NA | NA | NA | NA | 0 | 0 | 0 | 0 | 0 | [10 empty] | NA | NA | NA | NA | NA
Loganlea | F843 | Loganlea |  | Browns Plains |  | NA | 949 | 949 | 949 | 949 | 949 | 366 | 276 | 279 | 278 | 278 | 0.97 | 0.97 | 0.97 | 0.97 | 0.97 | [10 empty] | Urban | Urban | Urban | Urban | Urban | Yes | Yes | Yes | Yes | Yes | 949 | 949 | 949 | 949 | 949 | [15 empty] | 21 | 21 | 21 | 21 | 21 | NA | NA | NA | NA | NA | [5 empty] | NA | NA | NA | NA | NA | 21 | 21 | 21 | 21 | 21 | [10 empty] | NA | NA | NA | NA | NA
0 | 0 | 0 |  | 0 |  | NA | 366 | 276 | 279 | 278 | 278 | 0.97 | 0.97 | 0.97 | 0.97 | 0.97 | 949 | 949 | 949 | 949 | 949 | [10 empty] | 0 | 0 | 0 | 0 | 0 | Yes | Yes | Yes | Yes | Yes | 634 | 485 | 486 | 485 | 484 | [15 empty] | 0 | 0 | 0 | 0 | 0 | NA | NA | NA | NA | NA | [5 empty] | NA | NA | NA | NA | NA | 0 | 0 | 0 | 0 | 0 | [10 empty] | NA | NA | NA | NA | NA
0 | 0 | 0 |  | 0 |  | NA | 0.97 | 0.97 | 0.97 | 0.97 | 0.97 | 949 | 949 | 949 | 949 | 949 | 634 | 485 | 486 | 485 | 484 | [10 empty] | 0 | 0 | 0 | 0 | 0 | Yes | Yes | Yes | Yes | Yes | 800 | 800 | 800 | 800 | 800 | [15 empty] | 0 | 0 | 0 | 0 | 0 | NA | NA | NA | NA | NA | [5 empty] | NA | NA | NA | NA | NA | 0 | 0 | 0 | 0 | 0 | [10 empty] | NA | NA | NA | NA | NA
0 | 0 | 0 |  | 0 |  | NA | 949 | 949 | 949 | 949 | 949 | 634 | 485 | 486 | 485 | 484 | 800 | 800 | 800 | 800 | 800 | [10 empty] | 0 | 0 | 0 | 0 | 0 | Yes | Yes | Yes | Yes | Yes | 13 | 13 | 13 | 13 | 13 | [15 empty] | 0 | 0 | 0 | 0 | 0 | NA | NA | NA | NA | NA | [5 empty] | NA | NA | NA | NA | NA | 0 | 0 | 0 | 0 | 0 | [10 empty] | NA | NA | NA | NA | NA
0 | 0 | 0 |  | 0 |  | NA | 634 | 485 | 486 | 485 | 484 | 800 | 800 | 800 | 800 | 800 | 13 | 13 | 13 | 13 | 13 | [10 empty] | 0 | 0 | 0 | 0 | 0 | Yes | Yes | Yes | Yes | Yes | 0.87 | 0.86 | 0.87 | 0.87 | 0.86 | [15 empty] | 0 | 0 | 0 | 0 | 0 | NA | NA | NA | NA | NA | [5 empty] | NA | NA | NA | NA | NA | 0 | 0 | 0 | 0 | 0 | [10 empty] | NA | NA | NA | NA | NA
Loganlea | F904/1 | Beenleigh |  | Rocky Point Tee |  | NA | 800 | 800 | 800 | 800 | 800 | 13 | 13 | 13 | 13 | 13 | 0.87 | 0.86 | 0.87 | 0.87 | 0.86 | [10 empty] | Rural | Rural | Rural | Rural | Rural | Yes | Yes | Yes | Yes | Yes | 800 | 800 | 800 | 800 | 800 | [15 empty] | 52 | 52 | 52 | 52 | 52 | NA | NA | NA | NA | NA | [5 empty] | NA | NA | NA | NA | NA | 52 | 52 | 52 | 52 | 52 | [10 empty] | NA | NA | NA | NA | NA
0 | 0 | 0 |  | 0 |  | NA | 13 | 13 | 13 | 13 | 13 | 0.87 | 0.86 | 0.87 | 0.87 | 0.86 | 800 | 800 | 800 | 800 | 800 | [10 empty] | 0 | 0 | 0 | 0 | 0 | Yes | Yes | Yes | Yes | Yes | 51 | 50 | 51 | 51 | 51 | [15 empty] | 0 | 0 | 0 | 0 | 0 | NA | NA | NA | NA | NA | [5 empty] | NA | NA | NA | NA | NA | 0 | 0 | 0 | 0 | 0 | [10 empty] | NA | NA | NA | NA | NA
0 | 0 | 0 |  | 0 |  | NA | 0.87 | 0.86 | 0.87 | 0.87 | 0.86 | 800 | 800 | 800 | 800 | 800 | 51 | 50 | 51 | 51 | 51 | [10 empty] | 0 | 0 | 0 | 0 | 0 | Yes | Yes | Yes | Yes | Yes | 868 | 868 | 868 | 868 | 868 | [15 empty] | 0 | 0 | 0 | 0 | 0 | NA | NA | NA | NA | NA | [5 empty] | NA | NA | NA | NA | NA | 0 | 0 | 0 | 0 | 0 | [10 empty] | NA | NA | NA | NA | NA
0 | 0 | 0 |  | 0 |  | NA | 800 | 800 | 800 | 800 | 800 | 51 | 50 | 51 | 51 | 51 | 868 | 868 | 868 | 868 | 868 | [10 empty] | 0 | 0 | 0 | 0 | 0 | Yes | Yes | Yes | Yes | Yes | 0 | 0 | 0 | 0 | 0 | [15 empty] | 0 | 0 | 0 | 0 | 0 | NA | NA | NA | NA | NA | [5 empty] | NA | NA | NA | NA | NA | 0 | 0 | 0 | 0 | 0 | [10 empty] | NA | NA | NA | NA | NA
0 | 0 | 0 |  | 0 |  | NA | 51 | 50 | 51 | 51 | 51 | 868 | 868 | 868 | 868 | 868 | 0 | 0 | 0 | 0 | 0 | [10 empty] | 0 | 0 | 0 | 0 | 0 | Yes | Yes | Yes | Yes | Yes | 0 | 0 | 0 | 0 | 0 | [15 empty] | 0 | 0 | 0 | 0 | 0 | NA | NA | NA | NA | NA | [5 empty] | NA | NA | NA | NA | NA | 0 | 0 | 0 | 0 | 0 | [10 empty] | NA | NA | NA | NA | NA
Loganlea | F904/2 | Rocky Point Tee |  | Rocky Point |  | NA | 868 | 868 | 868 | 868 | 868 | 0 | 0 | 0 | 0 | 0 | 0 | 0 | 0 | 0 | 0 | [10 empty] | Rural | Rural | Rural | Rural | Rural | Yes | Yes | Yes | Yes | Yes | 868 | 868 | 868 | 868 | 868 | [15 empty] | 52 | 52 | 52 | 52 | 52 | NA | NA | NA | NA | NA | [5 empty] | NA | NA | NA | NA | NA | 52 | 52 | 52 | 52 | 52 | [10 empty] | NA | NA | NA | NA | NA
0 | 0 | 0 |  | 0 |  | NA | 0 | 0 | 0 | 0 | 0 | 0 | 0 | 0 | 0 | 0 | 868 | 868 | 868 | 868 | 868 | [10 empty] | 0 | 0 | 0 | 0 | 0 | Yes | Yes | Yes | Yes | Yes | 0 | 0 | 0 | 0 | 0 | [15 empty] | 0 | 0 | 0 | 0 | 0 | NA | NA | NA | NA | NA | [5 empty] | NA | NA | NA | NA | NA | 0 | 0 | 0 | 0 | 0 | [10 empty] | NA | NA | NA | NA | NA
0 | 0 | 0 |  | 0 |  | NA | 0 | 0 | 0 | 0 | 0 | 868 | 868 | 868 | 868 | 868 | 0 | 0 | 0 | 0 | 0 | [10 empty] | 0 | 0 | 0 | 0 | 0 | Yes | Yes | Yes | Yes | Yes | 325 | 325 | 325 | 325 | 325 | [15 empty] | 0 | 0 | 0 | 0 | 0 | NA | NA | NA | NA | NA | [5 empty] | NA | NA | NA | NA | NA | 0 | 0 | 0 | 0 | 0 | [10 empty] | NA | NA | NA | NA | NA
0 | 0 | 0 |  | 0 |  | NA | 868 | 868 | 868 | 868 | 868 | 0 | 0 | 0 | 0 | 0 | 325 | 325 | 325 | 325 | 325 | [10 empty] | 0 | 0 | 0 | 0 | 0 | Yes | Yes | Yes | Yes | Yes | 12 | 12 | 12 | 12 | 12 | [15 empty] | 0 | 0 | 0 | 0 | 0 | NA | NA | NA | NA | NA | [5 empty] | NA | NA | NA | NA | NA | 0 | 0 | 0 | 0 | 0 | [10 empty] | NA | NA | NA | NA | NA
0 | 0 | 0 |  | 0 |  | NA | 0 | 0 | 0 | 0 | 0 | 325 | 325 | 325 | 325 | 325 | 12 | 12 | 12 | 12 | 12 | [10 empty] | 0 | 0 | 0 | 0 | 0 | Yes | Yes | Yes | Yes | Yes | 1 | 1 | 1 | 1 | 1 | [15 empty] | 0 | 0 | 0 | 0 | 0 | NA | NA | NA | NA | NA | [5 empty] | NA | NA | NA | NA | NA | 0 | 0 | 0 | 0 | 0 | [10 empty] | NA | NA | NA | NA | NA
Loganlea | F904/3 | Rocky Point Tee |  | Ibis |  | NA | 325 | 325 | 325 | 325 | 325 | 12 | 12 | 12 | 12 | 12 | 1 | 1 | 1 | 1 | 1 | [10 empty] | Rural | Rural | Rural | Rural | Rural | Yes | Yes | Yes | Yes | Yes | 325 | 325 | 325 | 325 | 325 | [15 empty] | 52 | 52 | 52 | 52 | 52 | NA | NA | NA | NA | NA | [5 empty] | NA | NA | NA | NA | NA | 52 | 52 | 52 | 52 | 52 | [10 empty] | NA | NA | NA | NA | NA
0 | 0 | 0 |  | 0 |  | NA | 12 | 12 | 12 | 12 | 12 | 1 | 1 | 1 | 1 | 1 | 325 | 325 | 325 | 325 | 325 | [10 empty] | 0 | 0 | 0 | 0 | 0 | Yes | Yes | Yes | Yes | Yes | 51 | 51 | 51 | 51 | 51 | [15 empty] | 0 | 0 | 0 | 0 | 0 | NA | NA | NA | NA | NA | [5 empty] | NA | NA | NA | NA | NA | 0 | 0 | 0 | 0 | 0 | [10 empty] | NA | NA | NA | NA | NA
0 | 0 | 0 |  | 0 |  | NA | 1 | 1 | 1 | 1 | 1 | 325 | 325 | 325 | 325 | 325 | 51 | 51 | 51 | 51 | 51 | [10 empty] | 0 | 0 | 0 | 0 | 0 | Yes | Yes | Yes | Yes | Yes | 690 | 690 | 690 | 690 | 690 | [15 empty] | 0 | 0 | 0 | 0 | 0 | NA | NA | NA | NA | NA | [5 empty] | NA | NA | NA | NA | NA | 0 | 0 | 0 | 0 | 0 | [10 empty] | NA | NA | NA | NA | NA
0 | 0 | 0 |  | 0 |  | NA | 325 | 325 | 325 | 325 | 325 | 51 | 51 | 51 | 51 | 51 | 690 | 690 | 690 | 690 | 690 | [10 empty] | 0 | 0 | 0 | 0 | 0 | Yes | Yes | Yes | Yes | Yes | 125 | 129 | 129 | 128 | 128 | [15 empty] | 0 | 0 | 0 | 0 | 0 | NA | NA | NA | NA | NA | [5 empty] | NA | NA | NA | NA | NA | 0 | 0 | 0 | 0 | 0 | [10 empty] | NA | NA | NA | NA | NA
0 | 0 | 0 |  | 0 |  | NA | 51 | 51 | 51 | 51 | 51 | 690 | 690 | 690 | 690 | 690 | 125 | 129 | 129 | 128 | 128 | [10 empty] | 0 | 0 | 0 | 0 | 0 | Yes | Yes | Yes | Yes | Yes | 0.98 | 0.98 | 0.98 | 0.99 | 0.98 | [15 empty] | 0 | 0 | 0 | 0 | 0 | NA | NA | NA | NA | NA | [5 empty] | NA | NA | NA | NA | NA | 0 | 0 | 0 | 0 | 0 | [10 empty] | NA | NA | NA | NA | NA
Middle Ridge | F726 | Postmans Ridge |  | Gatton |  | NA | 690 | 690 | 690 | 690 | 690 | 125 | 129 | 129 | 128 | 128 | 0.98 | 0.98 | 0.98 | 0.99 | 0.98 | [10 empty] | Rural | Rural | Rural | Rural | Rural | Yes | Yes | Yes | Yes | Yes | 690 | 690 | 690 | 690 | 690 | [15 empty] | 52 | 52 | 52 | 52 | 52 | NA | NA | NA | NA | NA | [5 empty] | NA | NA | NA | NA | NA | 52 | 52 | 52 | 52 | 52 | [10 empty] | NA | NA | NA | NA | NA
0 | 0 | 0 |  | 0 |  | NA | 125 | 129 | 129 | 128 | 128 | 0.98 | 0.98 | 0.98 | 0.99 | 0.98 | 690 | 690 | 690 | 690 | 690 | [10 empty] | 0 | 0 | 0 | 0 | 0 | Yes | Yes | Yes | Yes | Yes | 373 | 381 | 395 | 395 | 393 | [15 empty] | 0 | 0 | 0 | 0 | 0 | NA | NA | NA | NA | NA | [5 empty] | NA | NA | NA | NA | NA | 0 | 0 | 0 | 0 | 0 | [10 empty] | NA | NA | NA | NA | NA
0 | 0 | 0 |  | 0 |  | NA | 0.98 | 0.98 | 0.98 | 0.99 | 0.98 | 690 | 690 | 690 | 690 | 690 | 373 | 381 | 395 | 395 | 393 | [10 empty] | 0 | 0 | 0 | 0 | 0 | Yes | Yes | Yes | Yes | Yes | 690 | 690 | 690 | 690 | 690 | [15 empty] | 0 | 0 | 0 | 0 | 0 | NA | NA | NA | NA | NA | [5 empty] | NA | NA | NA | NA | NA | 0 | 0 | 0 | 0 | 0 | [10 empty] | NA | NA | NA | NA | NA
0 | 0 | 0 |  | 0 |  | NA | 690 | 690 | 690 | 690 | 690 | 373 | 381 | 395 | 395 | 393 | 690 | 690 | 690 | 690 | 690 | [10 empty] | 0 | 0 | 0 | 0 | 0 | Yes | Yes | Yes | Yes | Yes | 131 | 133 | 133 | 133 | 133 | [15 empty] | 0 | 0 | 0 | 0 | 0 | NA | NA | NA | NA | NA | [5 empty] | NA | NA | NA | NA | NA | 0 | 0 | 0 | 0 | 0 | [10 empty] | NA | NA | NA | NA | NA
0 | 0 | 0 |  | 0 |  | NA | 373 | 381 | 395 | 395 | 393 | 690 | 690 | 690 | 690 | 690 | 131 | 133 | 133 | 133 | 133 | [10 empty] | 0 | 0 | 0 | 0 | 0 | Yes | Yes | Yes | Yes | Yes | 1 | 1 | 1 | 1 | 1 | [15 empty] | 0 | 0 | 0 | 0 | 0 | NA | NA | NA | NA | NA | [5 empty] | NA | NA | NA | NA | NA | 0 | 0 | 0 | 0 | 0 | [10 empty] | NA | NA | NA | NA | NA
Middle Ridge | F727 | Middle Ridge |  | Postmans Ridge |  | NA | 690 | 690 | 690 | 690 | 690 | 131 | 133 | 133 | 133 | 133 | 1 | 1 | 1 | 1 | 1 | [10 empty] | Rural | Rural | Rural | Rural | Rural | Yes | Yes | Yes | Yes | Yes | 690 | 690 | 690 | 690 | 690 | [15 empty] | 52 | 52 | 52 | 52 | 52 | NA | NA | NA | NA | NA | [5 empty] | NA | NA | NA | NA | NA | 52 | 52 | 52 | 52 | 52 | [10 empty] | NA | NA | NA | NA | NA
0 | 0 | 0 |  | 0 |  | NA | 131 | 133 | 133 | 133 | 133 | 1 | 1 | 1 | 1 | 1 | 690 | 690 | 690 | 690 | 690 | [10 empty] | 0 | 0 | 0 | 0 | 0 | Yes | Yes | Yes | Yes | Yes | 269 | 273 | 273 | 273 | 272 | [15 empty] | 0 | 0 | 0 | 0 | 0 | NA | NA | NA | NA | NA | [5 empty] | NA | NA | NA | NA | NA | 0 | 0 | 0 | 0 | 0 | [10 empty] | NA | NA | NA | NA | NA
0 | 0 | 0 |  | 0 |  | NA | 1 | 1 | 1 | 1 | 1 | 690 | 690 | 690 | 690 | 690 | 269 | 273 | 273 | 273 | 272 | [10 empty] | 0 | 0 | 0 | 0 | 0 | Yes | Yes | Yes | Yes | Yes | 1280 | 1280 | 1280 | 1280 | 1280 | [15 empty] | 0 | 0 | 0 | 0 | 0 | NA | NA | NA | NA | NA | [5 empty] | NA | NA | NA | NA | NA | 0 | 0 | 0 | 0 | 0 | [10 empty] | NA | NA | NA | NA | NA
0 | 0 | 0 |  | 0 |  | NA | 690 | 690 | 690 | 690 | 690 | 269 | 273 | 273 | 273 | 272 | 1280 | 1280 | 1280 | 1280 | 1280 | [10 empty] | 0 | 0 | 0 | 0 | 0 | Yes | Yes | Yes | Yes | Yes | 152 | 154 | 154 | 154 | 154 | [15 empty] | 0 | 0 | 0 | 0 | 0 | NA | NA | NA | NA | NA | [5 empty] | NA | NA | NA | NA | NA | 0 | 0 | 0 | 0 | 0 | [10 empty] | NA | NA | NA | NA | NA
0 | 0 | 0 |  | 0 |  | NA | 269 | 273 | 273 | 273 | 272 | 1280 | 1280 | 1280 | 1280 | 1280 | 152 | 154 | 154 | 154 | 154 | [10 empty] | 0 | 0 | 0 | 0 | 0 | Yes | Yes | Yes | Yes | Yes | 0.97 | 0.97 | 0.97 | 0.97 | 0.97 | [15 empty] | 0 | 0 | 0 | 0 | 0 | NA | NA | NA | NA | NA | [5 empty] | NA | NA | NA | NA | NA | 0 | 0 | 0 | 0 | 0 | [10 empty] | NA | NA | NA | NA | NA
Middle Ridge | F7348 | Middle Ridge |  | Postmans Ridge |  | NA | 1280 | 1280 | 1280 | 1280 | 1280 | 152 | 154 | 154 | 154 | 154 | 0.97 | 0.97 | 0.97 | 0.97 | 0.97 | [10 empty] | Rural | Rural | Rural | Rural | Rural | Yes | Yes | Yes | Yes | Yes | 1280 | 1280 | 1280 | 1280 | 1280 | [15 empty] | 52 | 52 | 52 | 52 | 52 | NA | NA | NA | NA | NA | [5 empty] | NA | NA | NA | NA | NA | 52 | 52 | 52 | 52 | 52 | [10 empty] | NA | NA | NA | NA | NA
0 | 0 | 0 |  | 0 |  | NA | 152 | 154 | 154 | 154 | 154 | 0.97 | 0.97 | 0.97 | 0.97 | 0.97 | 1280 | 1280 | 1280 | 1280 | 1280 | [10 empty] | 0 | 0 | 0 | 0 | 0 | Yes | Yes | Yes | Yes | Yes | 284 | 288 | 296 | 296 | 295 | [15 empty] | 0 | 0 | 0 | 0 | 0 | NA | NA | NA | NA | NA | [5 empty] | NA | NA | NA | NA | NA | 0 | 0 | 0 | 0 | 0 | [10 empty] | NA | NA | NA | NA | NA
0 | 0 | 0 |  | 0 |  | NA | 0.97 | 0.97 | 0.97 | 0.97 | 0.97 | 1280 | 1280 | 1280 | 1280 | 1280 | 284 | 288 | 296 | 296 | 295 | [10 empty] | 0 | 0 | 0 | 0 | 0 | Yes | Yes | Yes | Yes | Yes | 1108 | 1108 | 1108 | 1108 | 1108 | [15 empty] | 0 | 0 | 0 | 0 | 0 | NA | NA | NA | NA | NA | [5 empty] | NA | NA | NA | NA | NA | 0 | 0 | 0 | 0 | 0 | [10 empty] | NA | NA | NA | NA | NA
0 | 0 | 0 |  | 0 |  | NA | 1280 | 1280 | 1280 | 1280 | 1280 | 284 | 288 | 296 | 296 | 295 | 1108 | 1108 | 1108 | 1108 | 1108 | [10 empty] | 0 | 0 | 0 | 0 | 0 | Yes | Yes | Yes | Yes | Yes | 354 | 362 | 376 | 384 | 391 | [15 empty] | 0 | 0 | 0 | 0 | 0 | NA | NA | NA | NA | NA | [5 empty] | NA | NA | NA | NA | NA | 0 | 0 | 0 | 0 | 0 | [10 empty] | NA | NA | NA | NA | NA
0 | 0 | 0 |  | 0 |  | NA | 284 | 288 | 296 | 296 | 295 | 1108 | 1108 | 1108 | 1108 | 1108 | 354 | 362 | 376 | 384 | 391 | [10 empty] | 0 | 0 | 0 | 0 | 0 | Yes | Yes | Yes | Yes | Yes | 0.96 | 0.97 | 0.97 | 0.97 | 0.97 | [15 empty] | 0 | 0 | 0 | 0 | 0 | NA | NA | NA | NA | NA | [5 empty] | NA | NA | NA | NA | NA | 0 | 0 | 0 | 0 | 0 | [10 empty] | NA | NA | NA | NA | NA
Molendinar | F7193 | Molendinar |  | Cades County |  | NA | 1108 | 1108 | 1108 | 1108 | 1108 | 354 | 362 | 376 | 384 | 391 | 0.96 | 0.97 | 0.97 | 0.97 | 0.97 | [10 empty] | Urban | Urban | Urban | Urban | Urban | Yes | Yes | Yes | Yes | Yes | 1108 | 1108 | 1108 | 1108 | 1108 | [15 empty] | 21 | 21 | 21 | 21 | 21 | NA | NA | NA | NA | NA | [5 empty] | NA | NA | NA | NA | NA | 21 | 21 | 21 | 21 | 21 | [10 empty] | NA | NA | NA | NA | NA
0 | 0 | 0 |  | 0 |  | NA | 354 | 362 | 376 | 384 | 391 | 0.96 | 0.97 | 0.97 | 0.97 | 0.97 | 1108 | 1108 | 1108 | 1108 | 1108 | [10 empty] | 0 | 0 | 0 | 0 | 0 | Yes | Yes | Yes | Yes | Yes | 592 | 603 | 619 | 635 | 648 | [15 empty] | 0 | 0 | 0 | 0 | 0 | NA | NA | NA | NA | NA | [5 empty] | NA | NA | NA | NA | NA | 0 | 0 | 0 | 0 | 0 | [10 empty] | NA | NA | NA | NA | NA
0 | 0 | 0 |  | 0 |  | NA | 0.96 | 0.97 | 0.97 | 0.97 | 0.97 | 1108 | 1108 | 1108 | 1108 | 1108 | 592 | 603 | 619 | 635 | 648 | [10 empty] | 0 | 0 | 0 | 0 | 0 | Yes | Yes | Yes | Yes | Yes | 1412 | 1412 | 1412 | 1412 | 1412 | [15 empty] | 0 | 0 | 0 | 0 | 0 | NA | NA | NA | NA | NA | [5 empty] | NA | NA | NA | NA | NA | 0 | 0 | 0 | 0 | 0 | [10 empty] | NA | NA | NA | NA | NA
0 | 0 | 0 |  | 0 |  | NA | 1108 | 1108 | 1108 | 1108 | 1108 | 592 | 603 | 619 | 635 | 648 | 1412 | 1412 | 1412 | 1412 | 1412 | [10 empty] | 0 | 0 | 0 | 0 | 0 | Yes | Yes | Yes | Yes | Yes | 67 | 67 | 65 | 62 | 61 | [15 empty] | 0 | 0 | 0 | 0 | 0 | NA | NA | NA | NA | NA | [5 empty] | NA | NA | NA | NA | NA | 0 | 0 | 0 | 0 | 0 | [10 empty] | NA | NA | NA | NA | NA
0 | 0 | 0 |  | 0 |  | NA | 592 | 603 | 619 | 635 | 648 | 1412 | 1412 | 1412 | 1412 | 1412 | 67 | 67 | 65 | 62 | 61 | [10 empty] | 0 | 0 | 0 | 0 | 0 | Yes | Yes | Yes | Yes | Yes | 0.98 | 0.82 | 0.95 | 0.97 | 0.97 | [15 empty] | 0 | 0 | 0 | 0 | 0 | NA | NA | NA | NA | NA | [5 empty] | NA | NA | NA | NA | NA | 0 | 0 | 0 | 0 | 0 | [10 empty] | NA | NA | NA | NA | NA
Molendinar | F7229 | Molendinar |  | Robina |  | NA | 1412 | 1412 | 1412 | 1412 | 1412 | 67 | 67 | 65 | 62 | 61 | 0.98 | 0.82 | 0.95 | 0.97 | 0.97 | [10 empty] | Urban | Urban | Urban | Urban | Urban | Yes | Yes | Yes | Yes | Yes | 1412 | 1412 | 1412 | 1412 | 1412 | [15 empty] | 21 | 21 | 21 | 21 | 21 | NA | NA | NA | NA | NA | [5 empty] | NA | NA | NA | NA | NA | 21 | 21 | 21 | 21 | 21 | [10 empty] | NA | NA | NA | NA | NA
0 | 0 | 0 |  | 0 |  | NA | 67 | 67 | 65 | 62 | 61 | 0.98 | 0.82 | 0.95 | 0.97 | 0.97 | 1412 | 1412 | 1412 | 1412 | 1412 | [10 empty] | 0 | 0 | 0 | 0 | 0 | Yes | Yes | Yes | Yes | Yes | 229 | 229 | 233 | 233 | 232 | [15 empty] | 0 | 0 | 0 | 0 | 0 | NA | NA | NA | NA | NA | [5 empty] | NA | NA | NA | NA | NA | 0 | 0 | 0 | 0 | 0 | [10 empty] | NA | NA | NA | NA | NA
0 | 0 | 0 |  | 0 |  | NA | 0.98 | 0.82 | 0.95 | 0.97 | 0.97 | 1412 | 1412 | 1412 | 1412 | 1412 | 229 | 229 | 233 | 233 | 232 | [10 empty] | 0 | 0 | 0 | 0 | 0 | Yes | Yes | Yes | Yes | Yes | 1088 | 1088 | 1088 | 1088 | 1088 | [15 empty] | 0 | 0 | 0 | 0 | 0 | NA | NA | NA | NA | NA | [5 empty] | NA | NA | NA | NA | NA | 0 | 0 | 0 | 0 | 0 | [10 empty] | NA | NA | NA | NA | NA
0 | 0 | 0 |  | 0 |  | NA | 1412 | 1412 | 1412 | 1412 | 1412 | 229 | 229 | 233 | 233 | 232 | 1088 | 1088 | 1088 | 1088 | 1088 | [10 empty] | 0 | 0 | 0 | 0 | 0 | Yes | Yes | Yes | Yes | Yes | 439 | 456 | 482 | 501 | 517 | [15 empty] | 0 | 0 | 0 | 0 | 0 | NA | NA | NA | NA | NA | [5 empty] | NA | NA | NA | NA | NA | 0 | 0 | 0 | 0 | 0 | [10 empty] | NA | NA | NA | NA | NA
0 | 0 | 0 |  | 0 |  | NA | 229 | 229 | 233 | 233 | 232 | 1088 | 1088 | 1088 | 1088 | 1088 | 439 | 456 | 482 | 501 | 517 | [10 empty] | 0 | 0 | 0 | 0 | 0 | Yes | Yes | Yes | Yes | Yes | 0.96 | 0.97 | 0.97 | 0.97 | 0.97 | [15 empty] | 0 | 0 | 0 | 0 | 0 | NA | NA | NA | NA | NA | [5 empty] | NA | NA | NA | NA | NA | 0 | 0 | 0 | 0 | 0 | [10 empty] | NA | NA | NA | NA | NA
Molendinar | F7283 | Cades County |  | Coomera |  | NA | 1088 | 1088 | 1088 | 1088 | 1088 | 439 | 456 | 482 | 501 | 517 | 0.96 | 0.97 | 0.97 | 0.97 | 0.97 | [10 empty] | Urban | Urban | Urban | Urban | Urban | Yes | Yes | Yes | Yes | Yes | 1088 | 1088 | 1088 | 1088 | 1088 | [15 empty] | 21 | 21 | 21 | 21 | 21 | NA | NA | NA | NA | NA | [5 empty] | NA | NA | NA | NA | NA | 21 | 21 | 21 | 21 | 21 | [10 empty] | NA | NA | NA | NA | NA
0 | 0 | 0 |  | 0 |  | NA | 439 | 456 | 482 | 501 | 517 | 0.96 | 0.97 | 0.97 | 0.97 | 0.97 | 1088 | 1088 | 1088 | 1088 | 1088 | [10 empty] | 0 | 0 | 0 | 0 | 0 | Yes | Yes | Yes | Yes | Yes | 696 | 715 | 725 | 730 | 745 | [15 empty] | 0 | 0 | 0 | 0 | 0 | NA | NA | NA | NA | NA | [5 empty] | NA | NA | NA | NA | NA | 0 | 0 | 0 | 0 | 0 | [10 empty] | NA | NA | NA | NA | NA
0 | 0 | 0 |  | 0 |  | NA | 0.96 | 0.97 | 0.97 | 0.97 | 0.97 | 1088 | 1088 | 1088 | 1088 | 1088 | 696 | 715 | 725 | 730 | 745 | [10 empty] | 0 | 0 | 0 | 0 | 0 | Yes | Yes | Yes | Yes | Yes | 1108 | 1108 | 1108 | 1108 | 1108 | [15 empty] | 0 | 0 | 0 | 0 | 0 | NA | NA | NA | NA | NA | [5 empty] | NA | NA | NA | NA | NA | 0 | 0 | 0 | 0 | 0 | [10 empty] | NA | NA | NA | NA | NA
0 | 0 | 0 |  | 0 |  | NA | 1088 | 1088 | 1088 | 1088 | 1088 | 696 | 715 | 725 | 730 | 745 | 1108 | 1108 | 1108 | 1108 | 1108 | [10 empty] | 0 | 0 | 0 | 0 | 0 | Yes | Yes | Yes | Yes | Yes | 354 | 362 | 376 | 384 | 391 | [15 empty] | 0 | 0 | 0 | 0 | 0 | NA | NA | NA | NA | NA | [5 empty] | NA | NA | NA | NA | NA | 0 | 0 | 0 | 0 | 0 | [10 empty] | NA | NA | NA | NA | NA
0 | 0 | 0 |  | 0 |  | NA | 696 | 715 | 725 | 730 | 745 | 1108 | 1108 | 1108 | 1108 | 1108 | 354 | 362 | 376 | 384 | 391 | [10 empty] | 0 | 0 | 0 | 0 | 0 | Yes | Yes | Yes | Yes | Yes | 0.96 | 0.97 | 0.97 | 0.97 | 0.97 | [15 empty] | 0 | 0 | 0 | 0 | 0 | NA | NA | NA | NA | NA | [5 empty] | NA | NA | NA | NA | NA | 0 | 0 | 0 | 0 | 0 | [10 empty] | NA | NA | NA | NA | NA
Molendinar | F7297 | Molendinar |  | Cades County |  | NA | 1108 | 1108 | 1108 | 1108 | 1108 | 354 | 362 | 376 | 384 | 391 | 0.96 | 0.97 | 0.97 | 0.97 | 0.97 | [10 empty] | Urban | Urban | Urban | Urban | Urban | Yes | Yes | Yes | Yes | Yes | 1108 | 1108 | 1108 | 1108 | 1108 | [15 empty] | 21 | 21 | 21 | 21 | 21 | NA | NA | NA | NA | NA | [5 empty] | NA | NA | NA | NA | NA | 21 | 21 | 21 | 21 | 21 | [10 empty] | NA | NA | NA | NA | NA
0 | 0 | 0 |  | 0 |  | NA | 354 | 362 | 376 | 384 | 391 | 0.96 | 0.97 | 0.97 | 0.97 | 0.97 | 1108 | 1108 | 1108 | 1108 | 1108 | [10 empty] | 0 | 0 | 0 | 0 | 0 | Yes | Yes | Yes | Yes | Yes | 592 | 603 | 619 | 635 | 648 | [15 empty] | 0 | 0 | 0 | 0 | 0 | NA | NA | NA | NA | NA | [5 empty] | NA | NA | NA | NA | NA | 0 | 0 | 0 | 0 | 0 | [10 empty] | NA | NA | NA | NA | NA
0 | 0 | 0 |  | 0 |  | NA | 0.96 | 0.97 | 0.97 | 0.97 | 0.97 | 1108 | 1108 | 1108 | 1108 | 1108 | 592 | 603 | 619 | 635 | 648 | [10 empty] | 0 | 0 | 0 | 0 | 0 | Yes | Yes | Yes | Yes | Yes | 1250 | 1250 | 1250 | 1250 | 1250 | [15 empty] | 0 | 0 | 0 | 0 | 0 | NA | NA | NA | NA | NA | [5 empty] | NA | NA | NA | NA | NA | 0 | 0 | 0 | 0 | 0 | [10 empty] | NA | NA | NA | NA | NA
0 | 0 | 0 |  | 0 |  | NA | 1108 | 1108 | 1108 | 1108 | 1108 | 592 | 603 | 619 | 635 | 648 | 1250 | 1250 | 1250 | 1250 | 1250 | [10 empty] | 0 | 0 | 0 | 0 | 0 | Yes | Yes | Yes | Yes | Yes | 193 | 192 | 191 | 189 | 187 | [15 empty] | 0 | 0 | 0 | 0 | 0 | NA | NA | NA | NA | NA | [5 empty] | NA | NA | NA | NA | NA | 0 | 0 | 0 | 0 | 0 | [10 empty] | NA | NA | NA | NA | NA
0 | 0 | 0 |  | 0 |  | NA | 592 | 603 | 619 | 635 | 648 | 1250 | 1250 | 1250 | 1250 | 1250 | 193 | 192 | 191 | 189 | 187 | [10 empty] | 0 | 0 | 0 | 0 | 0 | Yes | Yes | Yes | Yes | Yes | 0.99 | 0.99 | 0.98 | 0.99 | 0.99 | [15 empty] | 0 | 0 | 0 | 0 | 0 | NA | NA | NA | NA | NA | [5 empty] | NA | NA | NA | NA | NA | 0 | 0 | 0 | 0 | 0 | [10 empty] | NA | NA | NA | NA | NA
Molendinar | F798 | Molendinar |  | Nerang |  | NA | 1250 | 1250 | 1250 | 1250 | 1250 | 193 | 192 | 191 | 189 | 187 | 0.99 | 0.99 | 0.98 | 0.99 | 0.99 | [10 empty] | Urban | Urban | Urban | Urban | Urban | Yes | Yes | Yes | Yes | Yes | 1250 | 1250 | 1250 | 1250 | 1250 | [15 empty] | 21 | 21 | 21 | 21 | 21 | NA | NA | NA | NA | NA | [5 empty] | NA | NA | NA | NA | NA | 21 | 21 | 21 | 21 | 21 | [10 empty] | NA | NA | NA | NA | NA
0 | 0 | 0 |  | 0 |  | NA | 193 | 192 | 191 | 189 | 187 | 0.99 | 0.99 | 0.98 | 0.99 | 0.99 | 1250 | 1250 | 1250 | 1250 | 1250 | [10 empty] | 0 | 0 | 0 | 0 | 0 | Yes | Yes | Yes | Yes | Yes | 347 | 348 | 352 | 351 | 350 | [15 empty] | 0 | 0 | 0 | 0 | 0 | NA | NA | NA | NA | NA | [5 empty] | NA | NA | NA | NA | NA | 0 | 0 | 0 | 0 | 0 | [10 empty] | NA | NA | NA | NA | NA
0 | 0 | 0 |  | 0 |  | NA | 0.99 | 0.99 | 0.98 | 0.99 | 0.99 | 1250 | 1250 | 1250 | 1250 | 1250 | 347 | 348 | 352 | 351 | 350 | [10 empty] | 0 | 0 | 0 | 0 | 0 | Yes | Yes | Yes | Yes | Yes | 834 | 834 | 834 | 834 | 834 | [15 empty] | 0 | 0 | 0 | 0 | 0 | NA | NA | NA | NA | NA | [5 empty] | NA | NA | NA | NA | NA | 0 | 0 | 0 | 0 | 0 | [10 empty] | NA | NA | NA | NA | NA
0 | 0 | 0 |  | 0 |  | NA | 1250 | 1250 | 1250 | 1250 | 1250 | 347 | 348 | 352 | 351 | 350 | 834 | 834 | 834 | 834 | 834 | [10 empty] | 0 | 0 | 0 | 0 | 0 | Yes | Yes | Yes | Yes | Yes | 140 | 141 | 143 | 144 | 145 | [15 empty] | 0 | 0 | 0 | 0 | 0 | NA | NA | NA | NA | NA | [5 empty] | NA | NA | NA | NA | NA | 0 | 0 | 0 | 0 | 0 | [10 empty] | NA | NA | NA | NA | NA
0 | 0 | 0 |  | 0 |  | NA | 347 | 348 | 352 | 351 | 350 | 834 | 834 | 834 | 834 | 834 | 140 | 141 | 143 | 144 | 145 | [10 empty] | 0 | 0 | 0 | 0 | 0 | Yes | Yes | Yes | Yes | Yes | 0.99 | 0.99 | 0.99 | 0.99 | 0.99 | [15 empty] | 0 | 0 | 0 | 0 | 0 | NA | NA | NA | NA | NA | [5 empty] | NA | NA | NA | NA | NA | 0 | 0 | 0 | 0 | 0 | [10 empty] | NA | NA | NA | NA | NA
Molendinar | F907 | Molendinar |  | Southport |  | NA | 834 | 834 | 834 | 834 | 834 | 140 | 141 | 143 | 144 | 145 | 0.99 | 0.99 | 0.99 | 0.99 | 0.99 | [10 empty] | Urban | Urban | Urban | Urban | Urban | Yes | Yes | Yes | Yes | Yes | 834 | 834 | 834 | 834 | 834 | [15 empty] | 21 | 21 | 21 | 21 | 21 | NA | NA | NA | NA | NA | [5 empty] | NA | NA | NA | NA | NA | 21 | 21 | 21 | 21 | 21 | [10 empty] | NA | NA | NA | NA | NA
0 | 0 | 0 |  | 0 |  | NA | 140 | 141 | 143 | 144 | 145 | 0.99 | 0.99 | 0.99 | 0.99 | 0.99 | 834 | 834 | 834 | 834 | 834 | [10 empty] | 0 | 0 | 0 | 0 | 0 | Yes | Yes | Yes | Yes | Yes | 287 | 290 | 293 | 295 | 297 | [15 empty] | 0 | 0 | 0 | 0 | 0 | NA | NA | NA | NA | NA | [5 empty] | NA | NA | NA | NA | NA | 0 | 0 | 0 | 0 | 0 | [10 empty] | NA | NA | NA | NA | NA
0 | 0 | 0 |  | 0 |  | NA | 0.99 | 0.99 | 0.99 | 0.99 | 0.99 | 834 | 834 | 834 | 834 | 834 | 287 | 290 | 293 | 295 | 297 | [10 empty] | 0 | 0 | 0 | 0 | 0 | Yes | Yes | Yes | Yes | Yes | 1035 | 1035 | 1035 | 1035 | 1035 | [15 empty] | 0 | 0 | 0 | 0 | 0 | NA | NA | NA | NA | NA | [5 empty] | NA | NA | NA | NA | NA | 0 | 0 | 0 | 0 | 0 | [10 empty] | NA | NA | NA | NA | NA
0 | 0 | 0 |  | 0 |  | NA | 834 | 834 | 834 | 834 | 834 | 287 | 290 | 293 | 295 | 297 | 1035 | 1035 | 1035 | 1035 | 1035 | [10 empty] | 0 | 0 | 0 | 0 | 0 | Yes | Yes | Yes | Yes | Yes | 162 | 164 | 166 | 167 | 168 | [15 empty] | 0 | 0 | 0 | 0 | 0 | NA | NA | NA | NA | NA | [5 empty] | NA | NA | NA | NA | NA | 0 | 0 | 0 | 0 | 0 | [10 empty] | NA | NA | NA | NA | NA
0 | 0 | 0 |  | 0 |  | NA | 287 | 290 | 293 | 295 | 297 | 1035 | 1035 | 1035 | 1035 | 1035 | 162 | 164 | 166 | 167 | 168 | [10 empty] | 0 | 0 | 0 | 0 | 0 | Yes | Yes | Yes | Yes | Yes | 0.98 | 0.98 | 0.98 | 0.98 | 0.98 | [15 empty] | 0 | 0 | 0 | 0 | 0 | NA | NA | NA | NA | NA | [5 empty] | NA | NA | NA | NA | NA | 0 | 0 | 0 | 0 | 0 | [10 empty] | NA | NA | NA | NA | NA
Molendinar | F917 | Molendinar |  | Southport |  | NA | 1035 | 1035 | 1035 | 1035 | 1035 | 162 | 164 | 166 | 167 | 168 | 0.98 | 0.98 | 0.98 | 0.98 | 0.98 | [10 empty] | Urban | Urban | Urban | Urban | Urban | Yes | Yes | Yes | Yes | Yes | 1035 | 1035 | 1035 | 1035 | 1035 | [15 empty] | 21 | 21 | 21 | 21 | 21 | NA | NA | NA | NA | NA | [5 empty] | NA | NA | NA | NA | NA | 21 | 21 | 21 | 21 | 21 | [10 empty] | NA | NA | NA | NA | NA
0 | 0 | 0 |  | 0 |  | NA | 162 | 164 | 166 | 167 | 168 | 0.98 | 0.98 | 0.98 | 0.98 | 0.98 | 1035 | 1035 | 1035 | 1035 | 1035 | [10 empty] | 0 | 0 | 0 | 0 | 0 | Yes | Yes | Yes | Yes | Yes | 287 | 290 | 293 | 294 | 297 | [15 empty] | 0 | 0 | 0 | 0 | 0 | NA | NA | NA | NA | NA | [5 empty] | NA | NA | NA | NA | NA | 0 | 0 | 0 | 0 | 0 | [10 empty] | NA | NA | NA | NA | NA
0 | 0 | 0 |  | 0 |  | NA | 0.98 | 0.98 | 0.98 | 0.98 | 0.98 | 1035 | 1035 | 1035 | 1035 | 1035 | 287 | 290 | 293 | 294 | 297 | [10 empty] | 0 | 0 | 0 | 0 | 0 | Yes | Yes | Yes | Yes | Yes | 1100 | 1100 | 1100 | 1100 | 1100 | [15 empty] | 0 | 0 | 0 | 0 | 0 | NA | NA | NA | NA | NA | [5 empty] | NA | NA | NA | NA | NA | 0 | 0 | 0 | 0 | 0 | [10 empty] | NA | NA | NA | NA | NA
0 | 0 | 0 |  | 0 |  | NA | 1035 | 1035 | 1035 | 1035 | 1035 | 287 | 290 | 293 | 294 | 297 | 1100 | 1100 | 1100 | 1100 | 1100 | [10 empty] | 0 | 0 | 0 | 0 | 0 | Yes | Yes | Yes | Yes | Yes | 422 | 420 | 437 | 432 | 430 | [15 empty] | 0 | 0 | 0 | 0 | 0 | NA | NA | NA | NA | NA | [5 empty] | NA | NA | NA | NA | NA | 0 | 0 | 0 | 0 | 0 | [10 empty] | NA | NA | NA | NA | NA
0 | 0 | 0 |  | 0 |  | NA | 287 | 290 | 293 | 294 | 297 | 1100 | 1100 | 1100 | 1100 | 1100 | 422 | 420 | 437 | 432 | 430 | [10 empty] | 0 | 0 | 0 | 0 | 0 | Yes | Yes | Yes | Yes | Yes | 1 | 1 | 1 | 1 | 1 | [15 empty] | 0 | 0 | 0 | 0 | 0 | NA | NA | NA | NA | NA | [5 empty] | NA | NA | NA | NA | NA | 0 | 0 | 0 | 0 | 0 | [10 empty] | NA | NA | NA | NA | NA
Molendinar | F916 | Molendinar |  | Surfers Paradise |  | NA | 1100 | 1100 | 1100 | 1100 | 1100 | 422 | 420 | 437 | 432 | 430 | 1 | 1 | 1 | 1 | 1 | [10 empty] | Urban | Urban | Urban | Urban | Urban | Yes | Yes | Yes | Yes | Yes | 1100 | 1100 | 1100 | 1100 | 1100 | [15 empty] | 21 | 21 | 21 | 21 | 21 | NA | NA | NA | NA | NA | [5 empty] | NA | NA | NA | NA | NA | 21 | 21 | 21 | 21 | 21 | [10 empty] | NA | NA | NA | NA | NA
0 | 0 | 0 |  | 0 |  | NA | 422 | 420 | 437 | 432 | 430 | 1 | 1 | 1 | 1 | 1 | 1100 | 1100 | 1100 | 1100 | 1100 | [10 empty] | 0 | 0 | 0 | 0 | 0 | Yes | Yes | Yes | Yes | Yes | 644 | 649 | 670 | 671 | 671 | [15 empty] | 0 | 0 | 0 | 0 | 0 | NA | NA | NA | NA | NA | [5 empty] | NA | NA | NA | NA | NA | 0 | 0 | 0 | 0 | 0 | [10 empty] | NA | NA | NA | NA | NA
0 | 0 | 0 |  | 0 |  | NA | 1 | 1 | 1 | 1 | 1 | 1100 | 1100 | 1100 | 1100 | 1100 | 644 | 649 | 670 | 671 | 671 | [10 empty] | 0 | 0 | 0 | 0 | 0 | Yes | Yes | Yes | Yes | Yes | 1250 | 1250 | 1250 | 1250 | 1250 | [15 empty] | 0 | 0 | 0 | 0 | 0 | NA | NA | NA | NA | NA | [5 empty] | NA | NA | NA | NA | NA | 0 | 0 | 0 | 0 | 0 | [10 empty] | NA | NA | NA | NA | NA
0 | 0 | 0 |  | 0 |  | NA | 1100 | 1100 | 1100 | 1100 | 1100 | 644 | 649 | 670 | 671 | 671 | 1250 | 1250 | 1250 | 1250 | 1250 | [10 empty] | 0 | 0 | 0 | 0 | 0 | Yes | Yes | Yes | Yes | Yes | 42 | 43 | 38 | 39 | 40 | [15 empty] | 0 | 0 | 0 | 0 | 0 | NA | NA | NA | NA | NA | [5 empty] | NA | NA | NA | NA | NA | 0 | 0 | 0 | 0 | 0 | [10 empty] | NA | NA | NA | NA | NA
0 | 0 | 0 |  | 0 |  | NA | 644 | 649 | 670 | 671 | 671 | 1250 | 1250 | 1250 | 1250 | 1250 | 42 | 43 | 38 | 39 | 40 | [10 empty] | 0 | 0 | 0 | 0 | 0 | Yes | Yes | Yes | Yes | Yes | 0.85 | 0.82 | 0.99 | 0.99 | 0.98 | [15 empty] | 0 | 0 | 0 | 0 | 0 | NA | NA | NA | NA | NA | [5 empty] | NA | NA | NA | NA | NA | 0 | 0 | 0 | 0 | 0 | [10 empty] | NA | NA | NA | NA | NA
Mudgeeraba | F706 | Mudgeeraba |  | Nerang |  | NA | 1250 | 1250 | 1250 | 1250 | 1250 | 42 | 43 | 38 | 39 | 40 | 0.85 | 0.82 | 0.99 | 0.99 | 0.98 | [10 empty] | Urban | Urban | Urban | Urban | Urban | Yes | Yes | Yes | Yes | Yes | 1250 | 1250 | 1250 | 1250 | 1250 | [15 empty] | 21 | 21 | 21 | 21 | 21 | NA | NA | NA | NA | NA | [5 empty] | NA | NA | NA | NA | NA | 21 | 21 | 21 | 21 | 21 | [10 empty] | NA | NA | NA | NA | NA
0 | 0 | 0 |  | 0 |  | NA | 42 | 43 | 38 | 39 | 40 | 0.85 | 0.82 | 0.99 | 0.99 | 0.98 | 1250 | 1250 | 1250 | 1250 | 1250 | [10 empty] | 0 | 0 | 0 | 0 | 0 | Yes | Yes | Yes | Yes | Yes | 214 | 214 | 215 | 215 | 214 | [15 empty] | 0 | 0 | 0 | 0 | 0 | NA | NA | NA | NA | NA | [5 empty] | NA | NA | NA | NA | NA | 0 | 0 | 0 | 0 | 0 | [10 empty] | NA | NA | NA | NA | NA
0 | 0 | 0 |  | 0 |  | NA | 0.85 | 0.82 | 0.99 | 0.99 | 0.98 | 1250 | 1250 | 1250 | 1250 | 1250 | 214 | 214 | 215 | 215 | 214 | [10 empty] | 0 | 0 | 0 | 0 | 0 | Yes | Yes | Yes | Yes | Yes | 1267 | 1267 | 1267 | 1267 | 1267 | [15 empty] | 0 | 0 | 0 | 0 | 0 | NA | NA | NA | NA | NA | [5 empty] | NA | NA | NA | NA | NA | 0 | 0 | 0 | 0 | 0 | [10 empty] | NA | NA | NA | NA | NA
0 | 0 | 0 |  | 0 |  | NA | 1250 | 1250 | 1250 | 1250 | 1250 | 214 | 214 | 215 | 215 | 214 | 1267 | 1267 | 1267 | 1267 | 1267 | [10 empty] | 0 | 0 | 0 | 0 | 0 | Yes | Yes | Yes | Yes | Yes | 422 | 425 | 430 | 431 | 433 | [15 empty] | 0 | 0 | 0 | 0 | 0 | NA | NA | NA | NA | NA | [5 empty] | NA | NA | NA | NA | NA | 0 | 0 | 0 | 0 | 0 | [10 empty] | NA | NA | NA | NA | NA
0 | 0 | 0 |  | 0 |  | NA | 214 | 214 | 215 | 215 | 214 | 1267 | 1267 | 1267 | 1267 | 1267 | 422 | 425 | 430 | 431 | 433 | [10 empty] | 0 | 0 | 0 | 0 | 0 | Yes | Yes | Yes | Yes | Yes | 0.98 | 0.98 | 0.98 | 0.98 | 0.98 | [15 empty] | 0 | 0 | 0 | 0 | 0 | NA | NA | NA | NA | NA | [5 empty] | NA | NA | NA | NA | NA | 0 | 0 | 0 | 0 | 0 | [10 empty] | NA | NA | NA | NA | NA
Mudgeeraba | F754 | Mudgeeraba |  | Burleigh Heads |  | NA | 1267 | 1267 | 1267 | 1267 | 1267 | 422 | 425 | 430 | 431 | 433 | 0.98 | 0.98 | 0.98 | 0.98 | 0.98 | [10 empty] | Urban | Urban | Urban | Urban | Urban | Yes | Yes | Yes | Yes | Yes | 1267 | 1267 | 1267 | 1267 | 1267 | [15 empty] | 21 | 21 | 21 | 21 | 21 | NA | NA | NA | NA | NA | [5 empty] | NA | NA | NA | NA | NA | 21 | 21 | 21 | 21 | 21 | [10 empty] | NA | NA | NA | NA | NA
0 | 0 | 0 |  | 0 |  | NA | 422 | 425 | 430 | 431 | 433 | 0.98 | 0.98 | 0.98 | 0.98 | 0.98 | 1267 | 1267 | 1267 | 1267 | 1267 | [10 empty] | 0 | 0 | 0 | 0 | 0 | Yes | Yes | Yes | Yes | Yes | 838 | 841 | 850 | 854 | 855 | [15 empty] | 0 | 0 | 0 | 0 | 0 | NA | NA | NA | NA | NA | [5 empty] | NA | NA | NA | NA | NA | 0 | 0 | 0 | 0 | 0 | [10 empty] | NA | NA | NA | NA | NA
0 | 0 | 0 |  | 0 |  | NA | 0.98 | 0.98 | 0.98 | 0.98 | 0.98 | 1267 | 1267 | 1267 | 1267 | 1267 | 838 | 841 | 850 | 854 | 855 | [10 empty] | 0 | 0 | 0 | 0 | 0 | Yes | Yes | Yes | Yes | Yes | 1267 | 1267 | 1267 | 1267 | 1267 | [15 empty] | 0 | 0 | 0 | 0 | 0 | NA | NA | NA | NA | NA | [5 empty] | NA | NA | NA | NA | NA | 0 | 0 | 0 | 0 | 0 | [10 empty] | NA | NA | NA | NA | NA
0 | 0 | 0 |  | 0 |  | NA | 1267 | 1267 | 1267 | 1267 | 1267 | 838 | 841 | 850 | 854 | 855 | 1267 | 1267 | 1267 | 1267 | 1267 | [10 empty] | 0 | 0 | 0 | 0 | 0 | Yes | Yes | Yes | Yes | Yes | 423 | 426 | 431 | 432 | 433 | [15 empty] | 0 | 0 | 0 | 0 | 0 | NA | NA | NA | NA | NA | [5 empty] | NA | NA | NA | NA | NA | 0 | 0 | 0 | 0 | 0 | [10 empty] | NA | NA | NA | NA | NA
0 | 0 | 0 |  | 0 |  | NA | 838 | 841 | 850 | 854 | 855 | 1267 | 1267 | 1267 | 1267 | 1267 | 423 | 426 | 431 | 432 | 433 | [10 empty] | 0 | 0 | 0 | 0 | 0 | Yes | Yes | Yes | Yes | Yes | 0.98 | 0.98 | 0.98 | 0.98 | 0.98 | [15 empty] | 0 | 0 | 0 | 0 | 0 | NA | NA | NA | NA | NA | [5 empty] | NA | NA | NA | NA | NA | 0 | 0 | 0 | 0 | 0 | [10 empty] | NA | NA | NA | NA | NA
Mudgeeraba | F755 | Mudgeeraba |  | Burleigh Heads |  | NA | 1267 | 1267 | 1267 | 1267 | 1267 | 423 | 426 | 431 | 432 | 433 | 0.98 | 0.98 | 0.98 | 0.98 | 0.98 | [10 empty] | Urban | Urban | Urban | Urban | Urban | Yes | Yes | Yes | Yes | Yes | 1267 | 1267 | 1267 | 1267 | 1267 | [15 empty] | 21 | 21 | 21 | 21 | 21 | NA | NA | NA | NA | NA | [5 empty] | NA | NA | NA | NA | NA | 21 | 21 | 21 | 21 | 21 | [10 empty] | NA | NA | NA | NA | NA
0 | 0 | 0 |  | 0 |  | NA | 423 | 426 | 431 | 432 | 433 | 0.98 | 0.98 | 0.98 | 0.98 | 0.98 | 1267 | 1267 | 1267 | 1267 | 1267 | [10 empty] | 0 | 0 | 0 | 0 | 0 | Yes | Yes | Yes | Yes | Yes | 838 | 841 | 850 | 854 | 855 | [15 empty] | 0 | 0 | 0 | 0 | 0 | NA | NA | NA | NA | NA | [5 empty] | NA | NA | NA | NA | NA | 0 | 0 | 0 | 0 | 0 | [10 empty] | NA | NA | NA | NA | NA
0 | 0 | 0 |  | 0 |  | NA | 0.98 | 0.98 | 0.98 | 0.98 | 0.98 | 1267 | 1267 | 1267 | 1267 | 1267 | 838 | 841 | 850 | 854 | 855 | [10 empty] | 0 | 0 | 0 | 0 | 0 | Yes | Yes | Yes | Yes | Yes | 1412 | 1412 | 1412 | 1412 | 1412 | [15 empty] | 0 | 0 | 0 | 0 | 0 | NA | NA | NA | NA | NA | [5 empty] | NA | NA | NA | NA | NA | 0 | 0 | 0 | 0 | 0 | [10 empty] | NA | NA | NA | NA | NA
0 | 0 | 0 |  | 0 |  | NA | 1267 | 1267 | 1267 | 1267 | 1267 | 838 | 841 | 850 | 854 | 855 | 1412 | 1412 | 1412 | 1412 | 1412 | [10 empty] | 0 | 0 | 0 | 0 | 0 | Yes | Yes | Yes | Yes | Yes | 100 | 100 | 105 | 105 | 106 | [15 empty] | 0 | 0 | 0 | 0 | 0 | NA | NA | NA | NA | NA | [5 empty] | NA | NA | NA | NA | NA | 0 | 0 | 0 | 0 | 0 | [10 empty] | NA | NA | NA | NA | NA
0 | 0 | 0 |  | 0 |  | NA | 838 | 841 | 850 | 854 | 855 | 1412 | 1412 | 1412 | 1412 | 1412 | 100 | 100 | 105 | 105 | 106 | [10 empty] | 0 | 0 | 0 | 0 | 0 | Yes | Yes | Yes | Yes | Yes | 0.94 | 0.94 | 0.99 | 1 | 1 | [15 empty] | 0 | 0 | 0 | 0 | 0 | NA | NA | NA | NA | NA | [5 empty] | NA | NA | NA | NA | NA | 0 | 0 | 0 | 0 | 0 | [10 empty] | NA | NA | NA | NA | NA
Mudgeeraba | F779 | Mudgeeraba |  | Merrimac |  | NA | 1412 | 1412 | 1412 | 1412 | 1412 | 100 | 100 | 105 | 105 | 106 | 0.94 | 0.94 | 0.99 | 1 | 1 | [10 empty] | Urban | Urban | Urban | Urban | Urban | Yes | Yes | Yes | Yes | Yes | 1412 | 1412 | 1412 | 1412 | 1412 | [15 empty] | 21 | 21 | 21 | 21 | 21 | NA | NA | NA | NA | NA | [5 empty] | NA | NA | NA | NA | NA | 21 | 21 | 21 | 21 | 21 | [10 empty] | NA | NA | NA | NA | NA
0 | 0 | 0 |  | 0 |  | NA | 100 | 100 | 105 | 105 | 106 | 0.94 | 0.94 | 0.99 | 1 | 1 | 1412 | 1412 | 1412 | 1412 | 1412 | [10 empty] | 0 | 0 | 0 | 0 | 0 | Yes | Yes | Yes | Yes | Yes | 291 | 292 | 307 | 307 | 306 | [15 empty] | 0 | 0 | 0 | 0 | 0 | NA | NA | NA | NA | NA | [5 empty] | NA | NA | NA | NA | NA | 0 | 0 | 0 | 0 | 0 | [10 empty] | NA | NA | NA | NA | NA
0 | 0 | 0 |  | 0 |  | NA | 0.94 | 0.94 | 0.99 | 1 | 1 | 1412 | 1412 | 1412 | 1412 | 1412 | 291 | 292 | 307 | 307 | 306 | [10 empty] | 0 | 0 | 0 | 0 | 0 | Yes | Yes | Yes | Yes | Yes | 1412 | 1412 | 1412 | 1412 | 1412 | [15 empty] | 0 | 0 | 0 | 0 | 0 | NA | NA | NA | NA | NA | [5 empty] | NA | NA | NA | NA | NA | 0 | 0 | 0 | 0 | 0 | [10 empty] | NA | NA | NA | NA | NA
0 | 0 | 0 |  | 0 |  | NA | 1412 | 1412 | 1412 | 1412 | 1412 | 291 | 292 | 307 | 307 | 306 | 1412 | 1412 | 1412 | 1412 | 1412 | [10 empty] | 0 | 0 | 0 | 0 | 0 | Yes | Yes | Yes | Yes | Yes | 100 | 100 | 105 | 105 | 106 | [15 empty] | 0 | 0 | 0 | 0 | 0 | NA | NA | NA | NA | NA | [5 empty] | NA | NA | NA | NA | NA | 0 | 0 | 0 | 0 | 0 | [10 empty] | NA | NA | NA | NA | NA
0 | 0 | 0 |  | 0 |  | NA | 291 | 292 | 307 | 307 | 306 | 1412 | 1412 | 1412 | 1412 | 1412 | 100 | 100 | 105 | 105 | 106 | [10 empty] | 0 | 0 | 0 | 0 | 0 | Yes | Yes | Yes | Yes | Yes | 0.94 | 0.94 | 0.99 | 1 | 1 | [15 empty] | 0 | 0 | 0 | 0 | 0 | NA | NA | NA | NA | NA | [5 empty] | NA | NA | NA | NA | NA | 0 | 0 | 0 | 0 | 0 | [10 empty] | NA | NA | NA | NA | NA
Mudgeeraba | F780 | Mudgeeraba |  | Merrimac |  | NA | 1412 | 1412 | 1412 | 1412 | 1412 | 100 | 100 | 105 | 105 | 106 | 0.94 | 0.94 | 0.99 | 1 | 1 | [10 empty] | Urban | Urban | Urban | Urban | Urban | Yes | Yes | Yes | Yes | Yes | 1412 | 1412 | 1412 | 1412 | 1412 | [15 empty] | 21 | 21 | 21 | 21 | 21 | NA | NA | NA | NA | NA | [5 empty] | NA | NA | NA | NA | NA | 21 | 21 | 21 | 21 | 21 | [10 empty] | NA | NA | NA | NA | NA
0 | 0 | 0 |  | 0 |  | NA | 100 | 100 | 105 | 105 | 106 | 0.94 | 0.94 | 0.99 | 1 | 1 | 1412 | 1412 | 1412 | 1412 | 1412 | [10 empty] | 0 | 0 | 0 | 0 | 0 | Yes | Yes | Yes | Yes | Yes | 291 | 292 | 307 | 307 | 306 | [15 empty] | 0 | 0 | 0 | 0 | 0 | NA | NA | NA | NA | NA | [5 empty] | NA | NA | NA | NA | NA | 0 | 0 | 0 | 0 | 0 | [10 empty] | NA | NA | NA | NA | NA
0 | 0 | 0 |  | 0 |  | NA | 0.94 | 0.94 | 0.99 | 1 | 1 | 1412 | 1412 | 1412 | 1412 | 1412 | 291 | 292 | 307 | 307 | 306 | [10 empty] | 0 | 0 | 0 | 0 | 0 | Yes | Yes | Yes | Yes | Yes | 1412 | 1412 | 1412 | 1412 | 1412 | [15 empty] | 0 | 0 | 0 | 0 | 0 | NA | NA | NA | NA | NA | [5 empty] | NA | NA | NA | NA | NA | 0 | 0 | 0 | 0 | 0 | [10 empty] | NA | NA | NA | NA | NA
0 | 0 | 0 |  | 0 |  | NA | 1412 | 1412 | 1412 | 1412 | 1412 | 291 | 292 | 307 | 307 | 306 | 1412 | 1412 | 1412 | 1412 | 1412 | [10 empty] | 0 | 0 | 0 | 0 | 0 | Yes | Yes | Yes | Yes | Yes | 133 | 133 | 138 | 139 | 140 | [15 empty] | 0 | 0 | 0 | 0 | 0 | NA | NA | NA | NA | NA | [5 empty] | NA | NA | NA | NA | NA | 0 | 0 | 0 | 0 | 0 | [10 empty] | NA | NA | NA | NA | NA
0 | 0 | 0 |  | 0 |  | NA | 291 | 292 | 307 | 307 | 306 | 1412 | 1412 | 1412 | 1412 | 1412 | 133 | 133 | 138 | 139 | 140 | [10 empty] | 0 | 0 | 0 | 0 | 0 | Yes | Yes | Yes | Yes | Yes | 1 | 0.98 | 0.99 | 0.98 | 0.98 | [15 empty] | 0 | 0 | 0 | 0 | 0 | NA | NA | NA | NA | NA | [5 empty] | NA | NA | NA | NA | NA | 0 | 0 | 0 | 0 | 0 | [10 empty] | NA | NA | NA | NA | NA
Mudgeeraba | F794 | Mudgeeraba |  | Robina |  | NA | 1412 | 1412 | 1412 | 1412 | 1412 | 133 | 133 | 138 | 139 | 140 | 1 | 0.98 | 0.99 | 0.98 | 0.98 | [10 empty] | Urban | Urban | Urban | Urban | Urban | Yes | Yes | Yes | Yes | Yes | 1412 | 1412 | 1412 | 1412 | 1412 | [15 empty] | 21 | 21 | 21 | 21 | 21 | NA | NA | NA | NA | NA | [5 empty] | NA | NA | NA | NA | NA | 21 | 21 | 21 | 21 | 21 | [10 empty] | NA | NA | NA | NA | NA
0 | 0 | 0 |  | 0 |  | NA | 133 | 133 | 138 | 139 | 140 | 1 | 0.98 | 0.99 | 0.98 | 0.98 | 1412 | 1412 | 1412 | 1412 | 1412 | [10 empty] | 0 | 0 | 0 | 0 | 0 | Yes | Yes | Yes | Yes | Yes | 232 | 233 | 238 | 239 | 240 | [15 empty] | 0 | 0 | 0 | 0 | 0 | NA | NA | NA | NA | NA | [5 empty] | NA | NA | NA | NA | NA | 0 | 0 | 0 | 0 | 0 | [10 empty] | NA | NA | NA | NA | NA
0 | 0 | 0 |  | 0 |  | NA | 1 | 0.98 | 0.99 | 0.98 | 0.98 | 1412 | 1412 | 1412 | 1412 | 1412 | 232 | 233 | 238 | 239 | 240 | [10 empty] | 0 | 0 | 0 | 0 | 0 | Yes | Yes | Yes | Yes | Yes | 574 | 574 | 574 | 574 | 574 | [15 empty] | 0 | 0 | 0 | 0 | 0 | NA | NA | NA | NA | NA | [5 empty] | NA | NA | NA | NA | NA | 0 | 0 | 0 | 0 | 0 | [10 empty] | NA | NA | NA | NA | NA
0 | 0 | 0 |  | 0 |  | NA | 1412 | 1412 | 1412 | 1412 | 1412 | 232 | 233 | 238 | 239 | 240 | 574 | 574 | 574 | 574 | 574 | [10 empty] | 0 | 0 | 0 | 0 | 0 | Yes | Yes | Yes | Yes | Yes | 81 | 80 | 73 | 69 | 68 | [15 empty] | 0 | 0 | 0 | 0 | 0 | NA | NA | NA | NA | NA | [5 empty] | NA | NA | NA | NA | NA | 0 | 0 | 0 | 0 | 0 | [10 empty] | NA | NA | NA | NA | NA
0 | 0 | 0 |  | 0 |  | NA | 232 | 233 | 238 | 239 | 240 | 574 | 574 | 574 | 574 | 574 | 81 | 80 | 73 | 69 | 68 | [10 empty] | 0 | 0 | 0 | 0 | 0 | Yes | Yes | Yes | Yes | Yes | 0.97 | 0.96 | 0.94 | 0.97 | 0.97 | [15 empty] | 0 | 0 | 0 | 0 | 0 | NA | NA | NA | NA | NA | [5 empty] | NA | NA | NA | NA | NA | 0 | 0 | 0 | 0 | 0 | [10 empty] | NA | NA | NA | NA | NA
Mudgeeraba | F826 | Broadbeach |  | Surfers Paradise |  | NA | 574 | 574 | 574 | 574 | 574 | 81 | 80 | 73 | 69 | 68 | 0.97 | 0.96 | 0.94 | 0.97 | 0.97 | [10 empty] | Urban | Urban | Urban | Urban | Urban | Yes | Yes | Yes | Yes | Yes | 574 | 574 | 574 | 574 | 574 | [15 empty] | 21 | 21 | 21 | 21 | 21 | NA | NA | NA | NA | NA | [5 empty] | NA | NA | NA | NA | NA | 21 | 21 | 21 | 21 | 21 | [10 empty] | NA | NA | NA | NA | NA
0 | 0 | 0 |  | 0 |  | NA | 81 | 80 | 73 | 69 | 68 | 0.97 | 0.96 | 0.94 | 0.97 | 0.97 | 574 | 574 | 574 | 574 | 574 | [10 empty] | 0 | 0 | 0 | 0 | 0 | Yes | Yes | Yes | Yes | Yes | 196 | 198 | 193 | 193 | 192 | [15 empty] | 0 | 0 | 0 | 0 | 0 | NA | NA | NA | NA | NA | [5 empty] | NA | NA | NA | NA | NA | 0 | 0 | 0 | 0 | 0 | [10 empty] | NA | NA | NA | NA | NA
0 | 0 | 0 |  | 0 |  | NA | 0.97 | 0.96 | 0.94 | 0.97 | 0.97 | 574 | 574 | 574 | 574 | 574 | 196 | 198 | 193 | 193 | 192 | [10 empty] | 0 | 0 | 0 | 0 | 0 | Yes | Yes | Yes | Yes | Yes | 574 | 574 | 574 | 574 | 574 | [15 empty] | 0 | 0 | 0 | 0 | 0 | NA | NA | NA | NA | NA | [5 empty] | NA | NA | NA | NA | NA | 0 | 0 | 0 | 0 | 0 | [10 empty] | NA | NA | NA | NA | NA
0 | 0 | 0 |  | 0 |  | NA | 574 | 574 | 574 | 574 | 574 | 196 | 198 | 193 | 193 | 192 | 574 | 574 | 574 | 574 | 574 | [10 empty] | 0 | 0 | 0 | 0 | 0 | Yes | Yes | Yes | Yes | Yes | 81 | 80 | 73 | 69 | 67 | [15 empty] | 0 | 0 | 0 | 0 | 0 | NA | NA | NA | NA | NA | [5 empty] | NA | NA | NA | NA | NA | 0 | 0 | 0 | 0 | 0 | [10 empty] | NA | NA | NA | NA | NA
0 | 0 | 0 |  | 0 |  | NA | 196 | 198 | 193 | 193 | 192 | 574 | 574 | 574 | 574 | 574 | 81 | 80 | 73 | 69 | 67 | [10 empty] | 0 | 0 | 0 | 0 | 0 | Yes | Yes | Yes | Yes | Yes | 0.97 | 0.96 | 0.94 | 0.97 | 0.97 | [15 empty] | 0 | 0 | 0 | 0 | 0 | NA | NA | NA | NA | NA | [5 empty] | NA | NA | NA | NA | NA | 0 | 0 | 0 | 0 | 0 | [10 empty] | NA | NA | NA | NA | NA
Mudgeeraba | F827 | Broadbeach |  | Surfers Paradise |  | NA | 574 | 574 | 574 | 574 | 574 | 81 | 80 | 73 | 69 | 67 | 0.97 | 0.96 | 0.94 | 0.97 | 0.97 | [10 empty] | Urban | Urban | Urban | Urban | Urban | Yes | Yes | Yes | Yes | Yes | 574 | 574 | 574 | 574 | 574 | [15 empty] | 21 | 21 | 21 | 21 | 21 | NA | NA | NA | NA | NA | [5 empty] | NA | NA | NA | NA | NA | 21 | 21 | 21 | 21 | 21 | [10 empty] | NA | NA | NA | NA | NA
0 | 0 | 0 |  | 0 |  | NA | 81 | 80 | 73 | 69 | 67 | 0.97 | 0.96 | 0.94 | 0.97 | 0.97 | 574 | 574 | 574 | 574 | 574 | [10 empty] | 0 | 0 | 0 | 0 | 0 | Yes | Yes | Yes | Yes | Yes | 196 | 198 | 193 | 193 | 192 | [15 empty] | 0 | 0 | 0 | 0 | 0 | NA | NA | NA | NA | NA | [5 empty] | NA | NA | NA | NA | NA | 0 | 0 | 0 | 0 | 0 | [10 empty] | NA | NA | NA | NA | NA
0 | 0 | 0 |  | 0 |  | NA | 0.97 | 0.96 | 0.94 | 0.97 | 0.97 | 574 | 574 | 574 | 574 | 574 | 196 | 198 | 193 | 193 | 192 | [10 empty] | 0 | 0 | 0 | 0 | 0 | Yes | Yes | Yes | Yes | Yes | 1347 | 1347 | 1347 | 1347 | 1347 | [15 empty] | 0 | 0 | 0 | 0 | 0 | NA | NA | NA | NA | NA | [5 empty] | NA | NA | NA | NA | NA | 0 | 0 | 0 | 0 | 0 | [10 empty] | NA | NA | NA | NA | NA
0 | 0 | 0 |  | 0 |  | NA | 574 | 574 | 574 | 574 | 574 | 196 | 198 | 193 | 193 | 192 | 1347 | 1347 | 1347 | 1347 | 1347 | [10 empty] | 0 | 0 | 0 | 0 | 0 | Yes | Yes | Yes | Yes | Yes | 65 | 65 | 65 | 65 | 65 | [15 empty] | 0 | 0 | 0 | 0 | 0 | NA | NA | NA | NA | NA | [5 empty] | NA | NA | NA | NA | NA | 0 | 0 | 0 | 0 | 0 | [10 empty] | NA | NA | NA | NA | NA
0 | 0 | 0 |  | 0 |  | NA | 196 | 198 | 193 | 193 | 192 | 1347 | 1347 | 1347 | 1347 | 1347 | 65 | 65 | 65 | 65 | 65 | [10 empty] | 0 | 0 | 0 | 0 | 0 | Yes | Yes | Yes | Yes | Yes | 1 | 1 | 1 | 1 | 1 | [15 empty] | 0 | 0 | 0 | 0 | 0 | NA | NA | NA | NA | NA | [5 empty] | NA | NA | NA | NA | NA | 0 | 0 | 0 | 0 | 0 | [10 empty] | NA | NA | NA | NA | NA
Mudgeeraba | F838 | Mudgeeraba |  | Varsity Lakes |  | NA | 1347 | 1347 | 1347 | 1347 | 1347 | 65 | 65 | 65 | 65 | 65 | 1 | 1 | 1 | 1 | 1 | [10 empty] | Urban | Urban | Urban | Urban | Urban | Yes | Yes | Yes | Yes | Yes | 1347 | 1347 | 1347 | 1347 | 1347 | [15 empty] | 21 | 21 | 21 | 21 | 21 | NA | NA | NA | NA | NA | [5 empty] | NA | NA | NA | NA | NA | 21 | 21 | 21 | 21 | 21 | [10 empty] | NA | NA | NA | NA | NA
0 | 0 | 0 |  | 0 |  | NA | 65 | 65 | 65 | 65 | 65 | 1 | 1 | 1 | 1 | 1 | 1347 | 1347 | 1347 | 1347 | 1347 | [10 empty] | 0 | 0 | 0 | 0 | 0 | Yes | Yes | Yes | Yes | Yes | 127 | 127 | 127 | 126 | 126 | [15 empty] | 0 | 0 | 0 | 0 | 0 | NA | NA | NA | NA | NA | [5 empty] | NA | NA | NA | NA | NA | 0 | 0 | 0 | 0 | 0 | [10 empty] | NA | NA | NA | NA | NA
0 | 0 | 0 |  | 0 |  | NA | 1 | 1 | 1 | 1 | 1 | 1347 | 1347 | 1347 | 1347 | 1347 | 127 | 127 | 127 | 126 | 126 | [10 empty] | 0 | 0 | 0 | 0 | 0 | Yes | Yes | Yes | Yes | Yes | 1347 | 1347 | 1347 | 1347 | 1347 | [15 empty] | 0 | 0 | 0 | 0 | 0 | NA | NA | NA | NA | NA | [5 empty] | NA | NA | NA | NA | NA | 0 | 0 | 0 | 0 | 0 | [10 empty] | NA | NA | NA | NA | NA
0 | 0 | 0 |  | 0 |  | NA | 1347 | 1347 | 1347 | 1347 | 1347 | 127 | 127 | 127 | 126 | 126 | 1347 | 1347 | 1347 | 1347 | 1347 | [10 empty] | 0 | 0 | 0 | 0 | 0 | Yes | Yes | Yes | Yes | Yes | 65 | 65 | 65 | 65 | 65 | [15 empty] | 0 | 0 | 0 | 0 | 0 | NA | NA | NA | NA | NA | [5 empty] | NA | NA | NA | NA | NA | 0 | 0 | 0 | 0 | 0 | [10 empty] | NA | NA | NA | NA | NA
0 | 0 | 0 |  | 0 |  | NA | 127 | 127 | 127 | 126 | 126 | 1347 | 1347 | 1347 | 1347 | 1347 | 65 | 65 | 65 | 65 | 65 | [10 empty] | 0 | 0 | 0 | 0 | 0 | Yes | Yes | Yes | Yes | Yes | 1 | 1 | 1 | 1 | 1 | [15 empty] | 0 | 0 | 0 | 0 | 0 | NA | NA | NA | NA | NA | [5 empty] | NA | NA | NA | NA | NA | 0 | 0 | 0 | 0 | 0 | [10 empty] | NA | NA | NA | NA | NA
Mudgeeraba | F839 | Mudgeeraba |  | Varsity Lakes |  | NA | 1347 | 1347 | 1347 | 1347 | 1347 | 65 | 65 | 65 | 65 | 65 | 1 | 1 | 1 | 1 | 1 | [10 empty] | Urban | Urban | Urban | Urban | Urban | Yes | Yes | Yes | Yes | Yes | 1347 | 1347 | 1347 | 1347 | 1347 | [15 empty] | 21 | 21 | 21 | 21 | 21 | NA | NA | NA | NA | NA | [5 empty] | NA | NA | NA | NA | NA | 21 | 21 | 21 | 21 | 21 | [10 empty] | NA | NA | NA | NA | NA
0 | 0 | 0 |  | 0 |  | NA | 65 | 65 | 65 | 65 | 65 | 1 | 1 | 1 | 1 | 1 | 1347 | 1347 | 1347 | 1347 | 1347 | [10 empty] | 0 | 0 | 0 | 0 | 0 | Yes | Yes | Yes | Yes | Yes | 127 | 127 | 127 | 126 | 126 | [15 empty] | 0 | 0 | 0 | 0 | 0 | NA | NA | NA | NA | NA | [5 empty] | NA | NA | NA | NA | NA | 0 | 0 | 0 | 0 | 0 | [10 empty] | NA | NA | NA | NA | NA
0 | 0 | 0 |  | 0 |  | NA | 1 | 1 | 1 | 1 | 1 | 1347 | 1347 | 1347 | 1347 | 1347 | 127 | 127 | 127 | 126 | 126 | [10 empty] | 0 | 0 | 0 | 0 | 0 | Yes | Yes | Yes | Yes | Yes | 1286 | 1286 | 1286 | 1286 | 1286 | [15 empty] | 0 | 0 | 0 | 0 | 0 | NA | NA | NA | NA | NA | [5 empty] | NA | NA | NA | NA | NA | 0 | 0 | 0 | 0 | 0 | [10 empty] | NA | NA | NA | NA | NA
0 | 0 | 0 |  | 0 |  | NA | 1347 | 1347 | 1347 | 1347 | 1347 | 127 | 127 | 127 | 126 | 126 | 1286 | 1286 | 1286 | 1286 | 1286 | [10 empty] | 0 | 0 | 0 | 0 | 0 | Yes | Yes | Yes | Yes | Yes | 56 | 58 | 54 | 55 | 57 | [15 empty] | 0 | 0 | 0 | 0 | 0 | NA | NA | NA | NA | NA | [5 empty] | NA | NA | NA | NA | NA | 0 | 0 | 0 | 0 | 0 | [10 empty] | NA | NA | NA | NA | NA
0 | 0 | 0 |  | 0 |  | NA | 127 | 127 | 127 | 126 | 126 | 1286 | 1286 | 1286 | 1286 | 1286 | 56 | 58 | 54 | 55 | 57 | [10 empty] | 0 | 0 | 0 | 0 | 0 | Yes | Yes | Yes | Yes | Yes | 0.75 | 0.73 | 0.93 | 0.93 | 0.91 | [15 empty] | 0 | 0 | 0 | 0 | 0 | NA | NA | NA | NA | NA | [5 empty] | NA | NA | NA | NA | NA | 0 | 0 | 0 | 0 | 0 | [10 empty] | NA | NA | NA | NA | NA
Mudgeeraba | F918 | Merrimac |  | Broadbeach |  | NA | 1286 | 1286 | 1286 | 1286 | 1286 | 56 | 58 | 54 | 55 | 57 | 0.75 | 0.73 | 0.93 | 0.93 | 0.91 | [10 empty] | Urban | Urban | Urban | Urban | Urban | Yes | Yes | Yes | Yes | Yes | 1286 | 1286 | 1286 | 1286 | 1286 | [15 empty] | 21 | 21 | 21 | 21 | 21 | NA | NA | NA | NA | NA | [5 empty] | NA | NA | NA | NA | NA | 21 | 21 | 21 | 21 | 21 | [10 empty] | NA | NA | NA | NA | NA
0 | 0 | 0 |  | 0 |  | NA | 56 | 58 | 54 | 55 | 57 | 0.75 | 0.73 | 0.93 | 0.93 | 0.91 | 1286 | 1286 | 1286 | 1286 | 1286 | [10 empty] | 0 | 0 | 0 | 0 | 0 | Yes | Yes | Yes | Yes | Yes | 238 | 239 | 253 | 254 | 253 | [15 empty] | 0 | 0 | 0 | 0 | 0 | NA | NA | NA | NA | NA | [5 empty] | NA | NA | NA | NA | NA | 0 | 0 | 0 | 0 | 0 | [10 empty] | NA | NA | NA | NA | NA
0 | 0 | 0 |  | 0 |  | NA | 0.75 | 0.73 | 0.93 | 0.93 | 0.91 | 1286 | 1286 | 1286 | 1286 | 1286 | 238 | 239 | 253 | 254 | 253 | [10 empty] | 0 | 0 | 0 | 0 | 0 | Yes | Yes | Yes | Yes | Yes | 1286 | 1286 | 1286 | 1286 | 1286 | [15 empty] | 0 | 0 | 0 | 0 | 0 | NA | NA | NA | NA | NA | [5 empty] | NA | NA | NA | NA | NA | 0 | 0 | 0 | 0 | 0 | [10 empty] | NA | NA | NA | NA | NA
0 | 0 | 0 |  | 0 |  | NA | 1286 | 1286 | 1286 | 1286 | 1286 | 238 | 239 | 253 | 254 | 253 | 1286 | 1286 | 1286 | 1286 | 1286 | [10 empty] | 0 | 0 | 0 | 0 | 0 | Yes | Yes | Yes | Yes | Yes | 56 | 58 | 54 | 55 | 57 | [15 empty] | 0 | 0 | 0 | 0 | 0 | NA | NA | NA | NA | NA | [5 empty] | NA | NA | NA | NA | NA | 0 | 0 | 0 | 0 | 0 | [10 empty] | NA | NA | NA | NA | NA
0 | 0 | 0 |  | 0 |  | NA | 238 | 239 | 253 | 254 | 253 | 1286 | 1286 | 1286 | 1286 | 1286 | 56 | 58 | 54 | 55 | 57 | [10 empty] | 0 | 0 | 0 | 0 | 0 | Yes | Yes | Yes | Yes | Yes | 0.75 | 0.73 | 0.93 | 0.93 | 0.91 | [15 empty] | 0 | 0 | 0 | 0 | 0 | NA | NA | NA | NA | NA | [5 empty] | NA | NA | NA | NA | NA | 0 | 0 | 0 | 0 | 0 | [10 empty] | NA | NA | NA | NA | NA
Mudgeeraba | F919 | Merrimac |  | Broadbeach |  | NA | 1286 | 1286 | 1286 | 1286 | 1286 | 56 | 58 | 54 | 55 | 57 | 0.75 | 0.73 | 0.93 | 0.93 | 0.91 | [10 empty] | Urban | Urban | Urban | Urban | Urban | Yes | Yes | Yes | Yes | Yes | 1286 | 1286 | 1286 | 1286 | 1286 | [15 empty] | 21 | 21 | 21 | 21 | 21 | NA | NA | NA | NA | NA | [5 empty] | NA | NA | NA | NA | NA | 21 | 21 | 21 | 21 | 21 | [10 empty] | NA | NA | NA | NA | NA
0 | 0 | 0 |  | 0 |  | NA | 56 | 58 | 54 | 55 | 57 | 0.75 | 0.73 | 0.93 | 0.93 | 0.91 | 1286 | 1286 | 1286 | 1286 | 1286 | [10 empty] | 0 | 0 | 0 | 0 | 0 | Yes | Yes | Yes | Yes | Yes | 238 | 239 | 253 | 254 | 253 | [15 empty] | 0 | 0 | 0 | 0 | 0 | NA | NA | NA | NA | NA | [5 empty] | NA | NA | NA | NA | NA | 0 | 0 | 0 | 0 | 0 | [10 empty] | NA | NA | NA | NA | NA
0 | 0 | 0 |  | 0 |  | NA | 0.75 | 0.73 | 0.93 | 0.93 | 0.91 | 1286 | 1286 | 1286 | 1286 | 1286 | 238 | 239 | 253 | 254 | 253 | [10 empty] | 0 | 0 | 0 | 0 | 0 | Yes | Yes | Yes | Yes | Yes | 1364 | 1364 | 1364 | 1364 | 1364 | [15 empty] | 0 | 0 | 0 | 0 | 0 | NA | NA | NA | NA | NA | [5 empty] | NA | NA | NA | NA | NA | 0 | 0 | 0 | 0 | 0 | [10 empty] | NA | NA | NA | NA | NA
0 | 0 | 0 |  | 0 |  | NA | 1286 | 1286 | 1286 | 1286 | 1286 | 238 | 239 | 253 | 254 | 253 | 1364 | 1364 | 1364 | 1364 | 1364 | [10 empty] | 0 | 0 | 0 | 0 | 0 | Yes | Yes | Yes | Yes | Yes | 314 | 348 | 365 | 372 | 373 | [15 empty] | 0 | 0 | 0 | 0 | 0 | NA | NA | NA | NA | NA | [5 empty] | NA | NA | NA | NA | NA | 0 | 0 | 0 | 0 | 0 | [10 empty] | NA | NA | NA | NA | NA
0 | 0 | 0 |  | 0 |  | NA | 238 | 239 | 253 | 254 | 253 | 1364 | 1364 | 1364 | 1364 | 1364 | 314 | 348 | 365 | 372 | 373 | [10 empty] | 0 | 0 | 0 | 0 | 0 | Yes | Yes | Yes | Yes | Yes | 0.98 | 0.98 | 0.98 | 0.98 | 0.98 | [15 empty] | 0 | 0 | 0 | 0 | 0 | NA | NA | NA | NA | NA | [5 empty] | NA | NA | NA | NA | NA | 0 | 0 | 0 | 0 | 0 | [10 empty] | NA | NA | NA | NA | NA
Murarrie | F7270 | Murarrie |  | Lytton Bulk |  | NA | 1364 | 1364 | 1364 | 1364 | 1364 | 314 | 348 | 365 | 372 | 373 | 0.98 | 0.98 | 0.98 | 0.98 | 0.98 | [10 empty] | Urban | Urban | Urban | Urban | Urban | Yes | Yes | Yes | Yes | Yes | 1364 | 1364 | 1364 | 1364 | 1364 | [15 empty] | 21 | 21 | 21 | 21 | 21 | NA | NA | NA | NA | NA | [5 empty] | NA | NA | NA | NA | NA | 21 | 21 | 21 | 21 | 21 | [10 empty] | NA | NA | NA | NA | NA
0 | 0 | 0 |  | 0 |  | NA | 314 | 348 | 365 | 372 | 373 | 0.98 | 0.98 | 0.98 | 0.98 | 0.98 | 1364 | 1364 | 1364 | 1364 | 1364 | [10 empty] | 0 | 0 | 0 | 0 | 0 | Yes | Yes | Yes | Yes | Yes | 609 | 675 | 709 | 722 | 724 | [15 empty] | 0 | 0 | 0 | 0 | 0 | NA | NA | NA | NA | NA | [5 empty] | NA | NA | NA | NA | NA | 0 | 0 | 0 | 0 | 0 | [10 empty] | NA | NA | NA | NA | NA
0 | 0 | 0 |  | 0 |  | NA | 0.98 | 0.98 | 0.98 | 0.98 | 0.98 | 1364 | 1364 | 1364 | 1364 | 1364 | 609 | 675 | 709 | 722 | 724 | [10 empty] | 0 | 0 | 0 | 0 | 0 | Yes | Yes | Yes | Yes | Yes | 1364 | 1364 | 1364 | 1364 | 1364 | [15 empty] | 0 | 0 | 0 | 0 | 0 | NA | NA | NA | NA | NA | [5 empty] | NA | NA | NA | NA | NA | 0 | 0 | 0 | 0 | 0 | [10 empty] | NA | NA | NA | NA | NA
0 | 0 | 0 |  | 0 |  | NA | 1364 | 1364 | 1364 | 1364 | 1364 | 609 | 675 | 709 | 722 | 724 | 1364 | 1364 | 1364 | 1364 | 1364 | [10 empty] | 0 | 0 | 0 | 0 | 0 | Yes | Yes | Yes | Yes | Yes | 319 | 353 | 370 | 377 | 378 | [15 empty] | 0 | 0 | 0 | 0 | 0 | NA | NA | NA | NA | NA | [5 empty] | NA | NA | NA | NA | NA | 0 | 0 | 0 | 0 | 0 | [10 empty] | NA | NA | NA | NA | NA
0 | 0 | 0 |  | 0 |  | NA | 609 | 675 | 709 | 722 | 724 | 1364 | 1364 | 1364 | 1364 | 1364 | 319 | 353 | 370 | 377 | 378 | [10 empty] | 0 | 0 | 0 | 0 | 0 | Yes | Yes | Yes | Yes | Yes | 0.98 | 0.98 | 0.98 | 0.98 | 0.98 | [15 empty] | 0 | 0 | 0 | 0 | 0 | NA | NA | NA | NA | NA | [5 empty] | NA | NA | NA | NA | NA | 0 | 0 | 0 | 0 | 0 | [10 empty] | NA | NA | NA | NA | NA
Murarrie | F7271 | Murarrie |  | Lytton Bulk |  | NA | 1364 | 1364 | 1364 | 1364 | 1364 | 319 | 353 | 370 | 377 | 378 | 0.98 | 0.98 | 0.98 | 0.98 | 0.98 | [10 empty] | Urban | Urban | Urban | Urban | Urban | Yes | Yes | Yes | Yes | Yes | 1364 | 1364 | 1364 | 1364 | 1364 | [15 empty] | 21 | 21 | 21 | 21 | 21 | NA | NA | NA | NA | NA | [5 empty] | NA | NA | NA | NA | NA | 21 | 21 | 21 | 21 | 21 | [10 empty] | NA | NA | NA | NA | NA
0 | 0 | 0 |  | 0 |  | NA | 319 | 353 | 370 | 377 | 378 | 0.98 | 0.98 | 0.98 | 0.98 | 0.98 | 1364 | 1364 | 1364 | 1364 | 1364 | [10 empty] | 0 | 0 | 0 | 0 | 0 | Yes | Yes | Yes | Yes | Yes | 609 | 675 | 708 | 722 | 724 | [15 empty] | 0 | 0 | 0 | 0 | 0 | NA | NA | NA | NA | NA | [5 empty] | NA | NA | NA | NA | NA | 0 | 0 | 0 | 0 | 0 | [10 empty] | NA | NA | NA | NA | NA
0 | 0 | 0 |  | 0 |  | NA | 0.98 | 0.98 | 0.98 | 0.98 | 0.98 | 1364 | 1364 | 1364 | 1364 | 1364 | 609 | 675 | 708 | 722 | 724 | [10 empty] | 0 | 0 | 0 | 0 | 0 | Yes | Yes | Yes | Yes | Yes | 1220 | 1220 | 1220 | 1220 | 1220 | [15 empty] | 0 | 0 | 0 | 0 | 0 | NA | NA | NA | NA | NA | [5 empty] | NA | NA | NA | NA | NA | 0 | 0 | 0 | 0 | 0 | [10 empty] | NA | NA | NA | NA | NA
0 | 0 | 0 |  | 0 |  | NA | 1364 | 1364 | 1364 | 1364 | 1364 | 609 | 675 | 708 | 722 | 724 | 1220 | 1220 | 1220 | 1220 | 1220 | [10 empty] | 0 | 0 | 0 | 0 | 0 | Yes | Yes | Yes | Yes | Yes | 177 | 181 | 185 | 218 | 242 | [15 empty] | 0 | 0 | 0 | 0 | 0 | NA | NA | NA | NA | NA | [5 empty] | NA | NA | NA | NA | NA | 0 | 0 | 0 | 0 | 0 | [10 empty] | NA | NA | NA | NA | NA
0 | 0 | 0 |  | 0 |  | NA | 609 | 675 | 708 | 722 | 724 | 1220 | 1220 | 1220 | 1220 | 1220 | 177 | 181 | 185 | 218 | 242 | [10 empty] | 0 | 0 | 0 | 0 | 0 | Yes | Yes | Yes | Yes | Yes | 0.97 | 0.97 | 0.97 | 0.97 | 1 | [15 empty] | 0 | 0 | 0 | 0 | 0 | NA | NA | NA | NA | NA | [5 empty] | NA | NA | NA | NA | NA | 0 | 0 | 0 | 0 | 0 | [10 empty] | NA | NA | NA | NA | NA
Murarrie | F7272 | Murarrie |  | Doboy |  | NA | 1220 | 1220 | 1220 | 1220 | 1220 | 177 | 181 | 185 | 218 | 242 | 0.97 | 0.97 | 0.97 | 0.97 | 1 | [10 empty] | Urban | Urban | Urban | Urban | Urban | Yes | Yes | Yes | Yes | Yes | 1220 | 1220 | 1220 | 1220 | 1220 | [15 empty] | 21 | 21 | 21 | 21 | 21 | NA | NA | NA | NA | NA | [5 empty] | NA | NA | NA | NA | NA | 21 | 21 | 21 | 21 | 21 | [10 empty] | NA | NA | NA | NA | NA
0 | 0 | 0 |  | 0 |  | NA | 177 | 181 | 185 | 218 | 242 | 0.97 | 0.97 | 0.97 | 0.97 | 1 | 1220 | 1220 | 1220 | 1220 | 1220 | [10 empty] | 0 | 0 | 0 | 0 | 0 | Yes | Yes | Yes | Yes | Yes | 258 | 263 | 269 | 319 | 355 | [15 empty] | 0 | 0 | 0 | 0 | 0 | NA | NA | NA | NA | NA | [5 empty] | NA | NA | NA | NA | NA | 0 | 0 | 0 | 0 | 0 | [10 empty] | NA | NA | NA | NA | NA
0 | 0 | 0 |  | 0 |  | NA | 0.97 | 0.97 | 0.97 | 0.97 | 1 | 1220 | 1220 | 1220 | 1220 | 1220 | 258 | 263 | 269 | 319 | 355 | [10 empty] | 0 | 0 | 0 | 0 | 0 | Yes | Yes | Yes | Yes | Yes | 1220 | 1220 | 1220 | 1220 | 1220 | [15 empty] | 0 | 0 | 0 | 0 | 0 | NA | NA | NA | NA | NA | [5 empty] | NA | NA | NA | NA | NA | 0 | 0 | 0 | 0 | 0 | [10 empty] | NA | NA | NA | NA | NA
0 | 0 | 0 |  | 0 |  | NA | 1220 | 1220 | 1220 | 1220 | 1220 | 258 | 263 | 269 | 319 | 355 | 1220 | 1220 | 1220 | 1220 | 1220 | [10 empty] | 0 | 0 | 0 | 0 | 0 | Yes | Yes | Yes | Yes | Yes | 177 | 181 | 185 | 218 | 242 | [15 empty] | 0 | 0 | 0 | 0 | 0 | NA | NA | NA | NA | NA | [5 empty] | NA | NA | NA | NA | NA | 0 | 0 | 0 | 0 | 0 | [10 empty] | NA | NA | NA | NA | NA
0 | 0 | 0 |  | 0 |  | NA | 258 | 263 | 269 | 319 | 355 | 1220 | 1220 | 1220 | 1220 | 1220 | 177 | 181 | 185 | 218 | 242 | [10 empty] | 0 | 0 | 0 | 0 | 0 | Yes | Yes | Yes | Yes | Yes | 0.97 | 0.97 | 0.97 | 0.97 | 1 | [15 empty] | 0 | 0 | 0 | 0 | 0 | NA | NA | NA | NA | NA | [5 empty] | NA | NA | NA | NA | NA | 0 | 0 | 0 | 0 | 0 | [10 empty] | NA | NA | NA | NA | NA
Murarrie | F7273 | Murarrie |  | Doboy |  | NA | 1220 | 1220 | 1220 | 1220 | 1220 | 177 | 181 | 185 | 218 | 242 | 0.97 | 0.97 | 0.97 | 0.97 | 1 | [10 empty] | Urban | Urban | Urban | Urban | Urban | Yes | Yes | Yes | Yes | Yes | 1220 | 1220 | 1220 | 1220 | 1220 | [15 empty] | 21 | 21 | 21 | 21 | 21 | NA | NA | NA | NA | NA | [5 empty] | NA | NA | NA | NA | NA | 21 | 21 | 21 | 21 | 21 | [10 empty] | NA | NA | NA | NA | NA
0 | 0 | 0 |  | 0 |  | NA | 177 | 181 | 185 | 218 | 242 | 0.97 | 0.97 | 0.97 | 0.97 | 1 | 1220 | 1220 | 1220 | 1220 | 1220 | [10 empty] | 0 | 0 | 0 | 0 | 0 | Yes | Yes | Yes | Yes | Yes | 258 | 263 | 269 | 319 | 355 | [15 empty] | 0 | 0 | 0 | 0 | 0 | NA | NA | NA | NA | NA | [5 empty] | NA | NA | NA | NA | NA | 0 | 0 | 0 | 0 | 0 | [10 empty] | NA | NA | NA | NA | NA
0 | 0 | 0 |  | 0 |  | NA | 0.97 | 0.97 | 0.97 | 0.97 | 1 | 1220 | 1220 | 1220 | 1220 | 1220 | 258 | 263 | 269 | 319 | 355 | [10 empty] | 0 | 0 | 0 | 0 | 0 | Yes | Yes | Yes | Yes | Yes | 1220 | 1220 | 1220 | 1220 | 1220 | [15 empty] | 0 | 0 | 0 | 0 | 0 | NA | NA | NA | NA | NA | [5 empty] | NA | NA | NA | NA | NA | 0 | 0 | 0 | 0 | 0 | [10 empty] | NA | NA | NA | NA | NA
0 | 0 | 0 |  | 0 |  | NA | 1220 | 1220 | 1220 | 1220 | 1220 | 258 | 263 | 269 | 319 | 355 | 1220 | 1220 | 1220 | 1220 | 1220 | [10 empty] | 0 | 0 | 0 | 0 | 0 | Yes | Yes | Yes | Yes | Yes | 177 | 181 | 185 | 218 | 242 | [15 empty] | 0 | 0 | 0 | 0 | 0 | NA | NA | NA | NA | NA | [5 empty] | NA | NA | NA | NA | NA | 0 | 0 | 0 | 0 | 0 | [10 empty] | NA | NA | NA | NA | NA
0 | 0 | 0 |  | 0 |  | NA | 258 | 263 | 269 | 319 | 355 | 1220 | 1220 | 1220 | 1220 | 1220 | 177 | 181 | 185 | 218 | 242 | [10 empty] | 0 | 0 | 0 | 0 | 0 | Yes | Yes | Yes | Yes | Yes | 0.97 | 0.97 | 0.97 | 0.97 | 1 | [15 empty] | 0 | 0 | 0 | 0 | 0 | NA | NA | NA | NA | NA | [5 empty] | NA | NA | NA | NA | NA | 0 | 0 | 0 | 0 | 0 | [10 empty] | NA | NA | NA | NA | NA
Murarrie | F7274 | Murarrie |  | Doboy |  | NA | 1220 | 1220 | 1220 | 1220 | 1220 | 177 | 181 | 185 | 218 | 242 | 0.97 | 0.97 | 0.97 | 0.97 | 1 | [10 empty] | Urban | Urban | Urban | Urban | Urban | Yes | Yes | Yes | Yes | Yes | 1220 | 1220 | 1220 | 1220 | 1220 | [15 empty] | 21 | 21 | 21 | 21 | 21 | NA | NA | NA | NA | NA | [5 empty] | NA | NA | NA | NA | NA | 21 | 21 | 21 | 21 | 21 | [10 empty] | NA | NA | NA | NA | NA
0 | 0 | 0 |  | 0 |  | NA | 177 | 181 | 185 | 218 | 242 | 0.97 | 0.97 | 0.97 | 0.97 | 1 | 1220 | 1220 | 1220 | 1220 | 1220 | [10 empty] | 0 | 0 | 0 | 0 | 0 | Yes | Yes | Yes | Yes | Yes | 258 | 263 | 269 | 319 | 355 | [15 empty] | 0 | 0 | 0 | 0 | 0 | NA | NA | NA | NA | NA | [5 empty] | NA | NA | NA | NA | NA | 0 | 0 | 0 | 0 | 0 | [10 empty] | NA | NA | NA | NA | NA
0 | 0 | 0 |  | 0 |  | NA | 0.97 | 0.97 | 0.97 | 0.97 | 1 | 1220 | 1220 | 1220 | 1220 | 1220 | 258 | 263 | 269 | 319 | 355 | [10 empty] | 0 | 0 | 0 | 0 | 0 | Yes | Yes | Yes | Yes | Yes | 1064 | 1064 | 1064 | 1064 | 1064 | [15 empty] | 0 | 0 | 0 | 0 | 0 | NA | NA | NA | NA | NA | [5 empty] | NA | NA | NA | NA | NA | 0 | 0 | 0 | 0 | 0 | [10 empty] | NA | NA | NA | NA | NA
0 | 0 | 0 |  | 0 |  | NA | 1220 | 1220 | 1220 | 1220 | 1220 | 258 | 263 | 269 | 319 | 355 | 1064 | 1064 | 1064 | 1064 | 1064 | [10 empty] | 0 | 0 | 0 | 0 | 0 | Yes | Yes | Yes | Yes | Yes | 158 | 140 | 164 | 163 | 168 | [15 empty] | 0 | 0 | 0 | 0 | 0 | NA | NA | NA | NA | NA | [5 empty] | NA | NA | NA | NA | NA | 0 | 0 | 0 | 0 | 0 | [10 empty] | NA | NA | NA | NA | NA
0 | 0 | 0 |  | 0 |  | NA | 258 | 263 | 269 | 319 | 355 | 1064 | 1064 | 1064 | 1064 | 1064 | 158 | 140 | 164 | 163 | 168 | [10 empty] | 0 | 0 | 0 | 0 | 0 | Yes | Yes | Yes | Yes | Yes | 0.96 | 0.94 | 0.96 | 0.98 | 0.98 | [15 empty] | 0 | 0 | 0 | 0 | 0 | NA | NA | NA | NA | NA | [5 empty] | NA | NA | NA | NA | NA | 0 | 0 | 0 | 0 | 0 | [10 empty] | NA | NA | NA | NA | NA
Palmwoods | F745/2 | Moodlu |  | Beerwah Tee |  | NA | 1064 | 1064 | 1064 | 1064 | 1064 | 158 | 140 | 164 | 163 | 168 | 0.96 | 0.94 | 0.96 | 0.98 | 0.98 | [10 empty] | Urban | Urban | Urban | Urban | Urban | Yes | Yes | Yes | Yes | Yes | 1064 | 1064 | 1064 | 1064 | 1064 | [15 empty] | 21 | 21 | 21 | 21 | 21 | NA | NA | NA | NA | NA | [5 empty] | NA | NA | NA | NA | NA | 21 | 21 | 21 | 21 | 21 | [10 empty] | NA | NA | NA | NA | NA
0 | 0 | 0 |  | 0 |  | NA | 158 | 140 | 164 | 163 | 168 | 0.96 | 0.94 | 0.96 | 0.98 | 0.98 | 1064 | 1064 | 1064 | 1064 | 1064 | [10 empty] | 0 | 0 | 0 | 0 | 0 | Yes | Yes | Yes | Yes | Yes | 247 | 218 | 239 | 237 | 236 | [15 empty] | 0 | 0 | 0 | 0 | 0 | NA | NA | NA | NA | NA | [5 empty] | NA | NA | NA | NA | NA | 0 | 0 | 0 | 0 | 0 | [10 empty] | NA | NA | NA | NA | NA
0 | 0 | 0 |  | 0 |  | NA | 0.96 | 0.94 | 0.96 | 0.98 | 0.98 | 1064 | 1064 | 1064 | 1064 | 1064 | 247 | 218 | 239 | 237 | 236 | [10 empty] | 0 | 0 | 0 | 0 | 0 | Yes | Yes | Yes | Yes | Yes | 800 | 800 | 800 | 800 | 800 | [15 empty] | 0 | 0 | 0 | 0 | 0 | NA | NA | NA | NA | NA | [5 empty] | NA | NA | NA | NA | NA | 0 | 0 | 0 | 0 | 0 | [10 empty] | NA | NA | NA | NA | NA
0 | 0 | 0 |  | 0 |  | NA | 1064 | 1064 | 1064 | 1064 | 1064 | 247 | 218 | 239 | 237 | 236 | 800 | 800 | 800 | 800 | 800 | [10 empty] | 0 | 0 | 0 | 0 | 0 | Yes | Yes | Yes | Yes | Yes | 378 | 377 | 376 | 378 | 379 | [15 empty] | 0 | 0 | 0 | 0 | 0 | NA | NA | NA | NA | NA | [5 empty] | NA | NA | NA | NA | NA | 0 | 0 | 0 | 0 | 0 | [10 empty] | NA | NA | NA | NA | NA
0 | 0 | 0 |  | 0 |  | NA | 247 | 218 | 239 | 237 | 236 | 800 | 800 | 800 | 800 | 800 | 378 | 377 | 376 | 378 | 379 | [10 empty] | 0 | 0 | 0 | 0 | 0 | Yes | Yes | Yes | Yes | Yes | 0.98 | 0.98 | 0.98 | 0.98 | 0.98 | [15 empty] | 0 | 0 | 0 | 0 | 0 | NA | NA | NA | NA | NA | [5 empty] | NA | NA | NA | NA | NA | 0 | 0 | 0 | 0 | 0 | [10 empty] | NA | NA | NA | NA | NA
Palmwoods | F745/3 | Moodlu |  | Caboolture |  | NA | 800 | 800 | 800 | 800 | 800 | 378 | 377 | 376 | 378 | 379 | 0.98 | 0.98 | 0.98 | 0.98 | 0.98 | [10 empty] | Urban | Urban | Urban | Urban | Urban | Yes | Yes | Yes | Yes | Yes | 800 | 800 | 800 | 800 | 800 | [15 empty] | 21 | 21 | 21 | 21 | 21 | NA | NA | NA | NA | NA | [5 empty] | NA | NA | NA | NA | NA | 21 | 21 | 21 | 21 | 21 | [10 empty] | NA | NA | NA | NA | NA
0 | 0 | 0 |  | 0 |  | NA | 378 | 377 | 376 | 378 | 379 | 0.98 | 0.98 | 0.98 | 0.98 | 0.98 | 800 | 800 | 800 | 800 | 800 | [10 empty] | 0 | 0 | 0 | 0 | 0 | Yes | Yes | Yes | Yes | Yes | 718 | 718 | 720 | 720 | 723 | [15 empty] | 0 | 0 | 0 | 0 | 0 | NA | NA | NA | NA | NA | [5 empty] | NA | NA | NA | NA | NA | 0 | 0 | 0 | 0 | 0 | [10 empty] | NA | NA | NA | NA | NA
0 | 0 | 0 |  | 0 |  | NA | 0.98 | 0.98 | 0.98 | 0.98 | 0.98 | 800 | 800 | 800 | 800 | 800 | 718 | 718 | 720 | 720 | 723 | [10 empty] | 0 | 0 | 0 | 0 | 0 | Yes | Yes | Yes | Yes | Yes | 1064 | 1064 | 1064 | 1064 | 1064 | [15 empty] | 0 | 0 | 0 | 0 | 0 | NA | NA | NA | NA | NA | [5 empty] | NA | NA | NA | NA | NA | 0 | 0 | 0 | 0 | 0 | [10 empty] | NA | NA | NA | NA | NA
0 | 0 | 0 |  | 0 |  | NA | 800 | 800 | 800 | 800 | 800 | 718 | 718 | 720 | 720 | 723 | 1064 | 1064 | 1064 | 1064 | 1064 | [10 empty] | 0 | 0 | 0 | 0 | 0 | Yes | Yes | Yes | Yes | Yes | 280 | 260 | 284 | 284 | 288 | [15 empty] | 0 | 0 | 0 | 0 | 0 | NA | NA | NA | NA | NA | [5 empty] | NA | NA | NA | NA | NA | 0 | 0 | 0 | 0 | 0 | [10 empty] | NA | NA | NA | NA | NA
0 | 0 | 0 |  | 0 |  | NA | 718 | 718 | 720 | 720 | 723 | 1064 | 1064 | 1064 | 1064 | 1064 | 280 | 260 | 284 | 284 | 288 | [10 empty] | 0 | 0 | 0 | 0 | 0 | Yes | Yes | Yes | Yes | Yes | 0.97 | 0.97 | 0.97 | 0.98 | 0.98 | [15 empty] | 0 | 0 | 0 | 0 | 0 | NA | NA | NA | NA | NA | [5 empty] | NA | NA | NA | NA | NA | 0 | 0 | 0 | 0 | 0 | [10 empty] | NA | NA | NA | NA | NA
Palmwoods | F745/4 | Palmwoods |  | Beerwah Tee |  | NA | 1064 | 1064 | 1064 | 1064 | 1064 | 280 | 260 | 284 | 284 | 288 | 0.97 | 0.97 | 0.97 | 0.98 | 0.98 | [10 empty] | Urban | Urban | Urban | Urban | Urban | Yes | Yes | Yes | Yes | Yes | 1064 | 1064 | 1064 | 1064 | 1064 | [15 empty] | 21 | 21 | 21 | 21 | 21 | NA | NA | NA | NA | NA | [5 empty] | NA | NA | NA | NA | NA | 21 | 21 | 21 | 21 | 21 | [10 empty] | NA | NA | NA | NA | NA
0 | 0 | 0 |  | 0 |  | NA | 280 | 260 | 284 | 284 | 288 | 0.97 | 0.97 | 0.97 | 0.98 | 0.98 | 1064 | 1064 | 1064 | 1064 | 1064 | [10 empty] | 0 | 0 | 0 | 0 | 0 | Yes | Yes | Yes | Yes | Yes | 480 | 447 | 471 | 467 | 464 | [15 empty] | 0 | 0 | 0 | 0 | 0 | NA | NA | NA | NA | NA | [5 empty] | NA | NA | NA | NA | NA | 0 | 0 | 0 | 0 | 0 | [10 empty] | NA | NA | NA | NA | NA
0 | 0 | 0 |  | 0 |  | NA | 0.97 | 0.97 | 0.97 | 0.98 | 0.98 | 1064 | 1064 | 1064 | 1064 | 1064 | 480 | 447 | 471 | 467 | 464 | [10 empty] | 0 | 0 | 0 | 0 | 0 | Yes | Yes | Yes | Yes | Yes | 975 | 975 | 975 | 975 | 975 | [15 empty] | 0 | 0 | 0 | 0 | 0 | NA | NA | NA | NA | NA | [5 empty] | NA | NA | NA | NA | NA | 0 | 0 | 0 | 0 | 0 | [10 empty] | NA | NA | NA | NA | NA
0 | 0 | 0 |  | 0 |  | NA | 1064 | 1064 | 1064 | 1064 | 1064 | 480 | 447 | 471 | 467 | 464 | 975 | 975 | 975 | 975 | 975 | [10 empty] | 0 | 0 | 0 | 0 | 0 | Yes | Yes | Yes | Yes | Yes | 125 | 125 | 124 | 124 | 123 | [15 empty] | 0 | 0 | 0 | 0 | 0 | NA | NA | NA | NA | NA | [5 empty] | NA | NA | NA | NA | NA | 0 | 0 | 0 | 0 | 0 | [10 empty] | NA | NA | NA | NA | NA
0 | 0 | 0 |  | 0 |  | NA | 480 | 447 | 471 | 467 | 464 | 975 | 975 | 975 | 975 | 975 | 125 | 125 | 124 | 124 | 123 | [10 empty] | 0 | 0 | 0 | 0 | 0 | Yes | Yes | Yes | Yes | Yes | 0.99 | 0.99 | 0.99 | 0.99 | 0.99 | [15 empty] | 0 | 0 | 0 | 0 | 0 | NA | NA | NA | NA | NA | [5 empty] | NA | NA | NA | NA | NA | 0 | 0 | 0 | 0 | 0 | [10 empty] | NA | NA | NA | NA | NA
Palmwoods | F745/5 | Beerwah Tee |  | Beerwah |  | NA | 975 | 975 | 975 | 975 | 975 | 125 | 125 | 124 | 124 | 123 | 0.99 | 0.99 | 0.99 | 0.99 | 0.99 | [10 empty] | Urban | Urban | Urban | Urban | Urban | Yes | Yes | Yes | Yes | Yes | 975 | 975 | 975 | 975 | 975 | [15 empty] | 21 | 21 | 21 | 21 | 21 | NA | NA | NA | NA | NA | [5 empty] | NA | NA | NA | NA | NA | 21 | 21 | 21 | 21 | 21 | [10 empty] | NA | NA | NA | NA | NA
0 | 0 | 0 |  | 0 |  | NA | 125 | 125 | 124 | 124 | 123 | 0.99 | 0.99 | 0.99 | 0.99 | 0.99 | 975 | 975 | 975 | 975 | 975 | [10 empty] | 0 | 0 | 0 | 0 | 0 | Yes | Yes | Yes | Yes | Yes | 237 | 236 | 235 | 234 | 232 | [15 empty] | 0 | 0 | 0 | 0 | 0 | NA | NA | NA | NA | NA | [5 empty] | NA | NA | NA | NA | NA | 0 | 0 | 0 | 0 | 0 | [10 empty] | NA | NA | NA | NA | NA
0 | 0 | 0 |  | 0 |  | NA | 0.99 | 0.99 | 0.99 | 0.99 | 0.99 | 975 | 975 | 975 | 975 | 975 | 237 | 236 | 235 | 234 | 232 | [10 empty] | 0 | 0 | 0 | 0 | 0 | Yes | Yes | Yes | Yes | Yes | 1064 | 1064 | 1064 | 1064 | 1064 | [15 empty] | 0 | 0 | 0 | 0 | 0 | NA | NA | NA | NA | NA | [5 empty] | NA | NA | NA | NA | NA | 0 | 0 | 0 | 0 | 0 | [10 empty] | NA | NA | NA | NA | NA
0 | 0 | 0 |  | 0 |  | NA | 975 | 975 | 975 | 975 | 975 | 237 | 236 | 235 | 234 | 232 | 1064 | 1064 | 1064 | 1064 | 1064 | [10 empty] | 0 | 0 | 0 | 0 | 0 | Yes | Yes | Yes | Yes | Yes | 159 | 140 | 164 | 163 | 168 | [15 empty] | 0 | 0 | 0 | 0 | 0 | NA | NA | NA | NA | NA | [5 empty] | NA | NA | NA | NA | NA | 0 | 0 | 0 | 0 | 0 | [10 empty] | NA | NA | NA | NA | NA
0 | 0 | 0 |  | 0 |  | NA | 237 | 236 | 235 | 234 | 232 | 1064 | 1064 | 1064 | 1064 | 1064 | 159 | 140 | 164 | 163 | 168 | [10 empty] | 0 | 0 | 0 | 0 | 0 | Yes | Yes | Yes | Yes | Yes | 0.96 | 0.94 | 0.96 | 0.98 | 0.98 | [15 empty] | 0 | 0 | 0 | 0 | 0 | NA | NA | NA | NA | NA | [5 empty] | NA | NA | NA | NA | NA | 0 | 0 | 0 | 0 | 0 | [10 empty] | NA | NA | NA | NA | NA
Palmwoods | F746/2 | Moodlu |  | Beerwah Tee |  | NA | 1064 | 1064 | 1064 | 1064 | 1064 | 159 | 140 | 164 | 163 | 168 | 0.96 | 0.94 | 0.96 | 0.98 | 0.98 | [10 empty] | Urban | Urban | Urban | Urban | Urban | Yes | Yes | Yes | Yes | Yes | 1064 | 1064 | 1064 | 1064 | 1064 | [15 empty] | 21 | 21 | 21 | 21 | 21 | NA | NA | NA | NA | NA | [5 empty] | NA | NA | NA | NA | NA | 21 | 21 | 21 | 21 | 21 | [10 empty] | NA | NA | NA | NA | NA
0 | 0 | 0 |  | 0 |  | NA | 159 | 140 | 164 | 163 | 168 | 0.96 | 0.94 | 0.96 | 0.98 | 0.98 | 1064 | 1064 | 1064 | 1064 | 1064 | [10 empty] | 0 | 0 | 0 | 0 | 0 | Yes | Yes | Yes | Yes | Yes | 247 | 218 | 239 | 237 | 236 | [15 empty] | 0 | 0 | 0 | 0 | 0 | NA | NA | NA | NA | NA | [5 empty] | NA | NA | NA | NA | NA | 0 | 0 | 0 | 0 | 0 | [10 empty] | NA | NA | NA | NA | NA
0 | 0 | 0 |  | 0 |  | NA | 0.96 | 0.94 | 0.96 | 0.98 | 0.98 | 1064 | 1064 | 1064 | 1064 | 1064 | 247 | 218 | 239 | 237 | 236 | [10 empty] | 0 | 0 | 0 | 0 | 0 | Yes | Yes | Yes | Yes | Yes | 800 | 800 | 800 | 800 | 800 | [15 empty] | 0 | 0 | 0 | 0 | 0 | NA | NA | NA | NA | NA | [5 empty] | NA | NA | NA | NA | NA | 0 | 0 | 0 | 0 | 0 | [10 empty] | NA | NA | NA | NA | NA
0 | 0 | 0 |  | 0 |  | NA | 1064 | 1064 | 1064 | 1064 | 1064 | 247 | 218 | 239 | 237 | 236 | 800 | 800 | 800 | 800 | 800 | [10 empty] | 0 | 0 | 0 | 0 | 0 | Yes | Yes | Yes | Yes | Yes | 379 | 377 | 377 | 378 | 380 | [15 empty] | 0 | 0 | 0 | 0 | 0 | NA | NA | NA | NA | NA | [5 empty] | NA | NA | NA | NA | NA | 0 | 0 | 0 | 0 | 0 | [10 empty] | NA | NA | NA | NA | NA
0 | 0 | 0 |  | 0 |  | NA | 247 | 218 | 239 | 237 | 236 | 800 | 800 | 800 | 800 | 800 | 379 | 377 | 377 | 378 | 380 | [10 empty] | 0 | 0 | 0 | 0 | 0 | Yes | Yes | Yes | Yes | Yes | 0.98 | 0.98 | 0.98 | 0.98 | 0.98 | [15 empty] | 0 | 0 | 0 | 0 | 0 | NA | NA | NA | NA | NA | [5 empty] | NA | NA | NA | NA | NA | 0 | 0 | 0 | 0 | 0 | [10 empty] | NA | NA | NA | NA | NA
Palmwoods | F746/3 | Moodlu |  | Caboolture |  | NA | 800 | 800 | 800 | 800 | 800 | 379 | 377 | 377 | 378 | 380 | 0.98 | 0.98 | 0.98 | 0.98 | 0.98 | [10 empty] | Urban | Urban | Urban | Urban | Urban | Yes | Yes | Yes | Yes | Yes | 800 | 800 | 800 | 800 | 800 | [15 empty] | 21 | 21 | 21 | 21 | 21 | NA | NA | NA | NA | NA | [5 empty] | NA | NA | NA | NA | NA | 21 | 21 | 21 | 21 | 21 | [10 empty] | NA | NA | NA | NA | NA
0 | 0 | 0 |  | 0 |  | NA | 379 | 377 | 377 | 378 | 380 | 0.98 | 0.98 | 0.98 | 0.98 | 0.98 | 800 | 800 | 800 | 800 | 800 | [10 empty] | 0 | 0 | 0 | 0 | 0 | Yes | Yes | Yes | Yes | Yes | 718 | 718 | 720 | 720 | 723 | [15 empty] | 0 | 0 | 0 | 0 | 0 | NA | NA | NA | NA | NA | [5 empty] | NA | NA | NA | NA | NA | 0 | 0 | 0 | 0 | 0 | [10 empty] | NA | NA | NA | NA | NA
0 | 0 | 0 |  | 0 |  | NA | 0.98 | 0.98 | 0.98 | 0.98 | 0.98 | 800 | 800 | 800 | 800 | 800 | 718 | 718 | 720 | 720 | 723 | [10 empty] | 0 | 0 | 0 | 0 | 0 | Yes | Yes | Yes | Yes | Yes | 1064 | 1064 | 1064 | 1064 | 1064 | [15 empty] | 0 | 0 | 0 | 0 | 0 | NA | NA | NA | NA | NA | [5 empty] | NA | NA | NA | NA | NA | 0 | 0 | 0 | 0 | 0 | [10 empty] | NA | NA | NA | NA | NA
0 | 0 | 0 |  | 0 |  | NA | 800 | 800 | 800 | 800 | 800 | 718 | 718 | 720 | 720 | 723 | 1064 | 1064 | 1064 | 1064 | 1064 | [10 empty] | 0 | 0 | 0 | 0 | 0 | Yes | Yes | Yes | Yes | Yes | 280 | 260 | 284 | 284 | 288 | [15 empty] | 0 | 0 | 0 | 0 | 0 | NA | NA | NA | NA | NA | [5 empty] | NA | NA | NA | NA | NA | 0 | 0 | 0 | 0 | 0 | [10 empty] | NA | NA | NA | NA | NA
0 | 0 | 0 |  | 0 |  | NA | 718 | 718 | 720 | 720 | 723 | 1064 | 1064 | 1064 | 1064 | 1064 | 280 | 260 | 284 | 284 | 288 | [10 empty] | 0 | 0 | 0 | 0 | 0 | Yes | Yes | Yes | Yes | Yes | 0.97 | 0.97 | 0.97 | 0.98 | 0.98 | [15 empty] | 0 | 0 | 0 | 0 | 0 | NA | NA | NA | NA | NA | [5 empty] | NA | NA | NA | NA | NA | 0 | 0 | 0 | 0 | 0 | [10 empty] | NA | NA | NA | NA | NA
Palmwoods | F746/4 | Palmwoods |  | Beerwah Tee |  | NA | 1064 | 1064 | 1064 | 1064 | 1064 | 280 | 260 | 284 | 284 | 288 | 0.97 | 0.97 | 0.97 | 0.98 | 0.98 | [10 empty] | Urban | Urban | Urban | Urban | Urban | Yes | Yes | Yes | Yes | Yes | 1064 | 1064 | 1064 | 1064 | 1064 | [15 empty] | 21 | 21 | 21 | 21 | 21 | NA | NA | NA | NA | NA | [5 empty] | NA | NA | NA | NA | NA | 21 | 21 | 21 | 21 | 21 | [10 empty] | NA | NA | NA | NA | NA
0 | 0 | 0 |  | 0 |  | NA | 280 | 260 | 284 | 284 | 288 | 0.97 | 0.97 | 0.97 | 0.98 | 0.98 | 1064 | 1064 | 1064 | 1064 | 1064 | [10 empty] | 0 | 0 | 0 | 0 | 0 | Yes | Yes | Yes | Yes | Yes | 480 | 447 | 471 | 467 | 464 | [15 empty] | 0 | 0 | 0 | 0 | 0 | NA | NA | NA | NA | NA | [5 empty] | NA | NA | NA | NA | NA | 0 | 0 | 0 | 0 | 0 | [10 empty] | NA | NA | NA | NA | NA
0 | 0 | 0 |  | 0 |  | NA | 0.97 | 0.97 | 0.97 | 0.98 | 0.98 | 1064 | 1064 | 1064 | 1064 | 1064 | 480 | 447 | 471 | 467 | 464 | [10 empty] | 0 | 0 | 0 | 0 | 0 | Yes | Yes | Yes | Yes | Yes | 1033 | 1033 | 1033 | 1033 | 1033 | [15 empty] | 0 | 0 | 0 | 0 | 0 | NA | NA | NA | NA | NA | [5 empty] | NA | NA | NA | NA | NA | 0 | 0 | 0 | 0 | 0 | [10 empty] | NA | NA | NA | NA | NA
0 | 0 | 0 |  | 0 |  | NA | 1064 | 1064 | 1064 | 1064 | 1064 | 480 | 447 | 471 | 467 | 464 | 1033 | 1033 | 1033 | 1033 | 1033 | [10 empty] | 0 | 0 | 0 | 0 | 0 | Yes | Yes | Yes | Yes | Yes | 125 | 125 | 124 | 124 | 123 | [15 empty] | 0 | 0 | 0 | 0 | 0 | NA | NA | NA | NA | NA | [5 empty] | NA | NA | NA | NA | NA | 0 | 0 | 0 | 0 | 0 | [10 empty] | NA | NA | NA | NA | NA
0 | 0 | 0 |  | 0 |  | NA | 480 | 447 | 471 | 467 | 464 | 1033 | 1033 | 1033 | 1033 | 1033 | 125 | 125 | 124 | 124 | 123 | [10 empty] | 0 | 0 | 0 | 0 | 0 | Yes | Yes | Yes | Yes | Yes | 0.99 | 0.99 | 0.99 | 0.99 | 0.99 | [15 empty] | 0 | 0 | 0 | 0 | 0 | NA | NA | NA | NA | NA | [5 empty] | NA | NA | NA | NA | NA | 0 | 0 | 0 | 0 | 0 | [10 empty] | NA | NA | NA | NA | NA
Palmwoods | F746/5 | Beerwah Tee |  | Beerwah |  | NA | 1033 | 1033 | 1033 | 1033 | 1033 | 125 | 125 | 124 | 124 | 123 | 0.99 | 0.99 | 0.99 | 0.99 | 0.99 | [10 empty] | Urban | Urban | Urban | Urban | Urban | Yes | Yes | Yes | Yes | Yes | 1033 | 1033 | 1033 | 1033 | 1033 | [15 empty] | 21 | 21 | 21 | 21 | 21 | NA | NA | NA | NA | NA | [5 empty] | NA | NA | NA | NA | NA | 21 | 21 | 21 | 21 | 21 | [10 empty] | NA | NA | NA | NA | NA
0 | 0 | 0 |  | 0 |  | NA | 125 | 125 | 124 | 124 | 123 | 0.99 | 0.99 | 0.99 | 0.99 | 0.99 | 1033 | 1033 | 1033 | 1033 | 1033 | [10 empty] | 0 | 0 | 0 | 0 | 0 | Yes | Yes | Yes | Yes | Yes | 237 | 236 | 235 | 234 | 232 | [15 empty] | 0 | 0 | 0 | 0 | 0 | NA | NA | NA | NA | NA | [5 empty] | NA | NA | NA | NA | NA | 0 | 0 | 0 | 0 | 0 | [10 empty] | NA | NA | NA | NA | NA
0 | 0 | 0 |  | 0 |  | NA | 0.99 | 0.99 | 0.99 | 0.99 | 0.99 | 1033 | 1033 | 1033 | 1033 | 1033 | 237 | 236 | 235 | 234 | 232 | [10 empty] | 0 | 0 | 0 | 0 | 0 | Yes | Yes | Yes | Yes | Yes | 1052 | 1052 | 1052 | 1052 | 1052 | [15 empty] | 0 | 0 | 0 | 0 | 0 | NA | NA | NA | NA | NA | [5 empty] | NA | NA | NA | NA | NA | 0 | 0 | 0 | 0 | 0 | [10 empty] | NA | NA | NA | NA | NA
0 | 0 | 0 |  | 0 |  | NA | 1033 | 1033 | 1033 | 1033 | 1033 | 237 | 236 | 235 | 234 | 232 | 1052 | 1052 | 1052 | 1052 | 1052 | [10 empty] | 0 | 0 | 0 | 0 | 0 | Yes | Yes | Yes | Yes | Yes | 135 | 151 | 133 | 133 | 131 | [15 empty] | 0 | 0 | 0 | 0 | 0 | NA | NA | NA | NA | NA | [5 empty] | NA | NA | NA | NA | NA | 0 | 0 | 0 | 0 | 0 | [10 empty] | NA | NA | NA | NA | NA
0 | 0 | 0 |  | 0 |  | NA | 237 | 236 | 235 | 234 | 232 | 1052 | 1052 | 1052 | 1052 | 1052 | 135 | 151 | 133 | 133 | 131 | [10 empty] | 0 | 0 | 0 | 0 | 0 | Yes | Yes | Yes | Yes | Yes | 0.75 | 0.84 | 0.73 | 0.72 | 0.71 | [15 empty] | 0 | 0 | 0 | 0 | 0 | NA | NA | NA | NA | NA | [5 empty] | NA | NA | NA | NA | NA | 0 | 0 | 0 | 0 | 0 | [10 empty] | NA | NA | NA | NA | NA
Palmwoods 132 kV | F7189/1 | Palmwoods |  | Image Flat |  | NA | 1052 | 1052 | 1052 | 1052 | 1052 | 135 | 151 | 133 | 133 | 131 | 0.75 | 0.84 | 0.73 | 0.72 | 0.71 | [10 empty] | Urban | Urban | Urban | Urban | Urban | Yes | Yes | Yes | Yes | Yes | 1052 | 1052 | 1052 | 1052 | 1052 | [15 empty] | 17 | 17 | 17 | 17 | 17 | NA | NA | NA | NA | NA | [5 empty] | NA | NA | NA | NA | NA | 17 | 17 | 17 | 17 | 17 | [10 empty] | NA | NA | NA | NA | NA
0 | 0 | 0 |  | 0 |  | NA | 135 | 151 | 133 | 133 | 131 | 0.75 | 0.84 | 0.73 | 0.72 | 0.71 | 1052 | 1052 | 1052 | 1052 | 1052 | [10 empty] | 0 | 0 | 0 | 0 | 0 | Yes | Yes | Yes | Yes | Yes | 262 | 268 | 237 | 244 | 247 | [15 empty] | 0 | 0 | 0 | 0 | 0 | NA | NA | NA | NA | NA | [5 empty] | NA | NA | NA | NA | NA | 0 | 0 | 0 | 0 | 0 | [10 empty] | NA | NA | NA | NA | NA
0 | 0 | 0 |  | 0 |  | NA | 0.75 | 0.84 | 0.73 | 0.72 | 0.71 | 1052 | 1052 | 1052 | 1052 | 1052 | 262 | 268 | 237 | 244 | 247 | [10 empty] | 0 | 0 | 0 | 0 | 0 | Yes | Yes | Yes | Yes | Yes | 942 | 942 | 942 | 942 | 942 | [15 empty] | 0 | 0 | 0 | 0 | 0 | NA | NA | NA | NA | NA | [5 empty] | NA | NA | NA | NA | NA | 0 | 0 | 0 | 0 | 0 | [10 empty] | NA | NA | NA | NA | NA
0 | 0 | 0 |  | 0 |  | NA | 1052 | 1052 | 1052 | 1052 | 1052 | 262 | 268 | 237 | 244 | 247 | 942 | 942 | 942 | 942 | 942 | [10 empty] | 0 | 0 | 0 | 0 | 0 | Yes | Yes | Yes | Yes | Yes | 106 | 86 | 113 | 115 | 117 | [15 empty] | 0 | 0 | 0 | 0 | 0 | NA | NA | NA | NA | NA | [5 empty] | NA | NA | NA | NA | NA | 0 | 0 | 0 | 0 | 0 | [10 empty] | NA | NA | NA | NA | NA
0 | 0 | 0 |  | 0 |  | NA | 262 | 268 | 237 | 244 | 247 | 942 | 942 | 942 | 942 | 942 | 106 | 86 | 113 | 115 | 117 | [10 empty] | 0 | 0 | 0 | 0 | 0 | Yes | Yes | Yes | Yes | Yes | 0.72 | 0.64 | 0.76 | 0.76 | 0.77 | [15 empty] | 0 | 0 | 0 | 0 | 0 | NA | NA | NA | NA | NA | [5 empty] | NA | NA | NA | NA | NA | 0 | 0 | 0 | 0 | 0 | [10 empty] | NA | NA | NA | NA | NA
Palmwoods 132 kV | F7189/2 | Image Flat |  | Cooroy |  | NA | 942 | 942 | 942 | 942 | 942 | 106 | 86 | 113 | 115 | 117 | 0.72 | 0.64 | 0.76 | 0.76 | 0.77 | [10 empty] | Urban | Urban | Urban | Urban | Urban | Yes | Yes | Yes | Yes | Yes | 942 | 942 | 942 | 942 | 942 | [15 empty] | 17 | 17 | 17 | 17 | 17 | NA | NA | NA | NA | NA | [5 empty] | NA | NA | NA | NA | NA | 17 | 17 | 17 | 17 | 17 | [10 empty] | NA | NA | NA | NA | NA
0 | 0 | 0 |  | 0 |  | NA | 106 | 86 | 113 | 115 | 117 | 0.72 | 0.64 | 0.76 | 0.76 | 0.77 | 942 | 942 | 942 | 942 | 942 | [10 empty] | 0 | 0 | 0 | 0 | 0 | Yes | Yes | Yes | Yes | Yes | 374 | 278 | 347 | 331 | 313 | [15 empty] | 0 | 0 | 0 | 0 | 0 | NA | NA | NA | NA | NA | [5 empty] | NA | NA | NA | NA | NA | 0 | 0 | 0 | 0 | 0 | [10 empty] | NA | NA | NA | NA | NA
0 | 0 | 0 |  | 0 |  | NA | 0.72 | 0.64 | 0.76 | 0.76 | 0.77 | 942 | 942 | 942 | 942 | 942 | 374 | 278 | 347 | 331 | 313 | [10 empty] | 0 | 0 | 0 | 0 | 0 | Yes | Yes | Yes | Yes | Yes | 833 | 833 | 833 | 833 | 833 | [15 empty] | 0 | 0 | 0 | 0 | 0 | NA | NA | NA | NA | NA | [5 empty] | NA | NA | NA | NA | NA | 0 | 0 | 0 | 0 | 0 | [10 empty] | NA | NA | NA | NA | NA
0 | 0 | 0 |  | 0 |  | NA | 942 | 942 | 942 | 942 | 942 | 374 | 278 | 347 | 331 | 313 | 833 | 833 | 833 | 833 | 833 | [10 empty] | 0 | 0 | 0 | 0 | 0 | Yes | Yes | Yes | Yes | Yes | 176 | 180 | 181 | 181 | 180 | [15 empty] | 0 | 0 | 0 | 0 | 0 | NA | NA | NA | NA | NA | [5 empty] | NA | NA | NA | NA | NA | 0 | 0 | 0 | 0 | 0 | [10 empty] | NA | NA | NA | NA | NA
0 | 0 | 0 |  | 0 |  | NA | 374 | 278 | 347 | 331 | 313 | 833 | 833 | 833 | 833 | 833 | 176 | 180 | 181 | 181 | 180 | [10 empty] | 0 | 0 | 0 | 0 | 0 | Yes | Yes | Yes | Yes | Yes | 0.99 | 0.99 | 0.99 | 0.99 | 0.99 | [15 empty] | 0 | 0 | 0 | 0 | 0 | NA | NA | NA | NA | NA | [5 empty] | NA | NA | NA | NA | NA | 0 | 0 | 0 | 0 | 0 | [10 empty] | NA | NA | NA | NA | NA
Palmwoods 132 kV | F7189/3 | Image Flat |  | Nambour |  | NA | 833 | 833 | 833 | 833 | 833 | 176 | 180 | 181 | 181 | 180 | 0.99 | 0.99 | 0.99 | 0.99 | 0.99 | [10 empty] | Urban | Urban | Urban | Urban | Urban | Yes | Yes | Yes | Yes | Yes | 833 | 833 | 833 | 833 | 833 | [15 empty] | 17 | 17 | 17 | 17 | 17 | NA | NA | NA | NA | NA | [5 empty] | NA | NA | NA | NA | NA | 17 | 17 | 17 | 17 | 17 | [10 empty] | NA | NA | NA | NA | NA
0 | 0 | 0 |  | 0 |  | NA | 176 | 180 | 181 | 181 | 180 | 0.99 | 0.99 | 0.99 | 0.99 | 0.99 | 833 | 833 | 833 | 833 | 833 | [10 empty] | 0 | 0 | 0 | 0 | 0 | Yes | Yes | Yes | Yes | Yes | 332 | 339 | 342 | 341 | 340 | [15 empty] | 0 | 0 | 0 | 0 | 0 | NA | NA | NA | NA | NA | [5 empty] | NA | NA | NA | NA | NA | 0 | 0 | 0 | 0 | 0 | [10 empty] | NA | NA | NA | NA | NA
0 | 0 | 0 |  | 0 |  | NA | 0.99 | 0.99 | 0.99 | 0.99 | 0.99 | 833 | 833 | 833 | 833 | 833 | 332 | 339 | 342 | 341 | 340 | [10 empty] | 0 | 0 | 0 | 0 | 0 | Yes | Yes | Yes | Yes | Yes | 975 | 975 | 975 | 975 | 975 | [15 empty] | 0 | 0 | 0 | 0 | 0 | NA | NA | NA | NA | NA | [5 empty] | NA | NA | NA | NA | NA | 0 | 0 | 0 | 0 | 0 | [10 empty] | NA | NA | NA | NA | NA
0 | 0 | 0 |  | 0 |  | NA | 833 | 833 | 833 | 833 | 833 | 332 | 339 | 342 | 341 | 340 | 975 | 975 | 975 | 975 | 975 | [10 empty] | 0 | 0 | 0 | 0 | 0 | Yes | Yes | Yes | Yes | Yes | 76 | 76 | 76 | 75 | 75 | [15 empty] | 0 | 0 | 0 | 0 | 0 | NA | NA | NA | NA | NA | [5 empty] | NA | NA | NA | NA | NA | 0 | 0 | 0 | 0 | 0 | [10 empty] | NA | NA | NA | NA | NA
0 | 0 | 0 |  | 0 |  | NA | 332 | 339 | 342 | 341 | 340 | 975 | 975 | 975 | 975 | 975 | 76 | 76 | 76 | 75 | 75 | [10 empty] | 0 | 0 | 0 | 0 | 0 | Yes | Yes | Yes | Yes | Yes | 1 | 1 | 1 | 1 | 1 | [15 empty] | 0 | 0 | 0 | 0 | 0 | NA | NA | NA | NA | NA | [5 empty] | NA | NA | NA | NA | NA | 0 | 0 | 0 | 0 | 0 | [10 empty] | NA | NA | NA | NA | NA
Palmwoods 132 kV | F7298 | Sunrise Hills |  | Noosaville |  | NA | 975 | 975 | 975 | 975 | 975 | 76 | 76 | 76 | 75 | 75 | 1 | 1 | 1 | 1 | 1 | [10 empty] | Urban | Urban | Urban | Urban | Urban | Yes | Yes | Yes | Yes | Yes | 975 | 975 | 975 | 975 | 975 | [15 empty] | 17 | 17 | 17 | 17 | 17 | NA | NA | NA | NA | NA | [5 empty] | NA | NA | NA | NA | NA | 17 | 17 | 17 | 17 | 17 | [10 empty] | NA | NA | NA | NA | NA
0 | 0 | 0 |  | 0 |  | NA | 76 | 76 | 76 | 75 | 75 | 1 | 1 | 1 | 1 | 1 | 975 | 975 | 975 | 975 | 975 | [10 empty] | 0 | 0 | 0 | 0 | 0 | Yes | Yes | Yes | Yes | Yes | 143 | 142 | 143 | 142 | 141 | [15 empty] | 0 | 0 | 0 | 0 | 0 | NA | NA | NA | NA | NA | [5 empty] | NA | NA | NA | NA | NA | 0 | 0 | 0 | 0 | 0 | [10 empty] | NA | NA | NA | NA | NA
0 | 0 | 0 |  | 0 |  | NA | 1 | 1 | 1 | 1 | 1 | 975 | 975 | 975 | 975 | 975 | 143 | 142 | 143 | 142 | 141 | [10 empty] | 0 | 0 | 0 | 0 | 0 | Yes | Yes | Yes | Yes | Yes | 1469 | 1469 | 1469 | 1469 | 1469 | [15 empty] | 0 | 0 | 0 | 0 | 0 | NA | NA | NA | NA | NA | [5 empty] | NA | NA | NA | NA | NA | 0 | 0 | 0 | 0 | 0 | [10 empty] | NA | NA | NA | NA | NA
0 | 0 | 0 |  | 0 |  | NA | 975 | 975 | 975 | 975 | 975 | 143 | 142 | 143 | 142 | 141 | 1469 | 1469 | 1469 | 1469 | 1469 | [10 empty] | 0 | 0 | 0 | 0 | 0 | Yes | Yes | Yes | Yes | Yes | 303 | 304 | 312 | 314 | 315 | [15 empty] | 0 | 0 | 0 | 0 | 0 | NA | NA | NA | NA | NA | [5 empty] | NA | NA | NA | NA | NA | 0 | 0 | 0 | 0 | 0 | [10 empty] | NA | NA | NA | NA | NA
0 | 0 | 0 |  | 0 |  | NA | 143 | 142 | 143 | 142 | 141 | 1469 | 1469 | 1469 | 1469 | 1469 | 303 | 304 | 312 | 314 | 315 | [10 empty] | 0 | 0 | 0 | 0 | 0 | Yes | Yes | Yes | Yes | Yes | 1 | 1 | 1 | 1 | 1 | [15 empty] | 0 | 0 | 0 | 0 | 0 | NA | NA | NA | NA | NA | [5 empty] | NA | NA | NA | NA | NA | 0 | 0 | 0 | 0 | 0 | [10 empty] | NA | NA | NA | NA | NA
Palmwoods 132 kV | F777 | Palmwoods |  | Mooloolaba |  | NA | 1469 | 1469 | 1469 | 1469 | 1469 | 303 | 304 | 312 | 314 | 315 | 1 | 1 | 1 | 1 | 1 | [10 empty] | Urban | Urban | Urban | Urban | Urban | Yes | Yes | Yes | Yes | Yes | 1469 | 1469 | 1469 | 1469 | 1469 | [15 empty] | 17 | 17 | 17 | 17 | 17 | NA | NA | NA | NA | NA | [5 empty] | NA | NA | NA | NA | NA | 17 | 17 | 17 | 17 | 17 | [10 empty] | NA | NA | NA | NA | NA
0 | 0 | 0 |  | 0 |  | NA | 303 | 304 | 312 | 314 | 315 | 1 | 1 | 1 | 1 | 1 | 1469 | 1469 | 1469 | 1469 | 1469 | [10 empty] | 0 | 0 | 0 | 0 | 0 | Yes | Yes | Yes | Yes | Yes | 421 | 424 | 435 | 436 | 438 | [15 empty] | 0 | 0 | 0 | 0 | 0 | NA | NA | NA | NA | NA | [5 empty] | NA | NA | NA | NA | NA | 0 | 0 | 0 | 0 | 0 | [10 empty] | NA | NA | NA | NA | NA
0 | 0 | 0 |  | 0 |  | NA | 1 | 1 | 1 | 1 | 1 | 1469 | 1469 | 1469 | 1469 | 1469 | 421 | 424 | 435 | 436 | 438 | [10 empty] | 0 | 0 | 0 | 0 | 0 | Yes | Yes | Yes | Yes | Yes | 1469 | 1469 | 1469 | 1469 | 1469 | [15 empty] | 0 | 0 | 0 | 0 | 0 | NA | NA | NA | NA | NA | [5 empty] | NA | NA | NA | NA | NA | 0 | 0 | 0 | 0 | 0 | [10 empty] | NA | NA | NA | NA | NA
0 | 0 | 0 |  | 0 |  | NA | 1469 | 1469 | 1469 | 1469 | 1469 | 421 | 424 | 435 | 436 | 438 | 1469 | 1469 | 1469 | 1469 | 1469 | [10 empty] | 0 | 0 | 0 | 0 | 0 | Yes | Yes | Yes | Yes | Yes | 303 | 304 | 312 | 314 | 315 | [15 empty] | 0 | 0 | 0 | 0 | 0 | NA | NA | NA | NA | NA | [5 empty] | NA | NA | NA | NA | NA | 0 | 0 | 0 | 0 | 0 | [10 empty] | NA | NA | NA | NA | NA
0 | 0 | 0 |  | 0 |  | NA | 421 | 424 | 435 | 436 | 438 | 1469 | 1469 | 1469 | 1469 | 1469 | 303 | 304 | 312 | 314 | 315 | [10 empty] | 0 | 0 | 0 | 0 | 0 | Yes | Yes | Yes | Yes | Yes | 1 | 1 | 1 | 1 | 1 | [15 empty] | 0 | 0 | 0 | 0 | 0 | NA | NA | NA | NA | NA | [5 empty] | NA | NA | NA | NA | NA | 0 | 0 | 0 | 0 | 0 | [10 empty] | NA | NA | NA | NA | NA
Palmwoods 132 kV | F778 | Palmwoods |  | Mooloolaba |  | NA | 1469 | 1469 | 1469 | 1469 | 1469 | 303 | 304 | 312 | 314 | 315 | 1 | 1 | 1 | 1 | 1 | [10 empty] | Urban | Urban | Urban | Urban | Urban | Yes | Yes | Yes | Yes | Yes | 1469 | 1469 | 1469 | 1469 | 1469 | [15 empty] | 17 | 17 | 17 | 17 | 17 | NA | NA | NA | NA | NA | [5 empty] | NA | NA | NA | NA | NA | 17 | 17 | 17 | 17 | 17 | [10 empty] | NA | NA | NA | NA | NA
0 | 0 | 0 |  | 0 |  | NA | 303 | 304 | 312 | 314 | 315 | 1 | 1 | 1 | 1 | 1 | 1469 | 1469 | 1469 | 1469 | 1469 | [10 empty] | 0 | 0 | 0 | 0 | 0 | Yes | Yes | Yes | Yes | Yes | 481 | 483 | 496 | 498 | 501 | [15 empty] | 0 | 0 | 0 | 0 | 0 | NA | NA | NA | NA | NA | [5 empty] | NA | NA | NA | NA | NA | 0 | 0 | 0 | 0 | 0 | [10 empty] | NA | NA | NA | NA | NA
0 | 0 | 0 |  | 0 |  | NA | 1 | 1 | 1 | 1 | 1 | 1469 | 1469 | 1469 | 1469 | 1469 | 481 | 483 | 496 | 498 | 501 | [10 empty] | 0 | 0 | 0 | 0 | 0 | Yes | Yes | Yes | Yes | Yes | 975 | 975 | 975 | 975 | 975 | [15 empty] | 0 | 0 | 0 | 0 | 0 | NA | NA | NA | NA | NA | [5 empty] | NA | NA | NA | NA | NA | 0 | 0 | 0 | 0 | 0 | [10 empty] | NA | NA | NA | NA | NA
0 | 0 | 0 |  | 0 |  | NA | 1469 | 1469 | 1469 | 1469 | 1469 | 481 | 483 | 496 | 498 | 501 | 975 | 975 | 975 | 975 | 975 | [10 empty] | 0 | 0 | 0 | 0 | 0 | Yes | Yes | Yes | Yes | Yes | 76 | 76 | 76 | 76 | 76 | [15 empty] | 0 | 0 | 0 | 0 | 0 | NA | NA | NA | NA | NA | [5 empty] | NA | NA | NA | NA | NA | 0 | 0 | 0 | 0 | 0 | [10 empty] | NA | NA | NA | NA | NA
0 | 0 | 0 |  | 0 |  | NA | 481 | 483 | 496 | 498 | 501 | 975 | 975 | 975 | 975 | 975 | 76 | 76 | 76 | 76 | 76 | [10 empty] | 0 | 0 | 0 | 0 | 0 | Yes | Yes | Yes | Yes | Yes | 0.99 | 0.99 | 0.99 | 0.99 | 0.99 | [15 empty] | 0 | 0 | 0 | 0 | 0 | NA | NA | NA | NA | NA | [5 empty] | NA | NA | NA | NA | NA | 0 | 0 | 0 | 0 | 0 | [10 empty] | NA | NA | NA | NA | NA
Palmwoods 132 kV | F790 | Sunrise Hills |  | Noosaville |  | NA | 975 | 975 | 975 | 975 | 975 | 76 | 76 | 76 | 76 | 76 | 0.99 | 0.99 | 0.99 | 0.99 | 0.99 | [10 empty] | Urban | Urban | Urban | Urban | Urban | Yes | Yes | Yes | Yes | Yes | 975 | 975 | 975 | 975 | 975 | [15 empty] | 17 | 17 | 17 | 17 | 17 | NA | NA | NA | NA | NA | [5 empty] | NA | NA | NA | NA | NA | 17 | 17 | 17 | 17 | 17 | [10 empty] | NA | NA | NA | NA | NA
0 | 0 | 0 |  | 0 |  | NA | 76 | 76 | 76 | 76 | 76 | 0.99 | 0.99 | 0.99 | 0.99 | 0.99 | 975 | 975 | 975 | 975 | 975 | [10 empty] | 0 | 0 | 0 | 0 | 0 | Yes | Yes | Yes | Yes | Yes | 147 | 146 | 147 | 146 | 145 | [15 empty] | 0 | 0 | 0 | 0 | 0 | NA | NA | NA | NA | NA | [5 empty] | NA | NA | NA | NA | NA | 0 | 0 | 0 | 0 | 0 | [10 empty] | NA | NA | NA | NA | NA
0 | 0 | 0 |  | 0 |  | NA | 0.99 | 0.99 | 0.99 | 0.99 | 0.99 | 975 | 975 | 975 | 975 | 975 | 147 | 146 | 147 | 146 | 145 | [10 empty] | 0 | 0 | 0 | 0 | 0 | Yes | Yes | Yes | Yes | Yes | 1052 | 1052 | 1052 | 1052 | 1052 | [15 empty] | 0 | 0 | 0 | 0 | 0 | NA | NA | NA | NA | NA | [5 empty] | NA | NA | NA | NA | NA | 0 | 0 | 0 | 0 | 0 | [10 empty] | NA | NA | NA | NA | NA
0 | 0 | 0 |  | 0 |  | NA | 975 | 975 | 975 | 975 | 975 | 147 | 146 | 147 | 146 | 145 | 1052 | 1052 | 1052 | 1052 | 1052 | [10 empty] | 0 | 0 | 0 | 0 | 0 | Yes | Yes | Yes | Yes | Yes | 135 | 151 | 133 | 133 | 131 | [15 empty] | 0 | 0 | 0 | 0 | 0 | NA | NA | NA | NA | NA | [5 empty] | NA | NA | NA | NA | NA | 0 | 0 | 0 | 0 | 0 | [10 empty] | NA | NA | NA | NA | NA
0 | 0 | 0 |  | 0 |  | NA | 147 | 146 | 147 | 146 | 145 | 1052 | 1052 | 1052 | 1052 | 1052 | 135 | 151 | 133 | 133 | 131 | [10 empty] | 0 | 0 | 0 | 0 | 0 | Yes | Yes | Yes | Yes | Yes | 0.75 | 0.84 | 0.73 | 0.72 | 0.71 | [15 empty] | 0 | 0 | 0 | 0 | 0 | NA | NA | NA | NA | NA | [5 empty] | NA | NA | NA | NA | NA | 0 | 0 | 0 | 0 | 0 | [10 empty] | NA | NA | NA | NA | NA
Palmwoods 132 kV | F795/1 | Palmwoods |  | Image Flat |  | NA | 1052 | 1052 | 1052 | 1052 | 1052 | 135 | 151 | 133 | 133 | 131 | 0.75 | 0.84 | 0.73 | 0.72 | 0.71 | [10 empty] | Urban | Urban | Urban | Urban | Urban | Yes | Yes | Yes | Yes | Yes | 1052 | 1052 | 1052 | 1052 | 1052 | [15 empty] | 17 | 17 | 17 | 17 | 17 | NA | NA | NA | NA | NA | [5 empty] | NA | NA | NA | NA | NA | 17 | 17 | 17 | 17 | 17 | [10 empty] | NA | NA | NA | NA | NA
0 | 0 | 0 |  | 0 |  | NA | 135 | 151 | 133 | 133 | 131 | 0.75 | 0.84 | 0.73 | 0.72 | 0.71 | 1052 | 1052 | 1052 | 1052 | 1052 | [10 empty] | 0 | 0 | 0 | 0 | 0 | Yes | Yes | Yes | Yes | Yes | 263 | 268 | 237 | 244 | 247 | [15 empty] | 0 | 0 | 0 | 0 | 0 | NA | NA | NA | NA | NA | [5 empty] | NA | NA | NA | NA | NA | 0 | 0 | 0 | 0 | 0 | [10 empty] | NA | NA | NA | NA | NA
0 | 0 | 0 |  | 0 |  | NA | 0.75 | 0.84 | 0.73 | 0.72 | 0.71 | 1052 | 1052 | 1052 | 1052 | 1052 | 263 | 268 | 237 | 244 | 247 | [10 empty] | 0 | 0 | 0 | 0 | 0 | Yes | Yes | Yes | Yes | Yes | 942 | 942 | 942 | 942 | 942 | [15 empty] | 0 | 0 | 0 | 0 | 0 | NA | NA | NA | NA | NA | [5 empty] | NA | NA | NA | NA | NA | 0 | 0 | 0 | 0 | 0 | [10 empty] | NA | NA | NA | NA | NA
0 | 0 | 0 |  | 0 |  | NA | 1052 | 1052 | 1052 | 1052 | 1052 | 263 | 268 | 237 | 244 | 247 | 942 | 942 | 942 | 942 | 942 | [10 empty] | 0 | 0 | 0 | 0 | 0 | Yes | Yes | Yes | Yes | Yes | 106 | 87 | 113 | 115 | 117 | [15 empty] | 0 | 0 | 0 | 0 | 0 | NA | NA | NA | NA | NA | [5 empty] | NA | NA | NA | NA | NA | 0 | 0 | 0 | 0 | 0 | [10 empty] | NA | NA | NA | NA | NA
0 | 0 | 0 |  | 0 |  | NA | 263 | 268 | 237 | 244 | 247 | 942 | 942 | 942 | 942 | 942 | 106 | 87 | 113 | 115 | 117 | [10 empty] | 0 | 0 | 0 | 0 | 0 | Yes | Yes | Yes | Yes | Yes | 0.72 | 0.64 | 0.76 | 0.76 | 0.77 | [15 empty] | 0 | 0 | 0 | 0 | 0 | NA | NA | NA | NA | NA | [5 empty] | NA | NA | NA | NA | NA | 0 | 0 | 0 | 0 | 0 | [10 empty] | NA | NA | NA | NA | NA
Palmwoods 132 kV | F795/2 | Image Flat |  | Cooroy |  | NA | 942 | 942 | 942 | 942 | 942 | 106 | 87 | 113 | 115 | 117 | 0.72 | 0.64 | 0.76 | 0.76 | 0.77 | [10 empty] | Urban | Urban | Urban | Urban | Urban | Yes | Yes | Yes | Yes | Yes | 942 | 942 | 942 | 942 | 942 | [15 empty] | 17 | 17 | 17 | 17 | 17 | NA | NA | NA | NA | NA | [5 empty] | NA | NA | NA | NA | NA | 17 | 17 | 17 | 17 | 17 | [10 empty] | NA | NA | NA | NA | NA
0 | 0 | 0 |  | 0 |  | NA | 106 | 87 | 113 | 115 | 117 | 0.72 | 0.64 | 0.76 | 0.76 | 0.77 | 942 | 942 | 942 | 942 | 942 | [10 empty] | 0 | 0 | 0 | 0 | 0 | Yes | Yes | Yes | Yes | Yes | 374 | 279 | 348 | 331 | 314 | [15 empty] | 0 | 0 | 0 | 0 | 0 | NA | NA | NA | NA | NA | [5 empty] | NA | NA | NA | NA | NA | 0 | 0 | 0 | 0 | 0 | [10 empty] | NA | NA | NA | NA | NA
0 | 0 | 0 |  | 0 |  | NA | 0.72 | 0.64 | 0.76 | 0.76 | 0.77 | 942 | 942 | 942 | 942 | 942 | 374 | 279 | 348 | 331 | 314 | [10 empty] | 0 | 0 | 0 | 0 | 0 | Yes | Yes | Yes | Yes | Yes | 833 | 833 | 833 | 833 | 833 | [15 empty] | 0 | 0 | 0 | 0 | 0 | NA | NA | NA | NA | NA | [5 empty] | NA | NA | NA | NA | NA | 0 | 0 | 0 | 0 | 0 | [10 empty] | NA | NA | NA | NA | NA
0 | 0 | 0 |  | 0 |  | NA | 942 | 942 | 942 | 942 | 942 | 374 | 279 | 348 | 331 | 314 | 833 | 833 | 833 | 833 | 833 | [10 empty] | 0 | 0 | 0 | 0 | 0 | Yes | Yes | Yes | Yes | Yes | 176 | 180 | 181 | 181 | 180 | [15 empty] | 0 | 0 | 0 | 0 | 0 | NA | NA | NA | NA | NA | [5 empty] | NA | NA | NA | NA | NA | 0 | 0 | 0 | 0 | 0 | [10 empty] | NA | NA | NA | NA | NA
0 | 0 | 0 |  | 0 |  | NA | 374 | 279 | 348 | 331 | 314 | 833 | 833 | 833 | 833 | 833 | 176 | 180 | 181 | 181 | 180 | [10 empty] | 0 | 0 | 0 | 0 | 0 | Yes | Yes | Yes | Yes | Yes | 0.99 | 0.99 | 0.99 | 0.99 | 0.99 | [15 empty] | 0 | 0 | 0 | 0 | 0 | NA | NA | NA | NA | NA | [5 empty] | NA | NA | NA | NA | NA | 0 | 0 | 0 | 0 | 0 | [10 empty] | NA | NA | NA | NA | NA
Palmwoods 132 kV | F795/3 | Image Flat |  | Nambour |  | NA | 833 | 833 | 833 | 833 | 833 | 176 | 180 | 181 | 181 | 180 | 0.99 | 0.99 | 0.99 | 0.99 | 0.99 | [10 empty] | Urban | Urban | Urban | Urban | Urban | Yes | Yes | Yes | Yes | Yes | 833 | 833 | 833 | 833 | 833 | [15 empty] | 17 | 17 | 17 | 17 | 17 | NA | NA | NA | NA | NA | [5 empty] | NA | NA | NA | NA | NA | 17 | 17 | 17 | 17 | 17 | [10 empty] | NA | NA | NA | NA | NA
0 | 0 | 0 |  | 0 |  | NA | 176 | 180 | 181 | 181 | 180 | 0.99 | 0.99 | 0.99 | 0.99 | 0.99 | 833 | 833 | 833 | 833 | 833 | [10 empty] | 0 | 0 | 0 | 0 | 0 | Yes | Yes | Yes | Yes | Yes | 332 | 339 | 342 | 341 | 340 | [15 empty] | 0 | 0 | 0 | 0 | 0 | NA | NA | NA | NA | NA | [5 empty] | NA | NA | NA | NA | NA | 0 | 0 | 0 | 0 | 0 | [10 empty] | NA | NA | NA | NA | NA
0 | 0 | 0 |  | 0 |  | NA | 0.99 | 0.99 | 0.99 | 0.99 | 0.99 | 833 | 833 | 833 | 833 | 833 | 332 | 339 | 342 | 341 | 340 | [10 empty] | 0 | 0 | 0 | 0 | 0 | Yes | Yes | Yes | Yes | Yes | 949 | 949 | 949 | 949 | 949 | [15 empty] | 0 | 0 | 0 | 0 | 0 | NA | NA | NA | NA | NA | [5 empty] | NA | NA | NA | NA | NA | 0 | 0 | 0 | 0 | 0 | [10 empty] | NA | NA | NA | NA | NA
0 | 0 | 0 |  | 0 |  | NA | 833 | 833 | 833 | 833 | 833 | 332 | 339 | 342 | 341 | 340 | 949 | 949 | 949 | 949 | 949 | [10 empty] | 0 | 0 | 0 | 0 | 0 | Yes | Yes | Yes | Yes | Yes | 250 | 249 | 250 | 249 | 247 | [15 empty] | 0 | 0 | 0 | 0 | 0 | NA | NA | NA | NA | NA | [5 empty] | NA | NA | NA | NA | NA | 0 | 0 | 0 | 0 | 0 | [10 empty] | NA | NA | NA | NA | NA
0 | 0 | 0 |  | 0 |  | NA | 332 | 339 | 342 | 341 | 340 | 949 | 949 | 949 | 949 | 949 | 250 | 249 | 250 | 249 | 247 | [10 empty] | 0 | 0 | 0 | 0 | 0 | Yes | Yes | Yes | Yes | Yes | 0.98 | 0.98 | 0.98 | 0.98 | 0.98 | [15 empty] | 0 | 0 | 0 | 0 | 0 | NA | NA | NA | NA | NA | [5 empty] | NA | NA | NA | NA | NA | 0 | 0 | 0 | 0 | 0 | [10 empty] | NA | NA | NA | NA | NA
Palmwoods 132 kV | F796 | Cooroy |  | Sunrise Hills |  | NA | 949 | 949 | 949 | 949 | 949 | 250 | 249 | 250 | 249 | 247 | 0.98 | 0.98 | 0.98 | 0.98 | 0.98 | [10 empty] | Urban | Urban | Urban | Urban | Urban | Yes | Yes | Yes | Yes | Yes | 949 | 949 | 949 | 949 | 949 | [15 empty] | 17 | 17 | 17 | 17 | 17 | NA | NA | NA | NA | NA | [5 empty] | NA | NA | NA | NA | NA | 17 | 17 | 17 | 17 | 17 | [10 empty] | NA | NA | NA | NA | NA
0 | 0 | 0 |  | 0 |  | NA | 250 | 249 | 250 | 249 | 247 | 0.98 | 0.98 | 0.98 | 0.98 | 0.98 | 949 | 949 | 949 | 949 | 949 | [10 empty] | 0 | 0 | 0 | 0 | 0 | Yes | Yes | Yes | Yes | Yes | 473 | 471 | 473 | 470 | 465 | [15 empty] | 0 | 0 | 0 | 0 | 0 | NA | NA | NA | NA | NA | [5 empty] | NA | NA | NA | NA | NA | 0 | 0 | 0 | 0 | 0 | [10 empty] | NA | NA | NA | NA | NA
0 | 0 | 0 |  | 0 |  | NA | 0.98 | 0.98 | 0.98 | 0.98 | 0.98 | 949 | 949 | 949 | 949 | 949 | 473 | 471 | 473 | 470 | 465 | [10 empty] | 0 | 0 | 0 | 0 | 0 | Yes | Yes | Yes | Yes | Yes | 975 | 975 | 975 | 975 | 975 | [15 empty] | 0 | 0 | 0 | 0 | 0 | NA | NA | NA | NA | NA | [5 empty] | NA | NA | NA | NA | NA | 0 | 0 | 0 | 0 | 0 | [10 empty] | NA | NA | NA | NA | NA
0 | 0 | 0 |  | 0 |  | NA | 949 | 949 | 949 | 949 | 949 | 473 | 471 | 473 | 470 | 465 | 975 | 975 | 975 | 975 | 975 | [10 empty] | 0 | 0 | 0 | 0 | 0 | Yes | Yes | Yes | Yes | Yes | 250 | 249 | 250 | 249 | 247 | [15 empty] | 0 | 0 | 0 | 0 | 0 | NA | NA | NA | NA | NA | [5 empty] | NA | NA | NA | NA | NA | 0 | 0 | 0 | 0 | 0 | [10 empty] | NA | NA | NA | NA | NA
0 | 0 | 0 |  | 0 |  | NA | 473 | 471 | 473 | 470 | 465 | 975 | 975 | 975 | 975 | 975 | 250 | 249 | 250 | 249 | 247 | [10 empty] | 0 | 0 | 0 | 0 | 0 | Yes | Yes | Yes | Yes | Yes | 0.98 | 0.98 | 0.98 | 0.98 | 0.98 | [15 empty] | 0 | 0 | 0 | 0 | 0 | NA | NA | NA | NA | NA | [5 empty] | NA | NA | NA | NA | NA | 0 | 0 | 0 | 0 | 0 | [10 empty] | NA | NA | NA | NA | NA
Palmwoods 132 kV | F797 | Cooroy |  | Sunrise Hills |  | NA | 975 | 975 | 975 | 975 | 975 | 250 | 249 | 250 | 249 | 247 | 0.98 | 0.98 | 0.98 | 0.98 | 0.98 | [10 empty] | Urban | Urban | Urban | Urban | Urban | Yes | Yes | Yes | Yes | Yes | 975 | 975 | 975 | 975 | 975 | [15 empty] | 17 | 17 | 17 | 17 | 17 | NA | NA | NA | NA | NA | [5 empty] | NA | NA | NA | NA | NA | 17 | 17 | 17 | 17 | 17 | [10 empty] | NA | NA | NA | NA | NA
0 | 0 | 0 |  | 0 |  | NA | 250 | 249 | 250 | 249 | 247 | 0.98 | 0.98 | 0.98 | 0.98 | 0.98 | 975 | 975 | 975 | 975 | 975 | [10 empty] | 0 | 0 | 0 | 0 | 0 | Yes | Yes | Yes | Yes | Yes | 473 | 471 | 473 | 470 | 465 | [15 empty] | 0 | 0 | 0 | 0 | 0 | NA | NA | NA | NA | NA | [5 empty] | NA | NA | NA | NA | NA | 0 | 0 | 0 | 0 | 0 | [10 empty] | NA | NA | NA | NA | NA
0 | 0 | 0 |  | 0 |  | NA | 0.98 | 0.98 | 0.98 | 0.98 | 0.98 | 975 | 975 | 975 | 975 | 975 | 473 | 471 | 473 | 470 | 465 | [10 empty] | 0 | 0 | 0 | 0 | 0 | Yes | Yes | Yes | Yes | Yes | 975 | 975 | 975 | 975 | 975 | [15 empty] | 0 | 0 | 0 | 0 | 0 | NA | NA | NA | NA | NA | [5 empty] | NA | NA | NA | NA | NA | 0 | 0 | 0 | 0 | 0 | [10 empty] | NA | NA | NA | NA | NA
0 | 0 | 0 |  | 0 |  | NA | 975 | 975 | 975 | 975 | 975 | 473 | 471 | 473 | 470 | 465 | 975 | 975 | 975 | 975 | 975 | [10 empty] | 0 | 0 | 0 | 0 | 0 | Yes | Yes | Yes | Yes | Yes | 205 | 207 | 218 | 220 | 222 | [15 empty] | 0 | 0 | 0 | 0 | 0 | NA | NA | NA | NA | NA | [5 empty] | NA | NA | NA | NA | NA | 0 | 0 | 0 | 0 | 0 | [10 empty] | NA | NA | NA | NA | NA
0 | 0 | 0 |  | 0 |  | NA | 473 | 471 | 473 | 470 | 465 | 975 | 975 | 975 | 975 | 975 | 205 | 207 | 218 | 220 | 222 | [10 empty] | 0 | 0 | 0 | 0 | 0 | Yes | Yes | Yes | Yes | Yes | 0.98 | 0.98 | 0.98 | 0.98 | 0.98 | [15 empty] | 0 | 0 | 0 | 0 | 0 | NA | NA | NA | NA | NA | [5 empty] | NA | NA | NA | NA | NA | 0 | 0 | 0 | 0 | 0 | [10 empty] | NA | NA | NA | NA | NA
Palmwoods 132 kV | F803 | Mooloolaba |  | Caloundra |  | NA | 975 | 975 | 975 | 975 | 975 | 205 | 207 | 218 | 220 | 222 | 0.98 | 0.98 | 0.98 | 0.98 | 0.98 | [10 empty] | Urban | Urban | Urban | Urban | Urban | Yes | Yes | Yes | Yes | Yes | 975 | 975 | 975 | 975 | 975 | [15 empty] | 17 | 17 | 17 | 17 | 17 | NA | NA | NA | NA | NA | [5 empty] | NA | NA | NA | NA | NA | 17 | 17 | 17 | 17 | 17 | [10 empty] | NA | NA | NA | NA | NA
0 | 0 | 0 |  | 0 |  | NA | 205 | 207 | 218 | 220 | 222 | 0.98 | 0.98 | 0.98 | 0.98 | 0.98 | 975 | 975 | 975 | 975 | 975 | [10 empty] | 0 | 0 | 0 | 0 | 0 | Yes | Yes | Yes | Yes | Yes | 467 | 470 | 491 | 494 | 498 | [15 empty] | 0 | 0 | 0 | 0 | 0 | NA | NA | NA | NA | NA | [5 empty] | NA | NA | NA | NA | NA | 0 | 0 | 0 | 0 | 0 | [10 empty] | NA | NA | NA | NA | NA
0 | 0 | 0 |  | 0 |  | NA | 0.98 | 0.98 | 0.98 | 0.98 | 0.98 | 975 | 975 | 975 | 975 | 975 | 467 | 470 | 491 | 494 | 498 | [10 empty] | 0 | 0 | 0 | 0 | 0 | Yes | Yes | Yes | Yes | Yes | 975 | 975 | 975 | 975 | 975 | [15 empty] | 0 | 0 | 0 | 0 | 0 | NA | NA | NA | NA | NA | [5 empty] | NA | NA | NA | NA | NA | 0 | 0 | 0 | 0 | 0 | [10 empty] | NA | NA | NA | NA | NA
0 | 0 | 0 |  | 0 |  | NA | 975 | 975 | 975 | 975 | 975 | 467 | 470 | 491 | 494 | 498 | 975 | 975 | 975 | 975 | 975 | [10 empty] | 0 | 0 | 0 | 0 | 0 | Yes | Yes | Yes | Yes | Yes | 30 | 29 | 35 | 34 | 33 | [15 empty] | 0 | 0 | 0 | 0 | 0 | NA | NA | NA | NA | NA | [5 empty] | NA | NA | NA | NA | NA | 0 | 0 | 0 | 0 | 0 | [10 empty] | NA | NA | NA | NA | NA
0 | 0 | 0 |  | 0 |  | NA | 467 | 470 | 491 | 494 | 498 | 975 | 975 | 975 | 975 | 975 | 30 | 29 | 35 | 34 | 33 | [10 empty] | 0 | 0 | 0 | 0 | 0 | Yes | Yes | Yes | Yes | Yes | 0.99 | 0.99 | 0.99 | 0.99 | 0.99 | [15 empty] | 0 | 0 | 0 | 0 | 0 | NA | NA | NA | NA | NA | [5 empty] | NA | NA | NA | NA | NA | 0 | 0 | 0 | 0 | 0 | [10 empty] | NA | NA | NA | NA | NA
Palmwoods 132 kV | F804 | Caloundra |  | Currimundi |  | NA | 975 | 975 | 975 | 975 | 975 | 30 | 29 | 35 | 34 | 33 | 0.99 | 0.99 | 0.99 | 0.99 | 0.99 | [10 empty] | Urban | Urban | Urban | Urban | Urban | Yes | Yes | Yes | Yes | Yes | 975 | 975 | 975 | 975 | 975 | [15 empty] | 17 | 17 | 17 | 17 | 17 | NA | NA | NA | NA | NA | [5 empty] | NA | NA | NA | NA | NA | 17 | 17 | 17 | 17 | 17 | [10 empty] | NA | NA | NA | NA | NA
0 | 0 | 0 |  | 0 |  | NA | 30 | 29 | 35 | 34 | 33 | 0.99 | 0.99 | 0.99 | 0.99 | 0.99 | 975 | 975 | 975 | 975 | 975 | [10 empty] | 0 | 0 | 0 | 0 | 0 | Yes | Yes | Yes | Yes | Yes | 247 | 250 | 254 | 256 | 260 | [15 empty] | 0 | 0 | 0 | 0 | 0 | NA | NA | NA | NA | NA | [5 empty] | NA | NA | NA | NA | NA | 0 | 0 | 0 | 0 | 0 | [10 empty] | NA | NA | NA | NA | NA
0 | 0 | 0 |  | 0 |  | NA | 0.99 | 0.99 | 0.99 | 0.99 | 0.99 | 975 | 975 | 975 | 975 | 975 | 247 | 250 | 254 | 256 | 260 | [10 empty] | 0 | 0 | 0 | 0 | 0 | Yes | Yes | Yes | Yes | Yes | 975 | 975 | 975 | 975 | 975 | [15 empty] | 0 | 0 | 0 | 0 | 0 | NA | NA | NA | NA | NA | [5 empty] | NA | NA | NA | NA | NA | 0 | 0 | 0 | 0 | 0 | [10 empty] | NA | NA | NA | NA | NA
0 | 0 | 0 |  | 0 |  | NA | 975 | 975 | 975 | 975 | 975 | 247 | 250 | 254 | 256 | 260 | 975 | 975 | 975 | 975 | 975 | [10 empty] | 0 | 0 | 0 | 0 | 0 | Yes | Yes | Yes | Yes | Yes | 72 | 71 | 69 | 70 | 68 | [15 empty] | 0 | 0 | 0 | 0 | 0 | NA | NA | NA | NA | NA | [5 empty] | NA | NA | NA | NA | NA | 0 | 0 | 0 | 0 | 0 | [10 empty] | NA | NA | NA | NA | NA
0 | 0 | 0 |  | 0 |  | NA | 247 | 250 | 254 | 256 | 260 | 975 | 975 | 975 | 975 | 975 | 72 | 71 | 69 | 70 | 68 | [10 empty] | 0 | 0 | 0 | 0 | 0 | Yes | Yes | Yes | Yes | Yes | 0.74 | 0.74 | 0.72 | 0.72 | 0.72 | [15 empty] | 0 | 0 | 0 | 0 | 0 | NA | NA | NA | NA | NA | [5 empty] | NA | NA | NA | NA | NA | 0 | 0 | 0 | 0 | 0 | [10 empty] | NA | NA | NA | NA | NA
Palmwoods 132 kV | F815 | Mooloolaba |  | Alexandra Headlands |  | NA | 975 | 975 | 975 | 975 | 975 | 72 | 71 | 69 | 70 | 68 | 0.74 | 0.74 | 0.72 | 0.72 | 0.72 | [10 empty] | Urban | Urban | Urban | Urban | Urban | Yes | Yes | Yes | Yes | Yes | 975 | 975 | 975 | 975 | 975 | [15 empty] | 17 | 17 | 17 | 17 | 17 | NA | NA | NA | NA | NA | [5 empty] | NA | NA | NA | NA | NA | 17 | 17 | 17 | 17 | 17 | [10 empty] | NA | NA | NA | NA | NA
0 | 0 | 0 |  | 0 |  | NA | 72 | 71 | 69 | 70 | 68 | 0.74 | 0.74 | 0.72 | 0.72 | 0.72 | 975 | 975 | 975 | 975 | 975 | [10 empty] | 0 | 0 | 0 | 0 | 0 | Yes | Yes | Yes | Yes | Yes | 160 | 161 | 167 | 168 | 170 | [15 empty] | 0 | 0 | 0 | 0 | 0 | NA | NA | NA | NA | NA | [5 empty] | NA | NA | NA | NA | NA | 0 | 0 | 0 | 0 | 0 | [10 empty] | NA | NA | NA | NA | NA
0 | 0 | 0 |  | 0 |  | NA | 0.74 | 0.74 | 0.72 | 0.72 | 0.72 | 975 | 975 | 975 | 975 | 975 | 160 | 161 | 167 | 168 | 170 | [10 empty] | 0 | 0 | 0 | 0 | 0 | Yes | Yes | Yes | Yes | Yes | 975 | 975 | 975 | 975 | 975 | [15 empty] | 0 | 0 | 0 | 0 | 0 | NA | NA | NA | NA | NA | [5 empty] | NA | NA | NA | NA | NA | 0 | 0 | 0 | 0 | 0 | [10 empty] | NA | NA | NA | NA | NA
0 | 0 | 0 |  | 0 |  | NA | 975 | 975 | 975 | 975 | 975 | 160 | 161 | 167 | 168 | 170 | 975 | 975 | 975 | 975 | 975 | [10 empty] | 0 | 0 | 0 | 0 | 0 | Yes | Yes | Yes | Yes | Yes | 98 | 99 | 103 | 104 | 106 | [15 empty] | 0 | 0 | 0 | 0 | 0 | NA | NA | NA | NA | NA | [5 empty] | NA | NA | NA | NA | NA | 0 | 0 | 0 | 0 | 0 | [10 empty] | NA | NA | NA | NA | NA
0 | 0 | 0 |  | 0 |  | NA | 160 | 161 | 167 | 168 | 170 | 975 | 975 | 975 | 975 | 975 | 98 | 99 | 103 | 104 | 106 | [10 empty] | 0 | 0 | 0 | 0 | 0 | Yes | Yes | Yes | Yes | Yes | 0.92 | 0.93 | 0.94 | 0.94 | 0.94 | [15 empty] | 0 | 0 | 0 | 0 | 0 | NA | NA | NA | NA | NA | [5 empty] | NA | NA | NA | NA | NA | 0 | 0 | 0 | 0 | 0 | [10 empty] | NA | NA | NA | NA | NA
Palmwoods 132 kV | F816 | Mooloolaba |  | West Maroochydore |  | NA | 975 | 975 | 975 | 975 | 975 | 98 | 99 | 103 | 104 | 106 | 0.92 | 0.93 | 0.94 | 0.94 | 0.94 | [10 empty] | Urban | Urban | Urban | Urban | Urban | Yes | Yes | Yes | Yes | Yes | 975 | 975 | 975 | 975 | 975 | [15 empty] | 17 | 17 | 17 | 17 | 17 | NA | NA | NA | NA | NA | [5 empty] | NA | NA | NA | NA | NA | 17 | 17 | 17 | 17 | 17 | [10 empty] | NA | NA | NA | NA | NA
0 | 0 | 0 |  | 0 |  | NA | 98 | 99 | 103 | 104 | 106 | 0.92 | 0.93 | 0.94 | 0.94 | 0.94 | 975 | 975 | 975 | 975 | 975 | [10 empty] | 0 | 0 | 0 | 0 | 0 | Yes | Yes | Yes | Yes | Yes | 183 | 184 | 190 | 192 | 193 | [15 empty] | 0 | 0 | 0 | 0 | 0 | NA | NA | NA | NA | NA | [5 empty] | NA | NA | NA | NA | NA | 0 | 0 | 0 | 0 | 0 | [10 empty] | NA | NA | NA | NA | NA
0 | 0 | 0 |  | 0 |  | NA | 0.92 | 0.93 | 0.94 | 0.94 | 0.94 | 975 | 975 | 975 | 975 | 975 | 183 | 184 | 190 | 192 | 193 | [10 empty] | 0 | 0 | 0 | 0 | 0 | Yes | Yes | Yes | Yes | Yes | 894 | 894 | 894 | 894 | 894 | [15 empty] | 0 | 0 | 0 | 0 | 0 | NA | NA | NA | NA | NA | [5 empty] | NA | NA | NA | NA | NA | 0 | 0 | 0 | 0 | 0 | [10 empty] | NA | NA | NA | NA | NA
0 | 0 | 0 |  | 0 |  | NA | 975 | 975 | 975 | 975 | 975 | 183 | 184 | 190 | 192 | 193 | 894 | 894 | 894 | 894 | 894 | [10 empty] | 0 | 0 | 0 | 0 | 0 | Yes | Yes | Yes | Yes | Yes | 286 | 288 | 299 | 301 | 304 | [15 empty] | 0 | 0 | 0 | 0 | 0 | NA | NA | NA | NA | NA | [5 empty] | NA | NA | NA | NA | NA | 0 | 0 | 0 | 0 | 0 | [10 empty] | NA | NA | NA | NA | NA
0 | 0 | 0 |  | 0 |  | NA | 183 | 184 | 190 | 192 | 193 | 894 | 894 | 894 | 894 | 894 | 286 | 288 | 299 | 301 | 304 | [10 empty] | 0 | 0 | 0 | 0 | 0 | Yes | Yes | Yes | Yes | Yes | 1 | 1 | 0.99 | 0.99 | 0.99 | [15 empty] | 0 | 0 | 0 | 0 | 0 | NA | NA | NA | NA | NA | [5 empty] | NA | NA | NA | NA | NA | 0 | 0 | 0 | 0 | 0 | [10 empty] | NA | NA | NA | NA | NA
Palmwoods 132 kV | F819 | Mooloolaba |  | Kawana |  | NA | 894 | 894 | 894 | 894 | 894 | 286 | 288 | 299 | 301 | 304 | 1 | 1 | 0.99 | 0.99 | 0.99 | [10 empty] | Urban | Urban | Urban | Urban | Urban | Yes | Yes | Yes | Yes | Yes | 894 | 894 | 894 | 894 | 894 | [15 empty] | 17 | 17 | 17 | 17 | 17 | NA | NA | NA | NA | NA | [5 empty] | NA | NA | NA | NA | NA | 17 | 17 | 17 | 17 | 17 | [10 empty] | NA | NA | NA | NA | NA
0 | 0 | 0 |  | 0 |  | NA | 286 | 288 | 299 | 301 | 304 | 1 | 1 | 0.99 | 0.99 | 0.99 | 894 | 894 | 894 | 894 | 894 | [10 empty] | 0 | 0 | 0 | 0 | 0 | Yes | Yes | Yes | Yes | Yes | 464 | 467 | 489 | 491 | 495 | [15 empty] | 0 | 0 | 0 | 0 | 0 | NA | NA | NA | NA | NA | [5 empty] | NA | NA | NA | NA | NA | 0 | 0 | 0 | 0 | 0 | [10 empty] | NA | NA | NA | NA | NA
0 | 0 | 0 |  | 0 |  | NA | 1 | 1 | 0.99 | 0.99 | 0.99 | 894 | 894 | 894 | 894 | 894 | 464 | 467 | 489 | 491 | 495 | [10 empty] | 0 | 0 | 0 | 0 | 0 | Yes | Yes | Yes | Yes | Yes | 506 | 506 | 506 | 506 | 506 | [15 empty] | 0 | 0 | 0 | 0 | 0 | NA | NA | NA | NA | NA | [5 empty] | NA | NA | NA | NA | NA | 0 | 0 | 0 | 0 | 0 | [10 empty] | NA | NA | NA | NA | NA
0 | 0 | 0 |  | 0 |  | NA | 894 | 894 | 894 | 894 | 894 | 464 | 467 | 489 | 491 | 495 | 506 | 506 | 506 | 506 | 506 | [10 empty] | 0 | 0 | 0 | 0 | 0 | Yes | Yes | Yes | Yes | Yes | 212 | 213 | 218 | 220 | 221 | [15 empty] | 0 | 0 | 0 | 0 | 0 | NA | NA | NA | NA | NA | [5 empty] | NA | NA | NA | NA | NA | 0 | 0 | 0 | 0 | 0 | [10 empty] | NA | NA | NA | NA | NA
0 | 0 | 0 |  | 0 |  | NA | 464 | 467 | 489 | 491 | 495 | 506 | 506 | 506 | 506 | 506 | 212 | 213 | 218 | 220 | 221 | [10 empty] | 0 | 0 | 0 | 0 | 0 | Yes | Yes | Yes | Yes | Yes | 1 | 1 | 1 | 1 | 1 | [15 empty] | 0 | 0 | 0 | 0 | 0 | NA | NA | NA | NA | NA | [5 empty] | NA | NA | NA | NA | NA | 0 | 0 | 0 | 0 | 0 | [10 empty] | NA | NA | NA | NA | NA
Palmwoods 132 kV | F821 | West Maroochydore |  | Alexandra Headlands |  | NA | 506 | 506 | 506 | 506 | 506 | 212 | 213 | 218 | 220 | 221 | 1 | 1 | 1 | 1 | 1 | [10 empty] | Urban | Urban | Urban | Urban | Urban | Yes | Yes | Yes | Yes | Yes | 506 | 506 | 506 | 506 | 506 | [15 empty] | 17 | 17 | 17 | 17 | 17 | NA | NA | NA | NA | NA | [5 empty] | NA | NA | NA | NA | NA | 17 | 17 | 17 | 17 | 17 | [10 empty] | NA | NA | NA | NA | NA
0 | 0 | 0 |  | 0 |  | NA | 212 | 213 | 218 | 220 | 221 | 1 | 1 | 1 | 1 | 1 | 506 | 506 | 506 | 506 | 506 | [10 empty] | 0 | 0 | 0 | 0 | 0 | Yes | Yes | Yes | Yes | Yes | 380 | 383 | 393 | 396 | 398 | [15 empty] | 0 | 0 | 0 | 0 | 0 | NA | NA | NA | NA | NA | [5 empty] | NA | NA | NA | NA | NA | 0 | 0 | 0 | 0 | 0 | [10 empty] | NA | NA | NA | NA | NA
0 | 0 | 0 |  | 0 |  | NA | 1 | 1 | 1 | 1 | 1 | 506 | 506 | 506 | 506 | 506 | 380 | 383 | 393 | 396 | 398 | [10 empty] | 0 | 0 | 0 | 0 | 0 | Yes | Yes | Yes | Yes | Yes | 975 | 975 | 975 | 975 | 975 | [15 empty] | 0 | 0 | 0 | 0 | 0 | NA | NA | NA | NA | NA | [5 empty] | NA | NA | NA | NA | NA | 0 | 0 | 0 | 0 | 0 | [10 empty] | NA | NA | NA | NA | NA
0 | 0 | 0 |  | 0 |  | NA | 506 | 506 | 506 | 506 | 506 | 380 | 383 | 393 | 396 | 398 | 975 | 975 | 975 | 975 | 975 | [10 empty] | 0 | 0 | 0 | 0 | 0 | Yes | Yes | Yes | Yes | Yes | 192 | 195 | 206 | 209 | 212 | [15 empty] | 0 | 0 | 0 | 0 | 0 | NA | NA | NA | NA | NA | [5 empty] | NA | NA | NA | NA | NA | 0 | 0 | 0 | 0 | 0 | [10 empty] | NA | NA | NA | NA | NA
0 | 0 | 0 |  | 0 |  | NA | 380 | 383 | 393 | 396 | 398 | 975 | 975 | 975 | 975 | 975 | 192 | 195 | 206 | 209 | 212 | [10 empty] | 0 | 0 | 0 | 0 | 0 | Yes | Yes | Yes | Yes | Yes | 1 | 1 | 1 | 1 | 1 | [15 empty] | 0 | 0 | 0 | 0 | 0 | NA | NA | NA | NA | NA | [5 empty] | NA | NA | NA | NA | NA | 0 | 0 | 0 | 0 | 0 | [10 empty] | NA | NA | NA | NA | NA
Palmwoods 132 kV | F844 | Kawana |  | Birtinya |  | NA | 975 | 975 | 975 | 975 | 975 | 192 | 195 | 206 | 209 | 212 | 1 | 1 | 1 | 1 | 1 | [10 empty] | Urban | Urban | Urban | Urban | Urban | Yes | Yes | Yes | Yes | Yes | 975 | 975 | 975 | 975 | 975 | [15 empty] | 17 | 17 | 17 | 17 | 17 | NA | NA | NA | NA | NA | [5 empty] | NA | NA | NA | NA | NA | 17 | 17 | 17 | 17 | 17 | [10 empty] | NA | NA | NA | NA | NA
0 | 0 | 0 |  | 0 |  | NA | 192 | 195 | 206 | 209 | 212 | 1 | 1 | 1 | 1 | 1 | 975 | 975 | 975 | 975 | 975 | [10 empty] | 0 | 0 | 0 | 0 | 0 | Yes | Yes | Yes | Yes | Yes | 373 | 378 | 400 | 403 | 408 | [15 empty] | 0 | 0 | 0 | 0 | 0 | NA | NA | NA | NA | NA | [5 empty] | NA | NA | NA | NA | NA | 0 | 0 | 0 | 0 | 0 | [10 empty] | NA | NA | NA | NA | NA
0 | 0 | 0 |  | 0 |  | NA | 1 | 1 | 1 | 1 | 1 | 975 | 975 | 975 | 975 | 975 | 373 | 378 | 400 | 403 | 408 | [10 empty] | 0 | 0 | 0 | 0 | 0 | Yes | Yes | Yes | Yes | Yes | 975 | 975 | 975 | 975 | 975 | [15 empty] | 0 | 0 | 0 | 0 | 0 | NA | NA | NA | NA | NA | [5 empty] | NA | NA | NA | NA | NA | 0 | 0 | 0 | 0 | 0 | [10 empty] | NA | NA | NA | NA | NA
0 | 0 | 0 |  | 0 |  | NA | 975 | 975 | 975 | 975 | 975 | 373 | 378 | 400 | 403 | 408 | 975 | 975 | 975 | 975 | 975 | [10 empty] | 0 | 0 | 0 | 0 | 0 | Yes | Yes | Yes | Yes | Yes | 110 | 113 | 123 | 125 | 129 | [15 empty] | 0 | 0 | 0 | 0 | 0 | NA | NA | NA | NA | NA | [5 empty] | NA | NA | NA | NA | NA | 0 | 0 | 0 | 0 | 0 | [10 empty] | NA | NA | NA | NA | NA
0 | 0 | 0 |  | 0 |  | NA | 373 | 378 | 400 | 403 | 408 | 975 | 975 | 975 | 975 | 975 | 110 | 113 | 123 | 125 | 129 | [10 empty] | 0 | 0 | 0 | 0 | 0 | Yes | Yes | Yes | Yes | Yes | 1 | 1 | 1 | 1 | 1 | [15 empty] | 0 | 0 | 0 | 0 | 0 | NA | NA | NA | NA | NA | [5 empty] | NA | NA | NA | NA | NA | 0 | 0 | 0 | 0 | 0 | [10 empty] | NA | NA | NA | NA | NA
Palmwoods 132 kV | F851 | Birtinya |  | Currimundi |  | NA | 975 | 975 | 975 | 975 | 975 | 110 | 113 | 123 | 125 | 129 | 1 | 1 | 1 | 1 | 1 | [10 empty] | Urban | Urban | Urban | Urban | Urban | Yes | Yes | Yes | Yes | Yes | 975 | 975 | 975 | 975 | 975 | [15 empty] | 17 | 17 | 17 | 17 | 17 | NA | NA | NA | NA | NA | [5 empty] | NA | NA | NA | NA | NA | 17 | 17 | 17 | 17 | 17 | [10 empty] | NA | NA | NA | NA | NA
0 | 0 | 0 |  | 0 |  | NA | 110 | 113 | 123 | 125 | 129 | 1 | 1 | 1 | 1 | 1 | 975 | 975 | 975 | 975 | 975 | [10 empty] | 0 | 0 | 0 | 0 | 0 | Yes | Yes | Yes | Yes | Yes | 296 | 300 | 321 | 324 | 329 | [15 empty] | 0 | 0 | 0 | 0 | 0 | NA | NA | NA | NA | NA | [5 empty] | NA | NA | NA | NA | NA | 0 | 0 | 0 | 0 | 0 | [10 empty] | NA | NA | NA | NA | NA
0 | 0 | 0 |  | 0 |  | NA | 1 | 1 | 1 | 1 | 1 | 975 | 975 | 975 | 975 | 975 | 296 | 300 | 321 | 324 | 329 | [10 empty] | 0 | 0 | 0 | 0 | 0 | Yes | Yes | Yes | Yes | Yes | 1376 | 1376 | 1376 | 1376 | 1376 | [15 empty] | 0 | 0 | 0 | 0 | 0 | NA | NA | NA | NA | NA | [5 empty] | NA | NA | NA | NA | NA | 0 | 0 | 0 | 0 | 0 | [10 empty] | NA | NA | NA | NA | NA
0 | 0 | 0 |  | 0 |  | NA | 975 | 975 | 975 | 975 | 975 | 296 | 300 | 321 | 324 | 329 | 1376 | 1376 | 1376 | 1376 | 1376 | [10 empty] | 0 | 0 | 0 | 0 | 0 | Yes | Yes | Yes | Yes | Yes | 221 | 222 | 226 | 228 | 228 | [15 empty] | 0 | 0 | 0 | 0 | 0 | NA | NA | NA | NA | NA | [5 empty] | NA | NA | NA | NA | NA | 0 | 0 | 0 | 0 | 0 | [10 empty] | NA | NA | NA | NA | NA
0 | 0 | 0 |  | 0 |  | NA | 296 | 300 | 321 | 324 | 329 | 1376 | 1376 | 1376 | 1376 | 1376 | 221 | 222 | 226 | 228 | 228 | [10 empty] | 0 | 0 | 0 | 0 | 0 | Yes | Yes | Yes | Yes | Yes | 1 | 1 | 1 | 1 | 1 | [15 empty] | 0 | 0 | 0 | 0 | 0 | NA | NA | NA | NA | NA | [5 empty] | NA | NA | NA | NA | NA | 0 | 0 | 0 | 0 | 0 | [10 empty] | NA | NA | NA | NA | NA
Palmwoods 132 kV | F845 | Palmwoods |  | West Maroochydore |  | NA | 1376 | 1376 | 1376 | 1376 | 1376 | 221 | 222 | 226 | 228 | 228 | 1 | 1 | 1 | 1 | 1 | [10 empty] | Urban | Urban | Urban | Urban | Urban | Yes | Yes | Yes | Yes | Yes | 1376 | 1376 | 1376 | 1376 | 1376 | [15 empty] | 17 | 17 | 17 | 17 | 17 | NA | NA | NA | NA | NA | [5 empty] | NA | NA | NA | NA | NA | 17 | 17 | 17 | 17 | 17 | [10 empty] | NA | NA | NA | NA | NA
0 | 0 | 0 |  | 0 |  | NA | 221 | 222 | 226 | 228 | 228 | 1 | 1 | 1 | 1 | 1 | 1376 | 1376 | 1376 | 1376 | 1376 | [10 empty] | 0 | 0 | 0 | 0 | 0 | Yes | Yes | Yes | Yes | Yes | 295 | 296 | 302 | 303 | 304 | [15 empty] | 0 | 0 | 0 | 0 | 0 | NA | NA | NA | NA | NA | [5 empty] | NA | NA | NA | NA | NA | 0 | 0 | 0 | 0 | 0 | [10 empty] | NA | NA | NA | NA | NA
0 | 0 | 0 |  | 0 |  | NA | 1 | 1 | 1 | 1 | 1 | 1376 | 1376 | 1376 | 1376 | 1376 | 295 | 296 | 302 | 303 | 304 | [10 empty] | 0 | 0 | 0 | 0 | 0 | Yes | Yes | Yes | Yes | Yes | 1376 | 1376 | 1376 | 1376 | 1376 | [15 empty] | 0 | 0 | 0 | 0 | 0 | NA | NA | NA | NA | NA | [5 empty] | NA | NA | NA | NA | NA | 0 | 0 | 0 | 0 | 0 | [10 empty] | NA | NA | NA | NA | NA
0 | 0 | 0 |  | 0 |  | NA | 1376 | 1376 | 1376 | 1376 | 1376 | 295 | 296 | 302 | 303 | 304 | 1376 | 1376 | 1376 | 1376 | 1376 | [10 empty] | 0 | 0 | 0 | 0 | 0 | Yes | Yes | Yes | Yes | Yes | 221 | 222 | 226 | 228 | 228 | [15 empty] | 0 | 0 | 0 | 0 | 0 | NA | NA | NA | NA | NA | [5 empty] | NA | NA | NA | NA | NA | 0 | 0 | 0 | 0 | 0 | [10 empty] | NA | NA | NA | NA | NA
0 | 0 | 0 |  | 0 |  | NA | 295 | 296 | 302 | 303 | 304 | 1376 | 1376 | 1376 | 1376 | 1376 | 221 | 222 | 226 | 228 | 228 | [10 empty] | 0 | 0 | 0 | 0 | 0 | Yes | Yes | Yes | Yes | Yes | 1 | 1 | 1 | 1 | 1 | [15 empty] | 0 | 0 | 0 | 0 | 0 | NA | NA | NA | NA | NA | [5 empty] | NA | NA | NA | NA | NA | 0 | 0 | 0 | 0 | 0 | [10 empty] | NA | NA | NA | NA | NA
Palmwoods 132 kV | F846 | Palmwoods |  | West Maroochydore |  | NA | 1376 | 1376 | 1376 | 1376 | 1376 | 221 | 222 | 226 | 228 | 228 | 1 | 1 | 1 | 1 | 1 | [10 empty] | Urban | Urban | Urban | Urban | Urban | Yes | Yes | Yes | Yes | Yes | 1376 | 1376 | 1376 | 1376 | 1376 | [15 empty] | 17 | 17 | 17 | 17 | 17 | NA | NA | NA | NA | NA | [5 empty] | NA | NA | NA | NA | NA | 17 | 17 | 17 | 17 | 17 | [10 empty] | NA | NA | NA | NA | NA
0 | 0 | 0 |  | 0 |  | NA | 221 | 222 | 226 | 228 | 228 | 1 | 1 | 1 | 1 | 1 | 1376 | 1376 | 1376 | 1376 | 1376 | [10 empty] | 0 | 0 | 0 | 0 | 0 | Yes | Yes | Yes | Yes | Yes | 295 | 296 | 302 | 303 | 304 | [15 empty] | 0 | 0 | 0 | 0 | 0 | NA | NA | NA | NA | NA | [5 empty] | NA | NA | NA | NA | NA | 0 | 0 | 0 | 0 | 0 | [10 empty] | NA | NA | NA | NA | NA
0 | 0 | 0 |  | 0 |  | NA | 1 | 1 | 1 | 1 | 1 | 1376 | 1376 | 1376 | 1376 | 1376 | 295 | 296 | 302 | 303 | 304 | [10 empty] | 0 | 0 | 0 | 0 | 0 | Yes | Yes | Yes | Yes | Yes | 1220 | 1220 | 1220 | 1220 | 1220 | [15 empty] | 0 | 0 | 0 | 0 | 0 | NA | NA | NA | NA | NA | [5 empty] | NA | NA | NA | NA | NA | 0 | 0 | 0 | 0 | 0 | [10 empty] | NA | NA | NA | NA | NA
0 | 0 | 0 |  | 0 |  | NA | 1376 | 1376 | 1376 | 1376 | 1376 | 295 | 296 | 302 | 303 | 304 | 1220 | 1220 | 1220 | 1220 | 1220 | [10 empty] | 0 | 0 | 0 | 0 | 0 | Yes | Yes | Yes | Yes | Yes | 147 | 146 | 146 | 145 | 144 | [15 empty] | 0 | 0 | 0 | 0 | 0 | NA | NA | NA | NA | NA | [5 empty] | NA | NA | NA | NA | NA | 0 | 0 | 0 | 0 | 0 | [10 empty] | NA | NA | NA | NA | NA
0 | 0 | 0 |  | 0 |  | NA | 295 | 296 | 302 | 303 | 304 | 1220 | 1220 | 1220 | 1220 | 1220 | 147 | 146 | 146 | 145 | 144 | [10 empty] | 0 | 0 | 0 | 0 | 0 | Yes | Yes | Yes | Yes | Yes | 0.95 | 0.95 | 0.95 | 0.95 | 0.95 | [15 empty] | 0 | 0 | 0 | 0 | 0 | NA | NA | NA | NA | NA | [5 empty] | NA | NA | NA | NA | NA | 0 | 0 | 0 | 0 | 0 | [10 empty] | NA | NA | NA | NA | NA
Rocklea | F817 | Rocklea |  | Archerfield |  | NA | 1220 | 1220 | 1220 | 1220 | 1220 | 147 | 146 | 146 | 145 | 144 | 0.95 | 0.95 | 0.95 | 0.95 | 0.95 | [10 empty] | Urban | Urban | Urban | Urban | Urban | Yes | Yes | Yes | Yes | Yes | 1220 | 1220 | 1220 | 1220 | 1220 | [15 empty] | 21 | 21 | 21 | 21 | 21 | NA | NA | NA | NA | NA | [5 empty] | NA | NA | NA | NA | NA | 21 | 21 | 21 | 21 | 21 | [10 empty] | NA | NA | NA | NA | NA
0 | 0 | 0 |  | 0 |  | NA | 147 | 146 | 146 | 145 | 144 | 0.95 | 0.95 | 0.95 | 0.95 | 0.95 | 1220 | 1220 | 1220 | 1220 | 1220 | [10 empty] | 0 | 0 | 0 | 0 | 0 | Yes | Yes | Yes | Yes | Yes | 280 | 277 | 278 | 275 | 273 | [15 empty] | 0 | 0 | 0 | 0 | 0 | NA | NA | NA | NA | NA | [5 empty] | NA | NA | NA | NA | NA | 0 | 0 | 0 | 0 | 0 | [10 empty] | NA | NA | NA | NA | NA
0 | 0 | 0 |  | 0 |  | NA | 0.95 | 0.95 | 0.95 | 0.95 | 0.95 | 1220 | 1220 | 1220 | 1220 | 1220 | 280 | 277 | 278 | 275 | 273 | [10 empty] | 0 | 0 | 0 | 0 | 0 | Yes | Yes | Yes | Yes | Yes | 1220 | 1220 | 1220 | 1220 | 1220 | [15 empty] | 0 | 0 | 0 | 0 | 0 | NA | NA | NA | NA | NA | [5 empty] | NA | NA | NA | NA | NA | 0 | 0 | 0 | 0 | 0 | [10 empty] | NA | NA | NA | NA | NA
0 | 0 | 0 |  | 0 |  | NA | 1220 | 1220 | 1220 | 1220 | 1220 | 280 | 277 | 278 | 275 | 273 | 1220 | 1220 | 1220 | 1220 | 1220 | [10 empty] | 0 | 0 | 0 | 0 | 0 | Yes | Yes | Yes | Yes | Yes | 147 | 146 | 146 | 145 | 144 | [15 empty] | 0 | 0 | 0 | 0 | 0 | NA | NA | NA | NA | NA | [5 empty] | NA | NA | NA | NA | NA | 0 | 0 | 0 | 0 | 0 | [10 empty] | NA | NA | NA | NA | NA
0 | 0 | 0 |  | 0 |  | NA | 280 | 277 | 278 | 275 | 273 | 1220 | 1220 | 1220 | 1220 | 1220 | 147 | 146 | 146 | 145 | 144 | [10 empty] | 0 | 0 | 0 | 0 | 0 | Yes | Yes | Yes | Yes | Yes | 0.95 | 0.95 | 0.95 | 0.95 | 0.95 | [15 empty] | 0 | 0 | 0 | 0 | 0 | NA | NA | NA | NA | NA | [5 empty] | NA | NA | NA | NA | NA | 0 | 0 | 0 | 0 | 0 | [10 empty] | NA | NA | NA | NA | NA
Rocklea | F818 | Rocklea |  | Archerfield |  | NA | 1220 | 1220 | 1220 | 1220 | 1220 | 147 | 146 | 146 | 145 | 144 | 0.95 | 0.95 | 0.95 | 0.95 | 0.95 | [10 empty] | Urban | Urban | Urban | Urban | Urban | Yes | Yes | Yes | Yes | Yes | 1220 | 1220 | 1220 | 1220 | 1220 | [15 empty] | 21 | 21 | 21 | 21 | 21 | NA | NA | NA | NA | NA | [5 empty] | NA | NA | NA | NA | NA | 21 | 21 | 21 | 21 | 21 | [10 empty] | NA | NA | NA | NA | NA
0 | 0 | 0 |  | 0 |  | NA | 147 | 146 | 146 | 145 | 144 | 0.95 | 0.95 | 0.95 | 0.95 | 0.95 | 1220 | 1220 | 1220 | 1220 | 1220 | [10 empty] | 0 | 0 | 0 | 0 | 0 | Yes | Yes | Yes | Yes | Yes | 280 | 277 | 278 | 275 | 273 | [15 empty] | 0 | 0 | 0 | 0 | 0 | NA | NA | NA | NA | NA | [5 empty] | NA | NA | NA | NA | NA | 0 | 0 | 0 | 0 | 0 | [10 empty] | NA | NA | NA | NA | NA
0 | 0 | 0 |  | 0 |  | NA | 0.95 | 0.95 | 0.95 | 0.95 | 0.95 | 1220 | 1220 | 1220 | 1220 | 1220 | 280 | 277 | 278 | 275 | 273 | [10 empty] | 0 | 0 | 0 | 0 | 0 | Yes | Yes | Yes | Yes | Yes | 1171 | 1171 | 1171 | 1171 | 1171 | [15 empty] | 0 | 0 | 0 | 0 | 0 | NA | NA | NA | NA | NA | [5 empty] | NA | NA | NA | NA | NA | 0 | 0 | 0 | 0 | 0 | [10 empty] | NA | NA | NA | NA | NA
0 | 0 | 0 |  | 0 |  | NA | 1220 | 1220 | 1220 | 1220 | 1220 | 280 | 277 | 278 | 275 | 273 | 1171 | 1171 | 1171 | 1171 | 1171 | [10 empty] | 0 | 0 | 0 | 0 | 0 | Yes | Yes | Yes | Yes | Yes | 110 | 109 | 109 | 147 | 185 | [15 empty] | 0 | 0 | 0 | 0 | 0 | NA | NA | NA | NA | NA | [5 empty] | NA | NA | NA | NA | NA | 0 | 0 | 0 | 0 | 0 | [10 empty] | NA | NA | NA | NA | NA
0 | 0 | 0 |  | 0 |  | NA | 280 | 277 | 278 | 275 | 273 | 1171 | 1171 | 1171 | 1171 | 1171 | 110 | 109 | 109 | 147 | 185 | [10 empty] | 0 | 0 | 0 | 0 | 0 | Yes | Yes | Yes | Yes | Yes | 1 | 1 | 1 | 1 | 1 | [15 empty] | 0 | 0 | 0 | 0 | 0 | NA | NA | NA | NA | NA | [5 empty] | NA | NA | NA | NA | NA | 0 | 0 | 0 | 0 | 0 | [10 empty] | NA | NA | NA | NA | NA
South Pine | F7337 | Nudgee |  | Myrtletown |  | NA | 1171 | 1171 | 1171 | 1171 | 1171 | 110 | 109 | 109 | 147 | 185 | 1 | 1 | 1 | 1 | 1 | [10 empty] | High Sec | High Sec | High Sec | High Sec | High Sec | Yes | Yes | Yes | Yes | Yes | 1171 | 1171 | 1171 | 1171 | 1171 | [15 empty] | NA | NA | NA | NA | NA | NA | NA | NA | NA | NA | [5 empty] | NA | NA | NA | NA | NA | NA | NA | NA | NA | NA | [10 empty] | NA | NA | NA | NA | NA
0 | 0 | 0 |  | 0 |  | NA | 110 | 109 | 109 | 147 | 185 | 1 | 1 | 1 | 1 | 1 | 1171 | 1171 | 1171 | 1171 | 1171 | [10 empty] | 0 | 0 | 0 | 0 | 0 | Yes | Yes | Yes | Yes | Yes | 218 | 218 | 219 | 297 | 371 | [15 empty] | 0 | 0 | 0 | 0 | 0 | NA | NA | NA | NA | NA | [5 empty] | NA | NA | NA | NA | NA | 0 | 0 | 0 | 0 | 0 | [10 empty] | NA | NA | NA | NA | NA
0 | 0 | 0 |  | 0 |  | NA | 1 | 1 | 1 | 1 | 1 | 1171 | 1171 | 1171 | 1171 | 1171 | 218 | 218 | 219 | 297 | 371 | [10 empty] | 0 | 0 | 0 | 0 | 0 | Yes | Yes | Yes | Yes | Yes | 1171 | 1171 | 1171 | 1171 | 1171 | [15 empty] | 0 | 0 | 0 | 0 | 0 | NA | NA | NA | NA | NA | [5 empty] | NA | NA | NA | NA | NA | 0 | 0 | 0 | 0 | 0 | [10 empty] | NA | NA | NA | NA | NA
0 | 0 | 0 |  | 0 |  | NA | 1171 | 1171 | 1171 | 1171 | 1171 | 218 | 218 | 219 | 297 | 371 | 1171 | 1171 | 1171 | 1171 | 1171 | [10 empty] | 0 | 0 | 0 | 0 | 0 | Yes | Yes | Yes | Yes | Yes | 110 | 109 | 109 | 147 | 185 | [15 empty] | 0 | 0 | 0 | 0 | 0 | NA | NA | NA | NA | NA | [5 empty] | NA | NA | NA | NA | NA | 0 | 0 | 0 | 0 | 0 | [10 empty] | NA | NA | NA | NA | NA
0 | 0 | 0 |  | 0 |  | NA | 218 | 218 | 219 | 297 | 371 | 1171 | 1171 | 1171 | 1171 | 1171 | 110 | 109 | 109 | 147 | 185 | [10 empty] | 0 | 0 | 0 | 0 | 0 | Yes | Yes | Yes | Yes | Yes | 1 | 1 | 1 | 1 | 1 | [15 empty] | 0 | 0 | 0 | 0 | 0 | NA | NA | NA | NA | NA | [5 empty] | NA | NA | NA | NA | NA | 0 | 0 | 0 | 0 | 0 | [10 empty] | NA | NA | NA | NA | NA
South Pine | F7338 | Nudgee |  | Myrtletown |  | NA | 1171 | 1171 | 1171 | 1171 | 1171 | 110 | 109 | 109 | 147 | 185 | 1 | 1 | 1 | 1 | 1 | [10 empty] | High Sec | High Sec | High Sec | High Sec | High Sec | Yes | Yes | Yes | Yes | Yes | 1171 | 1171 | 1171 | 1171 | 1171 | [15 empty] | NA | NA | NA | NA | NA | NA | NA | NA | NA | NA | [5 empty] | NA | NA | NA | NA | NA | NA | NA | NA | NA | NA | [10 empty] | NA | NA | NA | NA | NA
0 | 0 | 0 |  | 0 |  | NA | 110 | 109 | 109 | 147 | 185 | 1 | 1 | 1 | 1 | 1 | 1171 | 1171 | 1171 | 1171 | 1171 | [10 empty] | 0 | 0 | 0 | 0 | 0 | Yes | Yes | Yes | Yes | Yes | 218 | 218 | 219 | 297 | 371 | [15 empty] | 0 | 0 | 0 | 0 | 0 | NA | NA | NA | NA | NA | [5 empty] | NA | NA | NA | NA | NA | 0 | 0 | 0 | 0 | 0 | [10 empty] | NA | NA | NA | NA | NA
0 | 0 | 0 |  | 0 |  | NA | 1 | 1 | 1 | 1 | 1 | 1171 | 1171 | 1171 | 1171 | 1171 | 218 | 218 | 219 | 297 | 371 | [10 empty] | 0 | 0 | 0 | 0 | 0 | Yes | Yes | Yes | Yes | Yes | 1663 | 1663 | 1663 | 1663 | 1663 | [15 empty] | 0 | 0 | 0 | 0 | 0 | NA | NA | NA | NA | NA | [5 empty] | NA | NA | NA | NA | NA | 0 | 0 | 0 | 0 | 0 | [10 empty] | NA | NA | NA | NA | NA
0 | 0 | 0 |  | 0 |  | NA | 1171 | 1171 | 1171 | 1171 | 1171 | 218 | 218 | 219 | 297 | 371 | 1663 | 1663 | 1663 | 1663 | 1663 | [10 empty] | 0 | 0 | 0 | 0 | 0 | Yes | Yes | Yes | Yes | Yes | 548 | 569 | 580 | 622 | 660 | [15 empty] | 0 | 0 | 0 | 0 | 0 | NA | NA | NA | NA | NA | [5 empty] | NA | NA | NA | NA | NA | 0 | 0 | 0 | 0 | 0 | [10 empty] | NA | NA | NA | NA | NA
0 | 0 | 0 |  | 0 |  | NA | 218 | 218 | 219 | 297 | 371 | 1663 | 1663 | 1663 | 1663 | 1663 | 548 | 569 | 580 | 622 | 660 | [10 empty] | 0 | 0 | 0 | 0 | 0 | Yes | Yes | Yes | Yes | Yes | 1 | 1 | 1 | 1 | 0.99 | [15 empty] | 0 | 0 | 0 | 0 | 0 | NA | NA | NA | NA | NA | [5 empty] | NA | NA | NA | NA | NA | 0 | 0 | 0 | 0 | 0 | [10 empty] | NA | NA | NA | NA | NA
South Pine | F7341 | South Pine |  | Nudgee |  | NA | 1663 | 1663 | 1663 | 1663 | 1663 | 548 | 569 | 580 | 622 | 660 | 1 | 1 | 1 | 1 | 0.99 | [10 empty] | Urban | Urban | Urban | Urban | Urban | Yes | Yes | Yes | Yes | Yes | 1663 | 1663 | 1663 | 1663 | 1663 | [15 empty] | 21 | 21 | 21 | 21 | 21 | NA | NA | NA | NA | NA | [5 empty] | NA | NA | NA | NA | NA | 21 | 21 | 21 | 21 | 21 | [10 empty] | NA | NA | NA | NA | NA
0 | 0 | 0 |  | 0 |  | NA | 548 | 569 | 580 | 622 | 660 | 1 | 1 | 1 | 1 | 0.99 | 1663 | 1663 | 1663 | 1663 | 1663 | [10 empty] | 0 | 0 | 0 | 0 | 0 | Yes | Yes | Yes | Yes | Yes | 1068 | 1120 | 1142 | 1226 | 1306 | [15 empty] | 0 | 0 | 0 | 0 | 0 | NA | NA | NA | NA | NA | [5 empty] | NA | NA | NA | NA | NA | 0 | 0 | 0 | 0 | 0 | [10 empty] | NA | NA | NA | NA | NA
0 | 0 | 0 |  | 0 |  | NA | 1 | 1 | 1 | 1 | 0.99 | 1663 | 1663 | 1663 | 1663 | 1663 | 1068 | 1120 | 1142 | 1226 | 1306 | [10 empty] | 0 | 0 | 0 | 0 | 0 | Yes | Yes | Yes | Yes | Yes | 1663 | 1663 | 1663 | 1663 | 1663 | [15 empty] | 0 | 0 | 0 | 0 | 0 | NA | NA | NA | NA | NA | [5 empty] | NA | NA | NA | NA | NA | 0 | 0 | 0 | 0 | 0 | [10 empty] | NA | NA | NA | NA | NA
0 | 0 | 0 |  | 0 |  | NA | 1663 | 1663 | 1663 | 1663 | 1663 | 1068 | 1120 | 1142 | 1226 | 1306 | 1663 | 1663 | 1663 | 1663 | 1663 | [10 empty] | 0 | 0 | 0 | 0 | 0 | Yes | Yes | Yes | Yes | Yes | 549 | 570 | 581 | 623 | 661 | [15 empty] | 0 | 0 | 0 | 0 | 0 | NA | NA | NA | NA | NA | [5 empty] | NA | NA | NA | NA | NA | 0 | 0 | 0 | 0 | 0 | [10 empty] | NA | NA | NA | NA | NA
0 | 0 | 0 |  | 0 |  | NA | 1068 | 1120 | 1142 | 1226 | 1306 | 1663 | 1663 | 1663 | 1663 | 1663 | 549 | 570 | 581 | 623 | 661 | [10 empty] | 0 | 0 | 0 | 0 | 0 | Yes | Yes | Yes | Yes | Yes | 1 | 1 | 1 | 1 | 0.99 | [15 empty] | 0 | 0 | 0 | 0 | 0 | NA | NA | NA | NA | NA | [5 empty] | NA | NA | NA | NA | NA | 0 | 0 | 0 | 0 | 0 | [10 empty] | NA | NA | NA | NA | NA
South Pine | F7342 | South Pine |  | Nudgee |  | NA | 1663 | 1663 | 1663 | 1663 | 1663 | 549 | 570 | 581 | 623 | 661 | 1 | 1 | 1 | 1 | 0.99 | [10 empty] | Urban | Urban | Urban | Urban | Urban | Yes | Yes | Yes | Yes | Yes | 1663 | 1663 | 1663 | 1663 | 1663 | [15 empty] | 21 | 21 | 21 | 21 | 21 | NA | NA | NA | NA | NA | [5 empty] | NA | NA | NA | NA | NA | 21 | 21 | 21 | 21 | 21 | [10 empty] | NA | NA | NA | NA | NA
0 | 0 | 0 |  | 0 |  | NA | 549 | 570 | 581 | 623 | 661 | 1 | 1 | 1 | 1 | 0.99 | 1663 | 1663 | 1663 | 1663 | 1663 | [10 empty] | 0 | 0 | 0 | 0 | 0 | Yes | Yes | Yes | Yes | Yes | 1068 | 1120 | 1142 | 1226 | 1305 | [15 empty] | 0 | 0 | 0 | 0 | 0 | NA | NA | NA | NA | NA | [5 empty] | NA | NA | NA | NA | NA | 0 | 0 | 0 | 0 | 0 | [10 empty] | NA | NA | NA | NA | NA
0 | 0 | 0 |  | 0 |  | NA | 1 | 1 | 1 | 1 | 0.99 | 1663 | 1663 | 1663 | 1663 | 1663 | 1068 | 1120 | 1142 | 1226 | 1305 | [10 empty] | 0 | 0 | 0 | 0 | 0 | Yes | Yes | Yes | Yes | Yes | 1293 | 1293 | 1293 | 1293 | 1293 | [15 empty] | 0 | 0 | 0 | 0 | 0 | NA | NA | NA | NA | NA | [5 empty] | NA | NA | NA | NA | NA | 0 | 0 | 0 | 0 | 0 | [10 empty] | NA | NA | NA | NA | NA
0 | 0 | 0 |  | 0 |  | NA | 1663 | 1663 | 1663 | 1663 | 1663 | 1068 | 1120 | 1142 | 1226 | 1305 | 1293 | 1293 | 1293 | 1293 | 1293 | [10 empty] | 0 | 0 | 0 | 0 | 0 | Yes | Yes | Yes | Yes | Yes | 250 | 253 | 257 | 259 | 266 | [15 empty] | 0 | 0 | 0 | 0 | 0 | NA | NA | NA | NA | NA | [5 empty] | NA | NA | NA | NA | NA | 0 | 0 | 0 | 0 | 0 | [10 empty] | NA | NA | NA | NA | NA
0 | 0 | 0 |  | 0 |  | NA | 1068 | 1120 | 1142 | 1226 | 1305 | 1293 | 1293 | 1293 | 1293 | 1293 | 250 | 253 | 257 | 259 | 266 | [10 empty] | 0 | 0 | 0 | 0 | 0 | Yes | Yes | Yes | Yes | Yes | 1 | 0.99 | 0.99 | 1 | 0.99 | [15 empty] | 0 | 0 | 0 | 0 | 0 | NA | NA | NA | NA | NA | [5 empty] | NA | NA | NA | NA | NA | 0 | 0 | 0 | 0 | 0 | [10 empty] | NA | NA | NA | NA | NA
South Pine | F7344 | South Pine |  | Griffin |  | NA | 1293 | 1293 | 1293 | 1293 | 1293 | 250 | 253 | 257 | 259 | 266 | 1 | 0.99 | 0.99 | 1 | 0.99 | [10 empty] | Urban | Urban | Urban | Urban | Urban | Yes | Yes | Yes | Yes | Yes | 1293 | 1293 | 1293 | 1293 | 1293 | [15 empty] | 21 | 21 | 21 | 21 | 21 | NA | NA | NA | NA | NA | [5 empty] | NA | NA | NA | NA | NA | 21 | 21 | 21 | 21 | 21 | [10 empty] | NA | NA | NA | NA | NA
0 | 0 | 0 |  | 0 |  | NA | 250 | 253 | 257 | 259 | 266 | 1 | 0.99 | 0.99 | 1 | 0.99 | 1293 | 1293 | 1293 | 1293 | 1293 | [10 empty] | 0 | 0 | 0 | 0 | 0 | Yes | Yes | Yes | Yes | Yes | 462 | 466 | 464 | 476 | 479 | [15 empty] | 0 | 0 | 0 | 0 | 0 | NA | NA | NA | NA | NA | [5 empty] | NA | NA | NA | NA | NA | 0 | 0 | 0 | 0 | 0 | [10 empty] | NA | NA | NA | NA | NA
0 | 0 | 0 |  | 0 |  | NA | 1 | 0.99 | 0.99 | 1 | 0.99 | 1293 | 1293 | 1293 | 1293 | 1293 | 462 | 466 | 464 | 476 | 479 | [10 empty] | 0 | 0 | 0 | 0 | 0 | Yes | Yes | Yes | Yes | Yes | 1293 | 1293 | 1293 | 1293 | 1293 | [15 empty] | 0 | 0 | 0 | 0 | 0 | NA | NA | NA | NA | NA | [5 empty] | NA | NA | NA | NA | NA | 0 | 0 | 0 | 0 | 0 | [10 empty] | NA | NA | NA | NA | NA
0 | 0 | 0 |  | 0 |  | NA | 1293 | 1293 | 1293 | 1293 | 1293 | 462 | 466 | 464 | 476 | 479 | 1293 | 1293 | 1293 | 1293 | 1293 | [10 empty] | 0 | 0 | 0 | 0 | 0 | Yes | Yes | Yes | Yes | Yes | 250 | 253 | 257 | 259 | 266 | [15 empty] | 0 | 0 | 0 | 0 | 0 | NA | NA | NA | NA | NA | [5 empty] | NA | NA | NA | NA | NA | 0 | 0 | 0 | 0 | 0 | [10 empty] | NA | NA | NA | NA | NA
0 | 0 | 0 |  | 0 |  | NA | 462 | 466 | 464 | 476 | 479 | 1293 | 1293 | 1293 | 1293 | 1293 | 250 | 253 | 257 | 259 | 266 | [10 empty] | 0 | 0 | 0 | 0 | 0 | Yes | Yes | Yes | Yes | Yes | 1 | 0.99 | 0.99 | 1 | 0.99 | [15 empty] | 0 | 0 | 0 | 0 | 0 | NA | NA | NA | NA | NA | [5 empty] | NA | NA | NA | NA | NA | 0 | 0 | 0 | 0 | 0 | [10 empty] | NA | NA | NA | NA | NA
South Pine | F7345 | South Pine |  | Griffin |  | NA | 1293 | 1293 | 1293 | 1293 | 1293 | 250 | 253 | 257 | 259 | 266 | 1 | 0.99 | 0.99 | 1 | 0.99 | [10 empty] | Urban | Urban | Urban | Urban | Urban | Yes | Yes | Yes | Yes | Yes | 1293 | 1293 | 1293 | 1293 | 1293 | [15 empty] | 21 | 21 | 21 | 21 | 21 | NA | NA | NA | NA | NA | [5 empty] | NA | NA | NA | NA | NA | 21 | 21 | 21 | 21 | 21 | [10 empty] | NA | NA | NA | NA | NA
0 | 0 | 0 |  | 0 |  | NA | 250 | 253 | 257 | 259 | 266 | 1 | 0.99 | 0.99 | 1 | 0.99 | 1293 | 1293 | 1293 | 1293 | 1293 | [10 empty] | 0 | 0 | 0 | 0 | 0 | Yes | Yes | Yes | Yes | Yes | 462 | 466 | 464 | 476 | 479 | [15 empty] | 0 | 0 | 0 | 0 | 0 | NA | NA | NA | NA | NA | [5 empty] | NA | NA | NA | NA | NA | 0 | 0 | 0 | 0 | 0 | [10 empty] | NA | NA | NA | NA | NA
0 | 0 | 0 |  | 0 |  | NA | 1 | 0.99 | 0.99 | 1 | 0.99 | 1293 | 1293 | 1293 | 1293 | 1293 | 462 | 466 | 464 | 476 | 479 | [10 empty] | 0 | 0 | 0 | 0 | 0 | Yes | Yes | Yes | Yes | Yes | 1600 | 1600 | 1600 | 1600 | 1600 | [15 empty] | 0 | 0 | 0 | 0 | 0 | NA | NA | NA | NA | NA | [5 empty] | NA | NA | NA | NA | NA | 0 | 0 | 0 | 0 | 0 | [10 empty] | NA | NA | NA | NA | NA
0 | 0 | 0 |  | 0 |  | NA | 1293 | 1293 | 1293 | 1293 | 1293 | 462 | 466 | 464 | 476 | 479 | 1600 | 1600 | 1600 | 1600 | 1600 | [10 empty] | 0 | 0 | 0 | 0 | 0 | Yes | Yes | Yes | Yes | Yes | 221 | 226 | 228 | 225 | 234 | [15 empty] | 0 | 0 | 0 | 0 | 0 | NA | NA | NA | NA | NA | [5 empty] | NA | NA | NA | NA | NA | 0 | 0 | 0 | 0 | 0 | [10 empty] | NA | NA | NA | NA | NA
0 | 0 | 0 |  | 0 |  | NA | 462 | 466 | 464 | 476 | 479 | 1600 | 1600 | 1600 | 1600 | 1600 | 221 | 226 | 228 | 225 | 234 | [10 empty] | 0 | 0 | 0 | 0 | 0 | Yes | Yes | Yes | Yes | Yes | 1 | 0.99 | 0.99 | 0.97 | 0.99 | [15 empty] | 0 | 0 | 0 | 0 | 0 | NA | NA | NA | NA | NA | [5 empty] | NA | NA | NA | NA | NA | 0 | 0 | 0 | 0 | 0 | [10 empty] | NA | NA | NA | NA | NA
South Pine | F7358 | Griffin |  | Hays Inlet |  | NA | 1600 | 1600 | 1600 | 1600 | 1600 | 221 | 226 | 228 | 225 | 234 | 1 | 0.99 | 0.99 | 0.97 | 0.99 | [10 empty] | Urban | Urban | Urban | Urban | Urban | Yes | Yes | Yes | Yes | Yes | 1600 | 1600 | 1600 | 1600 | 1600 | [15 empty] | 21 | 21 | 21 | 21 | 21 | NA | NA | NA | NA | NA | [5 empty] | NA | NA | NA | NA | NA | 21 | 21 | 21 | 21 | 21 | [10 empty] | NA | NA | NA | NA | NA
0 | 0 | 0 |  | 0 |  | NA | 221 | 226 | 228 | 225 | 234 | 1 | 0.99 | 0.99 | 0.97 | 0.99 | 1600 | 1600 | 1600 | 1600 | 1600 | [10 empty] | 0 | 0 | 0 | 0 | 0 | Yes | Yes | Yes | Yes | Yes | 340 | 342 | 335 | 342 | 344 | [15 empty] | 0 | 0 | 0 | 0 | 0 | NA | NA | NA | NA | NA | [5 empty] | NA | NA | NA | NA | NA | 0 | 0 | 0 | 0 | 0 | [10 empty] | NA | NA | NA | NA | NA
0 | 0 | 0 |  | 0 |  | NA | 1 | 0.99 | 0.99 | 0.97 | 0.99 | 1600 | 1600 | 1600 | 1600 | 1600 | 340 | 342 | 335 | 342 | 344 | [10 empty] | 0 | 0 | 0 | 0 | 0 | Yes | Yes | Yes | Yes | Yes | 1164 | 1164 | 1164 | 1164 | 1164 | [15 empty] | 0 | 0 | 0 | 0 | 0 | NA | NA | NA | NA | NA | [5 empty] | NA | NA | NA | NA | NA | 0 | 0 | 0 | 0 | 0 | [10 empty] | NA | NA | NA | NA | NA
0 | 0 | 0 |  | 0 |  | NA | 1600 | 1600 | 1600 | 1600 | 1600 | 340 | 342 | 335 | 342 | 344 | 1164 | 1164 | 1164 | 1164 | 1164 | [10 empty] | 0 | 0 | 0 | 0 | 0 | Yes | Yes | Yes | Yes | Yes | 356 | 356 | 356 | 356 | 354 | [15 empty] | 0 | 0 | 0 | 0 | 0 | NA | NA | NA | NA | NA | [5 empty] | NA | NA | NA | NA | NA | 0 | 0 | 0 | 0 | 0 | [10 empty] | NA | NA | NA | NA | NA
0 | 0 | 0 |  | 0 |  | NA | 340 | 342 | 335 | 342 | 344 | 1164 | 1164 | 1164 | 1164 | 1164 | 356 | 356 | 356 | 356 | 354 | [10 empty] | 0 | 0 | 0 | 0 | 0 | Yes | Yes | Yes | Yes | Yes | 0.99 | 0.99 | 0.99 | 0.99 | 0.99 | [15 empty] | 0 | 0 | 0 | 0 | 0 | NA | NA | NA | NA | NA | [5 empty] | NA | NA | NA | NA | NA | 0 | 0 | 0 | 0 | 0 | [10 empty] | NA | NA | NA | NA | NA
South Pine | F737/1 | South Pine |  | Bunyaville |  | NA | 1164 | 1164 | 1164 | 1164 | 1164 | 356 | 356 | 356 | 356 | 354 | 0.99 | 0.99 | 0.99 | 0.99 | 0.99 | [10 empty] | Urban | Urban | Urban | Urban | Urban | Yes | Yes | Yes | Yes | Yes | 1164 | 1164 | 1164 | 1164 | 1164 | [15 empty] | 21 | 21 | 21 | 21 | 21 | NA | NA | NA | NA | NA | [5 empty] | NA | NA | NA | NA | NA | 21 | 21 | 21 | 21 | 21 | [10 empty] | NA | NA | NA | NA | NA
0 | 0 | 0 |  | 0 |  | NA | 356 | 356 | 356 | 356 | 354 | 0.99 | 0.99 | 0.99 | 0.99 | 0.99 | 1164 | 1164 | 1164 | 1164 | 1164 | [10 empty] | 0 | 0 | 0 | 0 | 0 | Yes | Yes | Yes | Yes | Yes | 690 | 690 | 691 | 690 | 687 | [15 empty] | 0 | 0 | 0 | 0 | 0 | NA | NA | NA | NA | NA | [5 empty] | NA | NA | NA | NA | NA | 0 | 0 | 0 | 0 | 0 | [10 empty] | NA | NA | NA | NA | NA
0 | 0 | 0 |  | 0 |  | NA | 0.99 | 0.99 | 0.99 | 0.99 | 0.99 | 1164 | 1164 | 1164 | 1164 | 1164 | 690 | 690 | 691 | 690 | 687 | [10 empty] | 0 | 0 | 0 | 0 | 0 | Yes | Yes | Yes | Yes | Yes | 1370 | 1370 | 1370 | 1370 | 1370 | [15 empty] | 0 | 0 | 0 | 0 | 0 | NA | NA | NA | NA | NA | [5 empty] | NA | NA | NA | NA | NA | 0 | 0 | 0 | 0 | 0 | [10 empty] | NA | NA | NA | NA | NA
0 | 0 | 0 |  | 0 |  | NA | 1164 | 1164 | 1164 | 1164 | 1164 | 690 | 690 | 691 | 690 | 687 | 1370 | 1370 | 1370 | 1370 | 1370 | [10 empty] | 0 | 0 | 0 | 0 | 0 | Yes | Yes | Yes | Yes | Yes | 359 | 359 | 360 | 359 | 358 | [15 empty] | 0 | 0 | 0 | 0 | 0 | NA | NA | NA | NA | NA | [5 empty] | NA | NA | NA | NA | NA | 0 | 0 | 0 | 0 | 0 | [10 empty] | NA | NA | NA | NA | NA
0 | 0 | 0 |  | 0 |  | NA | 690 | 690 | 691 | 690 | 687 | 1370 | 1370 | 1370 | 1370 | 1370 | 359 | 359 | 360 | 359 | 358 | [10 empty] | 0 | 0 | 0 | 0 | 0 | Yes | Yes | Yes | Yes | Yes | 1 | 1 | 1 | 1 | 1 | [15 empty] | 0 | 0 | 0 | 0 | 0 | NA | NA | NA | NA | NA | [5 empty] | NA | NA | NA | NA | NA | 0 | 0 | 0 | 0 | 0 | [10 empty] | NA | NA | NA | NA | NA
South Pine | F737/2 | Bunyaville |  | Stafford |  | NA | 1370 | 1370 | 1370 | 1370 | 1370 | 359 | 359 | 360 | 359 | 358 | 1 | 1 | 1 | 1 | 1 | [10 empty] | Urban | Urban | Urban | Urban | Urban | Yes | Yes | Yes | Yes | Yes | 1370 | 1370 | 1370 | 1370 | 1370 | [15 empty] | 21 | 21 | 21 | 21 | 21 | NA | NA | NA | NA | NA | [5 empty] | NA | NA | NA | NA | NA | 21 | 21 | 21 | 21 | 21 | [10 empty] | NA | NA | NA | NA | NA
0 | 0 | 0 |  | 0 |  | NA | 359 | 359 | 360 | 359 | 358 | 1 | 1 | 1 | 1 | 1 | 1370 | 1370 | 1370 | 1370 | 1370 | [10 empty] | 0 | 0 | 0 | 0 | 0 | Yes | Yes | Yes | Yes | Yes | 695 | 695 | 696 | 694 | 692 | [15 empty] | 0 | 0 | 0 | 0 | 0 | NA | NA | NA | NA | NA | [5 empty] | NA | NA | NA | NA | NA | 0 | 0 | 0 | 0 | 0 | [10 empty] | NA | NA | NA | NA | NA
0 | 0 | 0 |  | 0 |  | NA | 1 | 1 | 1 | 1 | 1 | 1370 | 1370 | 1370 | 1370 | 1370 | 695 | 695 | 696 | 694 | 692 | [10 empty] | 0 | 0 | 0 | 0 | 0 | Yes | Yes | Yes | Yes | Yes | 1164 | 1164 | 1164 | 1164 | 1164 | [15 empty] | 0 | 0 | 0 | 0 | 0 | NA | NA | NA | NA | NA | [5 empty] | NA | NA | NA | NA | NA | 0 | 0 | 0 | 0 | 0 | [10 empty] | NA | NA | NA | NA | NA
0 | 0 | 0 |  | 0 |  | NA | 1370 | 1370 | 1370 | 1370 | 1370 | 695 | 695 | 696 | 694 | 692 | 1164 | 1164 | 1164 | 1164 | 1164 | [10 empty] | 0 | 0 | 0 | 0 | 0 | Yes | Yes | Yes | Yes | Yes | 356 | 356 | 356 | 356 | 354 | [15 empty] | 0 | 0 | 0 | 0 | 0 | NA | NA | NA | NA | NA | [5 empty] | NA | NA | NA | NA | NA | 0 | 0 | 0 | 0 | 0 | [10 empty] | NA | NA | NA | NA | NA
0 | 0 | 0 |  | 0 |  | NA | 695 | 695 | 696 | 694 | 692 | 1164 | 1164 | 1164 | 1164 | 1164 | 356 | 356 | 356 | 356 | 354 | [10 empty] | 0 | 0 | 0 | 0 | 0 | Yes | Yes | Yes | Yes | Yes | 0.99 | 0.99 | 0.99 | 0.99 | 0.99 | [15 empty] | 0 | 0 | 0 | 0 | 0 | NA | NA | NA | NA | NA | [5 empty] | NA | NA | NA | NA | NA | 0 | 0 | 0 | 0 | 0 | [10 empty] | NA | NA | NA | NA | NA
South Pine | F738/1 | South Pine |  | Bunyaville |  | NA | 1164 | 1164 | 1164 | 1164 | 1164 | 356 | 356 | 356 | 356 | 354 | 0.99 | 0.99 | 0.99 | 0.99 | 0.99 | [10 empty] | Urban | Urban | Urban | Urban | Urban | Yes | Yes | Yes | Yes | Yes | 1164 | 1164 | 1164 | 1164 | 1164 | [15 empty] | 21 | 21 | 21 | 21 | 21 | NA | NA | NA | NA | NA | [5 empty] | NA | NA | NA | NA | NA | 21 | 21 | 21 | 21 | 21 | [10 empty] | NA | NA | NA | NA | NA
0 | 0 | 0 |  | 0 |  | NA | 356 | 356 | 356 | 356 | 354 | 0.99 | 0.99 | 0.99 | 0.99 | 0.99 | 1164 | 1164 | 1164 | 1164 | 1164 | [10 empty] | 0 | 0 | 0 | 0 | 0 | Yes | Yes | Yes | Yes | Yes | 690 | 690 | 691 | 690 | 687 | [15 empty] | 0 | 0 | 0 | 0 | 0 | NA | NA | NA | NA | NA | [5 empty] | NA | NA | NA | NA | NA | 0 | 0 | 0 | 0 | 0 | [10 empty] | NA | NA | NA | NA | NA
0 | 0 | 0 |  | 0 |  | NA | 0.99 | 0.99 | 0.99 | 0.99 | 0.99 | 1164 | 1164 | 1164 | 1164 | 1164 | 690 | 690 | 691 | 690 | 687 | [10 empty] | 0 | 0 | 0 | 0 | 0 | Yes | Yes | Yes | Yes | Yes | 1370 | 1370 | 1370 | 1370 | 1370 | [15 empty] | 0 | 0 | 0 | 0 | 0 | NA | NA | NA | NA | NA | [5 empty] | NA | NA | NA | NA | NA | 0 | 0 | 0 | 0 | 0 | [10 empty] | NA | NA | NA | NA | NA
0 | 0 | 0 |  | 0 |  | NA | 1164 | 1164 | 1164 | 1164 | 1164 | 690 | 690 | 691 | 690 | 687 | 1370 | 1370 | 1370 | 1370 | 1370 | [10 empty] | 0 | 0 | 0 | 0 | 0 | Yes | Yes | Yes | Yes | Yes | 359 | 359 | 360 | 359 | 358 | [15 empty] | 0 | 0 | 0 | 0 | 0 | NA | NA | NA | NA | NA | [5 empty] | NA | NA | NA | NA | NA | 0 | 0 | 0 | 0 | 0 | [10 empty] | NA | NA | NA | NA | NA
0 | 0 | 0 |  | 0 |  | NA | 690 | 690 | 691 | 690 | 687 | 1370 | 1370 | 1370 | 1370 | 1370 | 359 | 359 | 360 | 359 | 358 | [10 empty] | 0 | 0 | 0 | 0 | 0 | Yes | Yes | Yes | Yes | Yes | 1 | 1 | 1 | 1 | 1 | [15 empty] | 0 | 0 | 0 | 0 | 0 | NA | NA | NA | NA | NA | [5 empty] | NA | NA | NA | NA | NA | 0 | 0 | 0 | 0 | 0 | [10 empty] | NA | NA | NA | NA | NA
South Pine | F738/2 | Bunyaville B |  | Stafford |  | NA | 1370 | 1370 | 1370 | 1370 | 1370 | 359 | 359 | 360 | 359 | 358 | 1 | 1 | 1 | 1 | 1 | [10 empty] | Urban | Urban | Urban | Urban | Urban | Yes | Yes | Yes | Yes | Yes | 1370 | 1370 | 1370 | 1370 | 1370 | [15 empty] | 21 | 21 | 21 | 21 | 21 | NA | NA | NA | NA | NA | [5 empty] | NA | NA | NA | NA | NA | 21 | 21 | 21 | 21 | 21 | [10 empty] | NA | NA | NA | NA | NA
0 | 0 | 0 |  | 0 |  | NA | 359 | 359 | 360 | 359 | 358 | 1 | 1 | 1 | 1 | 1 | 1370 | 1370 | 1370 | 1370 | 1370 | [10 empty] | 0 | 0 | 0 | 0 | 0 | Yes | Yes | Yes | Yes | Yes | 695 | 694 | 696 | 694 | 692 | [15 empty] | 0 | 0 | 0 | 0 | 0 | NA | NA | NA | NA | NA | [5 empty] | NA | NA | NA | NA | NA | 0 | 0 | 0 | 0 | 0 | [10 empty] | NA | NA | NA | NA | NA
0 | 0 | 0 |  | 0 |  | NA | 1 | 1 | 1 | 1 | 1 | 1370 | 1370 | 1370 | 1370 | 1370 | 695 | 694 | 696 | 694 | 692 | [10 empty] | 0 | 0 | 0 | 0 | 0 | Yes | Yes | Yes | Yes | Yes | 1600 | 1600 | 1600 | 1600 | 1600 | [15 empty] | 0 | 0 | 0 | 0 | 0 | NA | NA | NA | NA | NA | [5 empty] | NA | NA | NA | NA | NA | 0 | 0 | 0 | 0 | 0 | [10 empty] | NA | NA | NA | NA | NA
0 | 0 | 0 |  | 0 |  | NA | 1370 | 1370 | 1370 | 1370 | 1370 | 695 | 694 | 696 | 694 | 692 | 1600 | 1600 | 1600 | 1600 | 1600 | [10 empty] | 0 | 0 | 0 | 0 | 0 | Yes | Yes | Yes | Yes | Yes | 212 | 211 | 212 | 212 | 211 | [15 empty] | 0 | 0 | 0 | 0 | 0 | NA | NA | NA | NA | NA | [5 empty] | NA | NA | NA | NA | NA | 0 | 0 | 0 | 0 | 0 | [10 empty] | NA | NA | NA | NA | NA
0 | 0 | 0 |  | 0 |  | NA | 695 | 694 | 696 | 694 | 692 | 1600 | 1600 | 1600 | 1600 | 1600 | 212 | 211 | 212 | 212 | 211 | [10 empty] | 0 | 0 | 0 | 0 | 0 | Yes | Yes | Yes | Yes | Yes | 0.99 | 0.99 | 0.99 | 0.99 | 0.99 | [15 empty] | 0 | 0 | 0 | 0 | 0 | NA | NA | NA | NA | NA | [5 empty] | NA | NA | NA | NA | NA | 0 | 0 | 0 | 0 | 0 | [10 empty] | NA | NA | NA | NA | NA
South Pine | F739 | South Pine |  | Bald Hills |  | NA | 1600 | 1600 | 1600 | 1600 | 1600 | 212 | 211 | 212 | 212 | 211 | 0.99 | 0.99 | 0.99 | 0.99 | 0.99 | [10 empty] | Urban | Urban | Urban | Urban | Urban | Yes | Yes | Yes | Yes | Yes | 1600 | 1600 | 1600 | 1600 | 1600 | [15 empty] | 21 | 21 | 21 | 21 | 21 | NA | NA | NA | NA | NA | [5 empty] | NA | NA | NA | NA | NA | 21 | 21 | 21 | 21 | 21 | [10 empty] | NA | NA | NA | NA | NA
0 | 0 | 0 |  | 0 |  | NA | 212 | 211 | 212 | 212 | 211 | 0.99 | 0.99 | 0.99 | 0.99 | 0.99 | 1600 | 1600 | 1600 | 1600 | 1600 | [10 empty] | 0 | 0 | 0 | 0 | 0 | Yes | Yes | Yes | Yes | Yes | 396 | 397 | 398 | 392 | 391 | [15 empty] | 0 | 0 | 0 | 0 | 0 | NA | NA | NA | NA | NA | [5 empty] | NA | NA | NA | NA | NA | 0 | 0 | 0 | 0 | 0 | [10 empty] | NA | NA | NA | NA | NA
0 | 0 | 0 |  | 0 |  | NA | 0.99 | 0.99 | 0.99 | 0.99 | 0.99 | 1600 | 1600 | 1600 | 1600 | 1600 | 396 | 397 | 398 | 392 | 391 | [10 empty] | 0 | 0 | 0 | 0 | 0 | Yes | Yes | Yes | Yes | Yes | 1600 | 1600 | 1600 | 1600 | 1600 | [15 empty] | 0 | 0 | 0 | 0 | 0 | NA | NA | NA | NA | NA | [5 empty] | NA | NA | NA | NA | NA | 0 | 0 | 0 | 0 | 0 | [10 empty] | NA | NA | NA | NA | NA
0 | 0 | 0 |  | 0 |  | NA | 1600 | 1600 | 1600 | 1600 | 1600 | 396 | 397 | 398 | 392 | 391 | 1600 | 1600 | 1600 | 1600 | 1600 | [10 empty] | 0 | 0 | 0 | 0 | 0 | Yes | Yes | Yes | Yes | Yes | 203 | 202 | 203 | 202 | 202 | [15 empty] | 0 | 0 | 0 | 0 | 0 | NA | NA | NA | NA | NA | [5 empty] | NA | NA | NA | NA | NA | 0 | 0 | 0 | 0 | 0 | [10 empty] | NA | NA | NA | NA | NA
0 | 0 | 0 |  | 0 |  | NA | 396 | 397 | 398 | 392 | 391 | 1600 | 1600 | 1600 | 1600 | 1600 | 203 | 202 | 203 | 202 | 202 | [10 empty] | 0 | 0 | 0 | 0 | 0 | Yes | Yes | Yes | Yes | Yes | 0.99 | 0.99 | 0.99 | 0.99 | 0.99 | [15 empty] | 0 | 0 | 0 | 0 | 0 | NA | NA | NA | NA | NA | [5 empty] | NA | NA | NA | NA | NA | 0 | 0 | 0 | 0 | 0 | [10 empty] | NA | NA | NA | NA | NA
South Pine | F740 | South Pine |  | Sandgate |  | NA | 1600 | 1600 | 1600 | 1600 | 1600 | 203 | 202 | 203 | 202 | 202 | 0.99 | 0.99 | 0.99 | 0.99 | 0.99 | [10 empty] | Urban | Urban | Urban | Urban | Urban | Yes | Yes | Yes | Yes | Yes | 1600 | 1600 | 1600 | 1600 | 1600 | [15 empty] | 21 | 21 | 21 | 21 | 21 | NA | NA | NA | NA | NA | [5 empty] | NA | NA | NA | NA | NA | 21 | 21 | 21 | 21 | 21 | [10 empty] | NA | NA | NA | NA | NA
0 | 0 | 0 |  | 0 |  | NA | 203 | 202 | 203 | 202 | 202 | 0.99 | 0.99 | 0.99 | 0.99 | 0.99 | 1600 | 1600 | 1600 | 1600 | 1600 | [10 empty] | 0 | 0 | 0 | 0 | 0 | Yes | Yes | Yes | Yes | Yes | 396 | 397 | 398 | 392 | 391 | [15 empty] | 0 | 0 | 0 | 0 | 0 | NA | NA | NA | NA | NA | [5 empty] | NA | NA | NA | NA | NA | 0 | 0 | 0 | 0 | 0 | [10 empty] | NA | NA | NA | NA | NA
0 | 0 | 0 |  | 0 |  | NA | 0.99 | 0.99 | 0.99 | 0.99 | 0.99 | 1600 | 1600 | 1600 | 1600 | 1600 | 396 | 397 | 398 | 392 | 391 | [10 empty] | 0 | 0 | 0 | 0 | 0 | Yes | Yes | Yes | Yes | Yes | 904 | 904 | 904 | 904 | 904 | [15 empty] | 0 | 0 | 0 | 0 | 0 | NA | NA | NA | NA | NA | [5 empty] | NA | NA | NA | NA | NA | 0 | 0 | 0 | 0 | 0 | [10 empty] | NA | NA | NA | NA | NA
0 | 0 | 0 |  | 0 |  | NA | 1600 | 1600 | 1600 | 1600 | 1600 | 396 | 397 | 398 | 392 | 391 | 904 | 904 | 904 | 904 | 904 | [10 empty] | 0 | 0 | 0 | 0 | 0 | Yes | Yes | Yes | Yes | Yes | 260 | 257 | 259 | 264 | 266 | [15 empty] | 0 | 0 | 0 | 0 | 0 | NA | NA | NA | NA | NA | [5 empty] | NA | NA | NA | NA | NA | 0 | 0 | 0 | 0 | 0 | [10 empty] | NA | NA | NA | NA | NA
0 | 0 | 0 |  | 0 |  | NA | 396 | 397 | 398 | 392 | 391 | 904 | 904 | 904 | 904 | 904 | 260 | 257 | 259 | 264 | 266 | [10 empty] | 0 | 0 | 0 | 0 | 0 | Yes | Yes | Yes | Yes | Yes | 0.97 | 0.98 | 0.98 | 0.97 | 0.98 | [15 empty] | 0 | 0 | 0 | 0 | 0 | NA | NA | NA | NA | NA | [5 empty] | NA | NA | NA | NA | NA | 0 | 0 | 0 | 0 | 0 | [10 empty] | NA | NA | NA | NA | NA
South Pine | F741 | South Pine |  | Hays Inlet |  | NA | 904 | 904 | 904 | 904 | 904 | 260 | 257 | 259 | 264 | 266 | 0.97 | 0.98 | 0.98 | 0.97 | 0.98 | [10 empty] | Urban | Urban | Urban | Urban | Urban | Yes | Yes | Yes | Yes | Yes | 904 | 904 | 904 | 904 | 904 | [15 empty] | 21 | 21 | 21 | 21 | 21 | NA | NA | NA | NA | NA | [5 empty] | NA | NA | NA | NA | NA | 21 | 21 | 21 | 21 | 21 | [10 empty] | NA | NA | NA | NA | NA
0 | 0 | 0 |  | 0 |  | NA | 260 | 257 | 259 | 264 | 266 | 0.97 | 0.98 | 0.98 | 0.97 | 0.98 | 904 | 904 | 904 | 904 | 904 | [10 empty] | 0 | 0 | 0 | 0 | 0 | Yes | Yes | Yes | Yes | Yes | 360 | 363 | 367 | 364 | 377 | [15 empty] | 0 | 0 | 0 | 0 | 0 | NA | NA | NA | NA | NA | [5 empty] | NA | NA | NA | NA | NA | 0 | 0 | 0 | 0 | 0 | [10 empty] | NA | NA | NA | NA | NA
0 | 0 | 0 |  | 0 |  | NA | 0.97 | 0.98 | 0.98 | 0.97 | 0.98 | 904 | 904 | 904 | 904 | 904 | 360 | 363 | 367 | 364 | 377 | [10 empty] | 0 | 0 | 0 | 0 | 0 | Yes | Yes | Yes | Yes | Yes | 904 | 904 | 904 | 904 | 904 | [15 empty] | 0 | 0 | 0 | 0 | 0 | NA | NA | NA | NA | NA | [5 empty] | NA | NA | NA | NA | NA | 0 | 0 | 0 | 0 | 0 | [10 empty] | NA | NA | NA | NA | NA
0 | 0 | 0 |  | 0 |  | NA | 904 | 904 | 904 | 904 | 904 | 360 | 363 | 367 | 364 | 377 | 904 | 904 | 904 | 904 | 904 | [10 empty] | 0 | 0 | 0 | 0 | 0 | Yes | Yes | Yes | Yes | Yes | 259 | 256 | 258 | 263 | 265 | [15 empty] | 0 | 0 | 0 | 0 | 0 | NA | NA | NA | NA | NA | [5 empty] | NA | NA | NA | NA | NA | 0 | 0 | 0 | 0 | 0 | [10 empty] | NA | NA | NA | NA | NA
0 | 0 | 0 |  | 0 |  | NA | 360 | 363 | 367 | 364 | 377 | 904 | 904 | 904 | 904 | 904 | 259 | 256 | 258 | 263 | 265 | [10 empty] | 0 | 0 | 0 | 0 | 0 | Yes | Yes | Yes | Yes | Yes | 0.97 | 0.98 | 0.98 | 0.97 | 0.98 | [15 empty] | 0 | 0 | 0 | 0 | 0 | NA | NA | NA | NA | NA | [5 empty] | NA | NA | NA | NA | NA | 0 | 0 | 0 | 0 | 0 | [10 empty] | NA | NA | NA | NA | NA
South Pine | F742 | South Pine |  | Hays Inlet |  | NA | 904 | 904 | 904 | 904 | 904 | 259 | 256 | 258 | 263 | 265 | 0.97 | 0.98 | 0.98 | 0.97 | 0.98 | [10 empty] | Urban | Urban | Urban | Urban | Urban | Yes | Yes | Yes | Yes | Yes | 904 | 904 | 904 | 904 | 904 | [15 empty] | 21 | 21 | 21 | 21 | 21 | NA | NA | NA | NA | NA | [5 empty] | NA | NA | NA | NA | NA | 21 | 21 | 21 | 21 | 21 | [10 empty] | NA | NA | NA | NA | NA
0 | 0 | 0 |  | 0 |  | NA | 259 | 256 | 258 | 263 | 265 | 0.97 | 0.98 | 0.98 | 0.97 | 0.98 | 904 | 904 | 904 | 904 | 904 | [10 empty] | 0 | 0 | 0 | 0 | 0 | Yes | Yes | Yes | Yes | Yes | 359 | 362 | 367 | 363 | 377 | [15 empty] | 0 | 0 | 0 | 0 | 0 | NA | NA | NA | NA | NA | [5 empty] | NA | NA | NA | NA | NA | 0 | 0 | 0 | 0 | 0 | [10 empty] | NA | NA | NA | NA | NA
0 | 0 | 0 |  | 0 |  | NA | 0.97 | 0.98 | 0.98 | 0.97 | 0.98 | 904 | 904 | 904 | 904 | 904 | 359 | 362 | 367 | 363 | 377 | [10 empty] | 0 | 0 | 0 | 0 | 0 | Yes | Yes | Yes | Yes | Yes | 1336 | 1336 | 1336 | 1336 | 1336 | [15 empty] | 0 | 0 | 0 | 0 | 0 | NA | NA | NA | NA | NA | [5 empty] | NA | NA | NA | NA | NA | 0 | 0 | 0 | 0 | 0 | [10 empty] | NA | NA | NA | NA | NA
0 | 0 | 0 |  | 0 |  | NA | 904 | 904 | 904 | 904 | 904 | 359 | 362 | 367 | 363 | 377 | 1336 | 1336 | 1336 | 1336 | 1336 | [10 empty] | 0 | 0 | 0 | 0 | 0 | Yes | Yes | Yes | Yes | Yes | 262 | 262 | 264 | 264 | 264 | [15 empty] | 0 | 0 | 0 | 0 | 0 | NA | NA | NA | NA | NA | [5 empty] | NA | NA | NA | NA | NA | 0 | 0 | 0 | 0 | 0 | [10 empty] | NA | NA | NA | NA | NA
0 | 0 | 0 |  | 0 |  | NA | 359 | 362 | 367 | 363 | 377 | 1336 | 1336 | 1336 | 1336 | 1336 | 262 | 262 | 264 | 264 | 264 | [10 empty] | 0 | 0 | 0 | 0 | 0 | Yes | Yes | Yes | Yes | Yes | 0.99 | 1 | 0.99 | 0.99 | 0.99 | [15 empty] | 0 | 0 | 0 | 0 | 0 | NA | NA | NA | NA | NA | [5 empty] | NA | NA | NA | NA | NA | 0 | 0 | 0 | 0 | 0 | [10 empty] | NA | NA | NA | NA | NA
South Pine | F7299 | South Pine |  | Brendale |  | NA | 1336 | 1336 | 1336 | 1336 | 1336 | 262 | 262 | 264 | 264 | 264 | 0.99 | 1 | 0.99 | 0.99 | 0.99 | [10 empty] | Urban | Urban | Urban | Urban | Urban | Yes | Yes | Yes | Yes | Yes | 1336 | 1336 | 1336 | 1336 | 1336 | [15 empty] | 21 | 21 | 21 | 21 | 21 | NA | NA | NA | NA | NA | [5 empty] | NA | NA | NA | NA | NA | 21 | 21 | 21 | 21 | 21 | [10 empty] | NA | NA | NA | NA | NA
0 | 0 | 0 |  | 0 |  | NA | 262 | 262 | 264 | 264 | 264 | 0.99 | 1 | 0.99 | 0.99 | 0.99 | 1336 | 1336 | 1336 | 1336 | 1336 | [10 empty] | 0 | 0 | 0 | 0 | 0 | Yes | Yes | Yes | Yes | Yes | 368 | 371 | 368 | 369 | 369 | [15 empty] | 0 | 0 | 0 | 0 | 0 | NA | NA | NA | NA | NA | [5 empty] | NA | NA | NA | NA | NA | 0 | 0 | 0 | 0 | 0 | [10 empty] | NA | NA | NA | NA | NA
0 | 0 | 0 |  | 0 |  | NA | 0.99 | 1 | 0.99 | 0.99 | 0.99 | 1336 | 1336 | 1336 | 1336 | 1336 | 368 | 371 | 368 | 369 | 369 | [10 empty] | 0 | 0 | 0 | 0 | 0 | Yes | Yes | Yes | Yes | Yes | 785 | 785 | 785 | 785 | 785 | [15 empty] | 0 | 0 | 0 | 0 | 0 | NA | NA | NA | NA | NA | [5 empty] | NA | NA | NA | NA | NA | 0 | 0 | 0 | 0 | 0 | [10 empty] | NA | NA | NA | NA | NA
0 | 0 | 0 |  | 0 |  | NA | 1336 | 1336 | 1336 | 1336 | 1336 | 368 | 371 | 368 | 369 | 369 | 785 | 785 | 785 | 785 | 785 | [10 empty] | 0 | 0 | 0 | 0 | 0 | Yes | Yes | Yes | Yes | Yes | 262 | 262 | 264 | 264 | 264 | [15 empty] | 0 | 0 | 0 | 0 | 0 | NA | NA | NA | NA | NA | [5 empty] | NA | NA | NA | NA | NA | 0 | 0 | 0 | 0 | 0 | [10 empty] | NA | NA | NA | NA | NA
0 | 0 | 0 |  | 0 |  | NA | 368 | 371 | 368 | 369 | 369 | 785 | 785 | 785 | 785 | 785 | 262 | 262 | 264 | 264 | 264 | [10 empty] | 0 | 0 | 0 | 0 | 0 | Yes | Yes | Yes | Yes | Yes | 0.99 | 1 | 0.99 | 0.99 | 0.99 | [15 empty] | 0 | 0 | 0 | 0 | 0 | NA | NA | NA | NA | NA | [5 empty] | NA | NA | NA | NA | NA | 0 | 0 | 0 | 0 | 0 | [10 empty] | NA | NA | NA | NA | NA
South Pine | F743 | South Pine |  | Brendale |  | NA | 785 | 785 | 785 | 785 | 785 | 262 | 262 | 264 | 264 | 264 | 0.99 | 1 | 0.99 | 0.99 | 0.99 | [10 empty] | Urban | Urban | Urban | Urban | Urban | Yes | Yes | Yes | Yes | Yes | 785 | 785 | 785 | 785 | 785 | [15 empty] | 21 | 21 | 21 | 21 | 21 | NA | NA | NA | NA | NA | [5 empty] | NA | NA | NA | NA | NA | 21 | 21 | 21 | 21 | 21 | [10 empty] | NA | NA | NA | NA | NA
0 | 0 | 0 |  | 0 |  | NA | 262 | 262 | 264 | 264 | 264 | 0.99 | 1 | 0.99 | 0.99 | 0.99 | 785 | 785 | 785 | 785 | 785 | [10 empty] | 0 | 0 | 0 | 0 | 0 | Yes | Yes | Yes | Yes | Yes | 368 | 371 | 368 | 369 | 369 | [15 empty] | 0 | 0 | 0 | 0 | 0 | NA | NA | NA | NA | NA | [5 empty] | NA | NA | NA | NA | NA | 0 | 0 | 0 | 0 | 0 | [10 empty] | NA | NA | NA | NA | NA
0 | 0 | 0 |  | 0 |  | NA | 0.99 | 1 | 0.99 | 0.99 | 0.99 | 785 | 785 | 785 | 785 | 785 | 368 | 371 | 368 | 369 | 369 | [10 empty] | 0 | 0 | 0 | 0 | 0 | Yes | Yes | Yes | Yes | Yes | 785 | 785 | 785 | 785 | 785 | [15 empty] | 0 | 0 | 0 | 0 | 0 | NA | NA | NA | NA | NA | [5 empty] | NA | NA | NA | NA | NA | 0 | 0 | 0 | 0 | 0 | [10 empty] | NA | NA | NA | NA | NA
0 | 0 | 0 |  | 0 |  | NA | 785 | 785 | 785 | 785 | 785 | 368 | 371 | 368 | 369 | 369 | 785 | 785 | 785 | 785 | 785 | [10 empty] | 0 | 0 | 0 | 0 | 0 | Yes | Yes | Yes | Yes | Yes | 262 | 262 | 264 | 264 | 264 | [15 empty] | 0 | 0 | 0 | 0 | 0 | NA | NA | NA | NA | NA | [5 empty] | NA | NA | NA | NA | NA | 0 | 0 | 0 | 0 | 0 | [10 empty] | NA | NA | NA | NA | NA
0 | 0 | 0 |  | 0 |  | NA | 368 | 371 | 368 | 369 | 369 | 785 | 785 | 785 | 785 | 785 | 262 | 262 | 264 | 264 | 264 | [10 empty] | 0 | 0 | 0 | 0 | 0 | Yes | Yes | Yes | Yes | Yes | 0.99 | 1 | 0.99 | 0.99 | 0.99 | [15 empty] | 0 | 0 | 0 | 0 | 0 | NA | NA | NA | NA | NA | [5 empty] | NA | NA | NA | NA | NA | 0 | 0 | 0 | 0 | 0 | [10 empty] | NA | NA | NA | NA | NA
South Pine | F744 | South Pine |  | Brendale |  | NA | 785 | 785 | 785 | 785 | 785 | 262 | 262 | 264 | 264 | 264 | 0.99 | 1 | 0.99 | 0.99 | 0.99 | [10 empty] | Urban | Urban | Urban | Urban | Urban | Yes | Yes | Yes | Yes | Yes | 785 | 785 | 785 | 785 | 785 | [15 empty] | 21 | 21 | 21 | 21 | 21 | NA | NA | NA | NA | NA | [5 empty] | NA | NA | NA | NA | NA | 21 | 21 | 21 | 21 | 21 | [10 empty] | NA | NA | NA | NA | NA
0 | 0 | 0 |  | 0 |  | NA | 262 | 262 | 264 | 264 | 264 | 0.99 | 1 | 0.99 | 0.99 | 0.99 | 785 | 785 | 785 | 785 | 785 | [10 empty] | 0 | 0 | 0 | 0 | 0 | Yes | Yes | Yes | Yes | Yes | 368 | 371 | 368 | 369 | 369 | [15 empty] | 0 | 0 | 0 | 0 | 0 | NA | NA | NA | NA | NA | [5 empty] | NA | NA | NA | NA | NA | 0 | 0 | 0 | 0 | 0 | [10 empty] | NA | NA | NA | NA | NA
0 | 0 | 0 |  | 0 |  | NA | 0.99 | 1 | 0.99 | 0.99 | 0.99 | 785 | 785 | 785 | 785 | 785 | 368 | 371 | 368 | 369 | 369 | [10 empty] | 0 | 0 | 0 | 0 | 0 | Yes | Yes | Yes | Yes | Yes | 1064 | 1064 | 1064 | 1064 | 1064 | [15 empty] | 0 | 0 | 0 | 0 | 0 | NA | NA | NA | NA | NA | [5 empty] | NA | NA | NA | NA | NA | 0 | 0 | 0 | 0 | 0 | [10 empty] | NA | NA | NA | NA | NA
0 | 0 | 0 |  | 0 |  | NA | 785 | 785 | 785 | 785 | 785 | 368 | 371 | 368 | 369 | 369 | 1064 | 1064 | 1064 | 1064 | 1064 | [10 empty] | 0 | 0 | 0 | 0 | 0 | Yes | Yes | Yes | Yes | Yes | 221 | 238 | 213 | 214 | 211 | [15 empty] | 0 | 0 | 0 | 0 | 0 | NA | NA | NA | NA | NA | [5 empty] | NA | NA | NA | NA | NA | 0 | 0 | 0 | 0 | 0 | [10 empty] | NA | NA | NA | NA | NA
0 | 0 | 0 |  | 0 |  | NA | 368 | 371 | 368 | 369 | 369 | 1064 | 1064 | 1064 | 1064 | 1064 | 221 | 238 | 213 | 214 | 211 | [10 empty] | 0 | 0 | 0 | 0 | 0 | Yes | Yes | Yes | Yes | Yes | 0.99 | 0.99 | 0.99 | 0.98 | 0.98 | [15 empty] | 0 | 0 | 0 | 0 | 0 | NA | NA | NA | NA | NA | [5 empty] | NA | NA | NA | NA | NA | 0 | 0 | 0 | 0 | 0 | [10 empty] | NA | NA | NA | NA | NA
South Pine | F745/1 | South Pine |  | Moodlu |  | NA | 1064 | 1064 | 1064 | 1064 | 1064 | 221 | 238 | 213 | 214 | 211 | 0.99 | 0.99 | 0.99 | 0.98 | 0.98 | [10 empty] | Urban | Urban | Urban | Urban | Urban | Yes | Yes | Yes | Yes | Yes | 1064 | 1064 | 1064 | 1064 | 1064 | [15 empty] | 21 | 21 | 21 | 21 | 21 | NA | NA | NA | NA | NA | [5 empty] | NA | NA | NA | NA | NA | 21 | 21 | 21 | 21 | 21 | [10 empty] | NA | NA | NA | NA | NA
0 | 0 | 0 |  | 0 |  | NA | 221 | 238 | 213 | 214 | 211 | 0.99 | 0.99 | 0.99 | 0.98 | 0.98 | 1064 | 1064 | 1064 | 1064 | 1064 | [10 empty] | 0 | 0 | 0 | 0 | 0 | Yes | Yes | Yes | Yes | Yes | 471 | 504 | 481 | 484 | 489 | [15 empty] | 0 | 0 | 0 | 0 | 0 | NA | NA | NA | NA | NA | [5 empty] | NA | NA | NA | NA | NA | 0 | 0 | 0 | 0 | 0 | [10 empty] | NA | NA | NA | NA | NA
0 | 0 | 0 |  | 0 |  | NA | 0.99 | 0.99 | 0.99 | 0.98 | 0.98 | 1064 | 1064 | 1064 | 1064 | 1064 | 471 | 504 | 481 | 484 | 489 | [10 empty] | 0 | 0 | 0 | 0 | 0 | Yes | Yes | Yes | Yes | Yes | 1064 | 1064 | 1064 | 1064 | 1064 | [15 empty] | 0 | 0 | 0 | 0 | 0 | NA | NA | NA | NA | NA | [5 empty] | NA | NA | NA | NA | NA | 0 | 0 | 0 | 0 | 0 | [10 empty] | NA | NA | NA | NA | NA
0 | 0 | 0 |  | 0 |  | NA | 1064 | 1064 | 1064 | 1064 | 1064 | 471 | 504 | 481 | 484 | 489 | 1064 | 1064 | 1064 | 1064 | 1064 | [10 empty] | 0 | 0 | 0 | 0 | 0 | Yes | Yes | Yes | Yes | Yes | 221 | 239 | 214 | 215 | 212 | [15 empty] | 0 | 0 | 0 | 0 | 0 | NA | NA | NA | NA | NA | [5 empty] | NA | NA | NA | NA | NA | 0 | 0 | 0 | 0 | 0 | [10 empty] | NA | NA | NA | NA | NA
0 | 0 | 0 |  | 0 |  | NA | 471 | 504 | 481 | 484 | 489 | 1064 | 1064 | 1064 | 1064 | 1064 | 221 | 239 | 214 | 215 | 212 | [10 empty] | 0 | 0 | 0 | 0 | 0 | Yes | Yes | Yes | Yes | Yes | 0.99 | 0.99 | 0.99 | 0.98 | 0.98 | [15 empty] | 0 | 0 | 0 | 0 | 0 | NA | NA | NA | NA | NA | [5 empty] | NA | NA | NA | NA | NA | 0 | 0 | 0 | 0 | 0 | [10 empty] | NA | NA | NA | NA | NA
South Pine | F746/1 | South Pine |  | Moodlu |  | NA | 1064 | 1064 | 1064 | 1064 | 1064 | 221 | 239 | 214 | 215 | 212 | 0.99 | 0.99 | 0.99 | 0.98 | 0.98 | [10 empty] | Urban | Urban | Urban | Urban | Urban | Yes | Yes | Yes | Yes | Yes | 1064 | 1064 | 1064 | 1064 | 1064 | [15 empty] | 21 | 21 | 21 | 21 | 21 | NA | NA | NA | NA | NA | [5 empty] | NA | NA | NA | NA | NA | 21 | 21 | 21 | 21 | 21 | [10 empty] | NA | NA | NA | NA | NA
0 | 0 | 0 |  | 0 |  | NA | 221 | 239 | 214 | 215 | 212 | 0.99 | 0.99 | 0.99 | 0.98 | 0.98 | 1064 | 1064 | 1064 | 1064 | 1064 | [10 empty] | 0 | 0 | 0 | 0 | 0 | Yes | Yes | Yes | Yes | Yes | 471 | 504 | 481 | 484 | 488 | [15 empty] | 0 | 0 | 0 | 0 | 0 | NA | NA | NA | NA | NA | [5 empty] | NA | NA | NA | NA | NA | 0 | 0 | 0 | 0 | 0 | [10 empty] | NA | NA | NA | NA | NA
0 | 0 | 0 |  | 0 |  | NA | 0.99 | 0.99 | 0.99 | 0.98 | 0.98 | 1064 | 1064 | 1064 | 1064 | 1064 | 471 | 504 | 481 | 484 | 488 | [10 empty] | 0 | 0 | 0 | 0 | 0 | Yes | Yes | Yes | Yes | Yes | 1600 | 1600 | 1600 | 1600 | 1600 | [15 empty] | 0 | 0 | 0 | 0 | 0 | NA | NA | NA | NA | NA | [5 empty] | NA | NA | NA | NA | NA | 0 | 0 | 0 | 0 | 0 | [10 empty] | NA | NA | NA | NA | NA
0 | 0 | 0 |  | 0 |  | NA | 1064 | 1064 | 1064 | 1064 | 1064 | 471 | 504 | 481 | 484 | 488 | 1600 | 1600 | 1600 | 1600 | 1600 | [10 empty] | 0 | 0 | 0 | 0 | 0 | Yes | Yes | Yes | Yes | Yes | 188 | 188 | 188 | 188 | 187 | [15 empty] | 0 | 0 | 0 | 0 | 0 | NA | NA | NA | NA | NA | [5 empty] | NA | NA | NA | NA | NA | 0 | 0 | 0 | 0 | 0 | [10 empty] | NA | NA | NA | NA | NA
0 | 0 | 0 |  | 0 |  | NA | 471 | 504 | 481 | 484 | 488 | 1600 | 1600 | 1600 | 1600 | 1600 | 188 | 188 | 188 | 188 | 187 | [10 empty] | 0 | 0 | 0 | 0 | 0 | Yes | Yes | Yes | Yes | Yes | 0.99 | 0.99 | 0.99 | 0.99 | 0.99 | [15 empty] | 0 | 0 | 0 | 0 | 0 | NA | NA | NA | NA | NA | [5 empty] | NA | NA | NA | NA | NA | 0 | 0 | 0 | 0 | 0 | [10 empty] | NA | NA | NA | NA | NA
South Pine | F831 | Bald Hills |  | Sandgate |  | NA | 1600 | 1600 | 1600 | 1600 | 1600 | 188 | 188 | 188 | 188 | 187 | 0.99 | 0.99 | 0.99 | 0.99 | 0.99 | [10 empty] | Urban | Urban | Urban | Urban | Urban | Yes | Yes | Yes | Yes | Yes | 1600 | 1600 | 1600 | 1600 | 1600 | [15 empty] | 21 | 21 | 21 | 21 | 21 | NA | NA | NA | NA | NA | [5 empty] | NA | NA | NA | NA | NA | 21 | 21 | 21 | 21 | 21 | [10 empty] | NA | NA | NA | NA | NA
0 | 0 | 0 |  | 0 |  | NA | 188 | 188 | 188 | 188 | 187 | 0.99 | 0.99 | 0.99 | 0.99 | 0.99 | 1600 | 1600 | 1600 | 1600 | 1600 | [10 empty] | 0 | 0 | 0 | 0 | 0 | Yes | Yes | Yes | Yes | Yes | 373 | 373 | 375 | 369 | 368 | [15 empty] | 0 | 0 | 0 | 0 | 0 | NA | NA | NA | NA | NA | [5 empty] | NA | NA | NA | NA | NA | 0 | 0 | 0 | 0 | 0 | [10 empty] | NA | NA | NA | NA | NA
0 | 0 | 0 |  | 0 |  | NA | 0.99 | 0.99 | 0.99 | 0.99 | 0.99 | 1600 | 1600 | 1600 | 1600 | 1600 | 373 | 373 | 375 | 369 | 368 | [10 empty] | 0 | 0 | 0 | 0 | 0 | Yes | Yes | Yes | Yes | Yes | 491 | 491 | 491 | 491 | 491 | [15 empty] | 0 | 0 | 0 | 0 | 0 | NA | NA | NA | NA | NA | [5 empty] | NA | NA | NA | NA | NA | 0 | 0 | 0 | 0 | 0 | [10 empty] | NA | NA | NA | NA | NA
0 | 0 | 0 |  | 0 |  | NA | 1600 | 1600 | 1600 | 1600 | 1600 | 373 | 373 | 375 | 369 | 368 | 491 | 491 | 491 | 491 | 491 | [10 empty] | 0 | 0 | 0 | 0 | 0 | Yes | Yes | Yes | Yes | Yes | 98 | 108 | 110 | 111 | 112 | [15 empty] | 0 | 0 | 0 | 0 | 0 | NA | NA | NA | NA | NA | [5 empty] | NA | NA | NA | NA | NA | 0 | 0 | 0 | 0 | 0 | [10 empty] | NA | NA | NA | NA | NA
0 | 0 | 0 |  | 0 |  | NA | 373 | 373 | 375 | 369 | 368 | 491 | 491 | 491 | 491 | 491 | 98 | 108 | 110 | 111 | 112 | [10 empty] | 0 | 0 | 0 | 0 | 0 | Yes | Yes | Yes | Yes | Yes | 1 | 1 | 1 | 1 | 1 | [15 empty] | 0 | 0 | 0 | 0 | 0 | NA | NA | NA | NA | NA | [5 empty] | NA | NA | NA | NA | NA | 0 | 0 | 0 | 0 | 0 | [10 empty] | NA | NA | NA | NA | NA
South Pine | F912 | Nudgee |  | Meeandah |  | NA | 491 | 491 | 491 | 491 | 491 | 98 | 108 | 110 | 111 | 112 | 1 | 1 | 1 | 1 | 1 | [10 empty] | Urban | Urban | Urban | Urban | Urban | Yes | Yes | Yes | Yes | Yes | 491 | 491 | 491 | 491 | 491 | [15 empty] | 21 | 21 | 21 | 21 | 21 | NA | NA | NA | NA | NA | [5 empty] | NA | NA | NA | NA | NA | 21 | 21 | 21 | 21 | 21 | [10 empty] | NA | NA | NA | NA | NA
0 | 0 | 0 |  | 0 |  | NA | 98 | 108 | 110 | 111 | 112 | 1 | 1 | 1 | 1 | 1 | 491 | 491 | 491 | 491 | 491 | [10 empty] | 0 | 0 | 0 | 0 | 0 | Yes | Yes | Yes | Yes | Yes | 192 | 217 | 220 | 219 | 221 | [15 empty] | 0 | 0 | 0 | 0 | 0 | NA | NA | NA | NA | NA | [5 empty] | NA | NA | NA | NA | NA | 0 | 0 | 0 | 0 | 0 | [10 empty] | NA | NA | NA | NA | NA
0 | 0 | 0 |  | 0 |  | NA | 1 | 1 | 1 | 1 | 1 | 491 | 491 | 491 | 491 | 491 | 192 | 217 | 220 | 219 | 221 | [10 empty] | 0 | 0 | 0 | 0 | 0 | Yes | Yes | Yes | Yes | Yes | 491 | 491 | 491 | 491 | 491 | [15 empty] | 0 | 0 | 0 | 0 | 0 | NA | NA | NA | NA | NA | [5 empty] | NA | NA | NA | NA | NA | 0 | 0 | 0 | 0 | 0 | [10 empty] | NA | NA | NA | NA | NA
0 | 0 | 0 |  | 0 |  | NA | 491 | 491 | 491 | 491 | 491 | 192 | 217 | 220 | 219 | 221 | 491 | 491 | 491 | 491 | 491 | [10 empty] | 0 | 0 | 0 | 0 | 0 | Yes | Yes | Yes | Yes | Yes | 98 | 108 | 110 | 111 | 112 | [15 empty] | 0 | 0 | 0 | 0 | 0 | NA | NA | NA | NA | NA | [5 empty] | NA | NA | NA | NA | NA | 0 | 0 | 0 | 0 | 0 | [10 empty] | NA | NA | NA | NA | NA
0 | 0 | 0 |  | 0 |  | NA | 192 | 217 | 220 | 219 | 221 | 491 | 491 | 491 | 491 | 491 | 98 | 108 | 110 | 111 | 112 | [10 empty] | 0 | 0 | 0 | 0 | 0 | Yes | Yes | Yes | Yes | Yes | 1 | 1 | 1 | 1 | 1 | [15 empty] | 0 | 0 | 0 | 0 | 0 | NA | NA | NA | NA | NA | [5 empty] | NA | NA | NA | NA | NA | 0 | 0 | 0 | 0 | 0 | [10 empty] | NA | NA | NA | NA | NA
South Pine | F913 | Nudgee |  | Meeandah |  | NA | 491 | 491 | 491 | 491 | 491 | 98 | 108 | 110 | 111 | 112 | 1 | 1 | 1 | 1 | 1 | [10 empty] | Urban | Urban | Urban | Urban | Urban | Yes | Yes | Yes | Yes | Yes | 491 | 491 | 491 | 491 | 491 | [15 empty] | 21 | 21 | 21 | 21 | 21 | NA | NA | NA | NA | NA | [5 empty] | NA | NA | NA | NA | NA | 21 | 21 | 21 | 21 | 21 | [10 empty] | NA | NA | NA | NA | NA
0 | 0 | 0 |  | 0 |  | NA | 98 | 108 | 110 | 111 | 112 | 1 | 1 | 1 | 1 | 1 | 491 | 491 | 491 | 491 | 491 | [10 empty] | 0 | 0 | 0 | 0 | 0 | Yes | Yes | Yes | Yes | Yes | 192 | 217 | 220 | 219 | 221 | [15 empty] | 0 | 0 | 0 | 0 | 0 | NA | NA | NA | NA | NA | [5 empty] | NA | NA | NA | NA | NA | 0 | 0 | 0 | 0 | 0 | [10 empty] | NA | NA | NA | NA | NA
0 | 0 | 0 |  | 0 |  | NA | 1 | 1 | 1 | 1 | 1 | 491 | 491 | 491 | 491 | 491 | 192 | 217 | 220 | 219 | 221 | [10 empty] | 0 | 0 | 0 | 0 | 0 | Yes | Yes | Yes | Yes | Yes | 963 | 963 | 963 | 963 | 963 | [15 empty] | 0 | 0 | 0 | 0 | 0 | NA | NA | NA | NA | NA | [5 empty] | NA | NA | NA | NA | NA | 0 | 0 | 0 | 0 | 0 | [10 empty] | NA | NA | NA | NA | NA
0 | 0 | 0 |  | 0 |  | NA | 491 | 491 | 491 | 491 | 491 | 192 | 217 | 220 | 219 | 221 | 963 | 963 | 963 | 963 | 963 | [10 empty] | 0 | 0 | 0 | 0 | 0 | Yes | Yes | Yes | Yes | Yes | 295 | 273 | 302 | 303 | 304 | [15 empty] | 0 | 0 | 0 | 0 | 0 | NA | NA | NA | NA | NA | [5 empty] | NA | NA | NA | NA | NA | 0 | 0 | 0 | 0 | 0 | [10 empty] | NA | NA | NA | NA | NA
0 | 0 | 0 |  | 0 |  | NA | 192 | 217 | 220 | 219 | 221 | 963 | 963 | 963 | 963 | 963 | 295 | 273 | 302 | 303 | 304 | [10 empty] | 0 | 0 | 0 | 0 | 0 | Yes | Yes | Yes | Yes | Yes | 0.9 | 0.9 | 0.9 | 0.9 | 0.9 | [15 empty] | 0 | 0 | 0 | 0 | 0 | NA | NA | NA | NA | NA | [5 empty] | NA | NA | NA | NA | NA | 0 | 0 | 0 | 0 | 0 | [10 empty] | NA | NA | NA | NA | NA
Woolooga 132 kV | F7186 | Cooran |  | Cooroy |  | NA | 963 | 963 | 963 | 963 | 963 | 295 | 273 | 302 | 303 | 304 | 0.9 | 0.9 | 0.9 | 0.9 | 0.9 | [10 empty] | Rural | Rural | Rural | Rural | Rural | Yes | Yes | Yes | Yes | Yes | 963 | 963 | 963 | 963 | 963 | [15 empty] | 44 | 44 | 44 | 44 | 44 | NA | NA | NA | NA | NA | [5 empty] | NA | NA | NA | NA | NA | 44 | 44 | 44 | 44 | 44 | [10 empty] | NA | NA | NA | NA | NA
0 | 0 | 0 |  | 0 |  | NA | 295 | 273 | 302 | 303 | 304 | 0.9 | 0.9 | 0.9 | 0.9 | 0.9 | 963 | 963 | 963 | 963 | 963 | [10 empty] | 0 | 0 | 0 | 0 | 0 | Yes | Yes | Yes | Yes | Yes | 531 | 444 | 507 | 491 | 474 | [15 empty] | 0 | 0 | 0 | 0 | 0 | NA | NA | NA | NA | NA | [5 empty] | NA | NA | NA | NA | NA | 0 | 0 | 0 | 0 | 0 | [10 empty] | NA | NA | NA | NA | NA
0 | 0 | 0 |  | 0 |  | NA | 0.9 | 0.9 | 0.9 | 0.9 | 0.9 | 963 | 963 | 963 | 963 | 963 | 531 | 444 | 507 | 491 | 474 | [10 empty] | 0 | 0 | 0 | 0 | 0 | Yes | Yes | Yes | Yes | Yes | 963 | 963 | 963 | 963 | 963 | [15 empty] | 0 | 0 | 0 | 0 | 0 | NA | NA | NA | NA | NA | [5 empty] | NA | NA | NA | NA | NA | 0 | 0 | 0 | 0 | 0 | [10 empty] | NA | NA | NA | NA | NA
0 | 0 | 0 |  | 0 |  | NA | 963 | 963 | 963 | 963 | 963 | 531 | 444 | 507 | 491 | 474 | 963 | 963 | 963 | 963 | 963 | [10 empty] | 0 | 0 | 0 | 0 | 0 | Yes | Yes | Yes | Yes | Yes | 322 | 300 | 329 | 330 | 331 | [15 empty] | 0 | 0 | 0 | 0 | 0 | NA | NA | NA | NA | NA | [5 empty] | NA | NA | NA | NA | NA | 0 | 0 | 0 | 0 | 0 | [10 empty] | NA | NA | NA | NA | NA
0 | 0 | 0 |  | 0 |  | NA | 531 | 444 | 507 | 491 | 474 | 963 | 963 | 963 | 963 | 963 | 322 | 300 | 329 | 330 | 331 | [10 empty] | 0 | 0 | 0 | 0 | 0 | Yes | Yes | Yes | Yes | Yes | 0.92 | 0.92 | 0.93 | 0.93 | 0.93 | [15 empty] | 0 | 0 | 0 | 0 | 0 | NA | NA | NA | NA | NA | [5 empty] | NA | NA | NA | NA | NA | 0 | 0 | 0 | 0 | 0 | [10 empty] | NA | NA | NA | NA | NA
Woolooga 132 kV | F7343 | Traveston |  | Cooran |  | NA | 963 | 963 | 963 | 963 | 963 | 322 | 300 | 329 | 330 | 331 | 0.92 | 0.92 | 0.93 | 0.93 | 0.93 | [10 empty] | Rural | Rural | Rural | Rural | Rural | Yes | Yes | Yes | Yes | Yes | 963 | 963 | 963 | 963 | 963 | [15 empty] | 44 | 44 | 44 | 44 | 44 | NA | NA | NA | NA | NA | [5 empty] | NA | NA | NA | NA | NA | 44 | 44 | 44 | 44 | 44 | [10 empty] | NA | NA | NA | NA | NA
0 | 0 | 0 |  | 0 |  | NA | 322 | 300 | 329 | 330 | 331 | 0.92 | 0.92 | 0.93 | 0.93 | 0.93 | 963 | 963 | 963 | 963 | 963 | [10 empty] | 0 | 0 | 0 | 0 | 0 | Yes | Yes | Yes | Yes | Yes | 557 | 470 | 533 | 517 | 500 | [15 empty] | 0 | 0 | 0 | 0 | 0 | NA | NA | NA | NA | NA | [5 empty] | NA | NA | NA | NA | NA | 0 | 0 | 0 | 0 | 0 | [10 empty] | NA | NA | NA | NA | NA
0 | 0 | 0 |  | 0 |  | NA | 0.92 | 0.92 | 0.93 | 0.93 | 0.93 | 963 | 963 | 963 | 963 | 963 | 557 | 470 | 533 | 517 | 500 | [10 empty] | 0 | 0 | 0 | 0 | 0 | Yes | Yes | Yes | Yes | Yes | 963 | 963 | 963 | 963 | 963 | [15 empty] | 0 | 0 | 0 | 0 | 0 | NA | NA | NA | NA | NA | [5 empty] | NA | NA | NA | NA | NA | 0 | 0 | 0 | 0 | 0 | [10 empty] | NA | NA | NA | NA | NA
0 | 0 | 0 |  | 0 |  | NA | 963 | 963 | 963 | 963 | 963 | 557 | 470 | 533 | 517 | 500 | 963 | 963 | 963 | 963 | 963 | [10 empty] | 0 | 0 | 0 | 0 | 0 | Yes | Yes | Yes | Yes | Yes | 335 | 313 | 343 | 344 | 344 | [15 empty] | 0 | 0 | 0 | 0 | 0 | NA | NA | NA | NA | NA | [5 empty] | NA | NA | NA | NA | NA | 0 | 0 | 0 | 0 | 0 | [10 empty] | NA | NA | NA | NA | NA
0 | 0 | 0 |  | 0 |  | NA | 557 | 470 | 533 | 517 | 500 | 963 | 963 | 963 | 963 | 963 | 335 | 313 | 343 | 344 | 344 | [10 empty] | 0 | 0 | 0 | 0 | 0 | Yes | Yes | Yes | Yes | Yes | 0.94 | 0.94 | 0.95 | 0.95 | 0.95 | [15 empty] | 0 | 0 | 0 | 0 | 0 | NA | NA | NA | NA | NA | [5 empty] | NA | NA | NA | NA | NA | 0 | 0 | 0 | 0 | 0 | [10 empty] | NA | NA | NA | NA | NA
Woolooga 132 kV | F747/1 | Gympie |  | Traveston |  | NA | 963 | 963 | 963 | 963 | 963 | 335 | 313 | 343 | 344 | 344 | 0.94 | 0.94 | 0.95 | 0.95 | 0.95 | [10 empty] | Rural | Rural | Rural | Rural | Rural | Yes | Yes | Yes | Yes | Yes | 963 | 963 | 963 | 963 | 963 | [15 empty] | 44 | 44 | 44 | 44 | 44 | NA | NA | NA | NA | NA | [5 empty] | NA | NA | NA | NA | NA | 44 | 44 | 44 | 44 | 44 | [10 empty] | NA | NA | NA | NA | NA
0 | 0 | 0 |  | 0 |  | NA | 335 | 313 | 343 | 344 | 344 | 0.94 | 0.94 | 0.95 | 0.95 | 0.95 | 963 | 963 | 963 | 963 | 963 | [10 empty] | 0 | 0 | 0 | 0 | 0 | Yes | Yes | Yes | Yes | Yes | 571 | 484 | 547 | 531 | 514 | [15 empty] | 0 | 0 | 0 | 0 | 0 | NA | NA | NA | NA | NA | [5 empty] | NA | NA | NA | NA | NA | 0 | 0 | 0 | 0 | 0 | [10 empty] | NA | NA | NA | NA | NA
0 | 0 | 0 |  | 0 |  | NA | 0.94 | 0.94 | 0.95 | 0.95 | 0.95 | 963 | 963 | 963 | 963 | 963 | 571 | 484 | 547 | 531 | 514 | [10 empty] | 0 | 0 | 0 | 0 | 0 | Yes | Yes | Yes | Yes | Yes | 983 | 983 | 983 | 983 | 983 | [15 empty] | 0 | 0 | 0 | 0 | 0 | NA | NA | NA | NA | NA | [5 empty] | NA | NA | NA | NA | NA | 0 | 0 | 0 | 0 | 0 | [10 empty] | NA | NA | NA | NA | NA
0 | 0 | 0 |  | 0 |  | NA | 963 | 963 | 963 | 963 | 963 | 571 | 484 | 547 | 531 | 514 | 983 | 983 | 983 | 983 | 983 | [10 empty] | 0 | 0 | 0 | 0 | 0 | Yes | Yes | Yes | Yes | Yes | 508 | 491 | 522 | 522 | 521 | [15 empty] | 0 | 0 | 0 | 0 | 0 | NA | NA | NA | NA | NA | [5 empty] | NA | NA | NA | NA | NA | 0 | 0 | 0 | 0 | 0 | [10 empty] | NA | NA | NA | NA | NA
0 | 0 | 0 |  | 0 |  | NA | 571 | 484 | 547 | 531 | 514 | 983 | 983 | 983 | 983 | 983 | 508 | 491 | 522 | 522 | 521 | [10 empty] | 0 | 0 | 0 | 0 | 0 | Yes | Yes | Yes | Yes | Yes | 1 | 1 | 1 | 1 | 1 | [15 empty] | 0 | 0 | 0 | 0 | 0 | NA | NA | NA | NA | NA | [5 empty] | NA | NA | NA | NA | NA | 0 | 0 | 0 | 0 | 0 | [10 empty] | NA | NA | NA | NA | NA
Woolooga 132 kV | F747/2 | Woolooga |  | Gympie |  | NA | 983 | 983 | 983 | 983 | 983 | 508 | 491 | 522 | 522 | 521 | 1 | 1 | 1 | 1 | 1 | [10 empty] | Rural | Rural | Rural | Rural | Rural | Yes | Yes | Yes | Yes | Yes | 983 | 983 | 983 | 983 | 983 | [15 empty] | 44 | 44 | 44 | 44 | 44 | NA | NA | NA | NA | NA | [5 empty] | NA | NA | NA | NA | NA | 44 | 44 | 44 | 44 | 44 | [10 empty] | NA | NA | NA | NA | NA
0 | 0 | 0 |  | 0 |  | NA | 508 | 491 | 522 | 522 | 521 | 1 | 1 | 1 | 1 | 1 | 983 | 983 | 983 | 983 | 983 | [10 empty] | 0 | 0 | 0 | 0 | 0 | Yes | Yes | Yes | Yes | Yes | 745 | 663 | 726 | 708 | 690 | [15 empty] | 0 | 0 | 0 | 0 | 0 | NA | NA | NA | NA | NA | [5 empty] | NA | NA | NA | NA | NA | 0 | 0 | 0 | 0 | 0 | [10 empty] | NA | NA | NA | NA | NA
0 | 0 | 0 |  | 0 |  | NA | 1 | 1 | 1 | 1 | 1 | 983 | 983 | 983 | 983 | 983 | 745 | 663 | 726 | 708 | 690 | [10 empty] | 0 | 0 | 0 | 0 | 0 | Yes | Yes | Yes | Yes | Yes | 963 | 963 | 963 | 963 | 963 | [15 empty] | 0 | 0 | 0 | 0 | 0 | NA | NA | NA | NA | NA | [5 empty] | NA | NA | NA | NA | NA | 0 | 0 | 0 | 0 | 0 | [10 empty] | NA | NA | NA | NA | NA
0 | 0 | 0 |  | 0 |  | NA | 983 | 983 | 983 | 983 | 983 | 745 | 663 | 726 | 708 | 690 | 963 | 963 | 963 | 963 | 963 | [10 empty] | 0 | 0 | 0 | 0 | 0 | Yes | Yes | Yes | Yes | Yes | 409 | 385 | 419 | 420 | 420 | [15 empty] | 0 | 0 | 0 | 0 | 0 | NA | NA | NA | NA | NA | [5 empty] | NA | NA | NA | NA | NA | 0 | 0 | 0 | 0 | 0 | [10 empty] | NA | NA | NA | NA | NA
0 | 0 | 0 |  | 0 |  | NA | 745 | 663 | 726 | 708 | 690 | 963 | 963 | 963 | 963 | 963 | 409 | 385 | 419 | 420 | 420 | [10 empty] | 0 | 0 | 0 | 0 | 0 | Yes | Yes | Yes | Yes | Yes | 0.95 | 0.94 | 0.96 | 0.95 | 0.95 | [15 empty] | 0 | 0 | 0 | 0 | 0 | NA | NA | NA | NA | NA | [5 empty] | NA | NA | NA | NA | NA | 0 | 0 | 0 | 0 | 0 | [10 empty] | NA | NA | NA | NA | NA
Woolooga 132 kV | F748/1 | Gympie |  | Cooroy |  | NA | 963 | 963 | 963 | 963 | 963 | 409 | 385 | 419 | 420 | 420 | 0.95 | 0.94 | 0.96 | 0.95 | 0.95 | [10 empty] | Rural | Rural | Rural | Rural | Rural | Yes | Yes | Yes | Yes | Yes | 963 | 963 | 963 | 963 | 963 | [15 empty] | 44 | 44 | 44 | 44 | 44 | NA | NA | NA | NA | NA | [5 empty] | NA | NA | NA | NA | NA | 44 | 44 | 44 | 44 | 44 | [10 empty] | NA | NA | NA | NA | NA
0 | 0 | 0 |  | 0 |  | NA | 409 | 385 | 419 | 420 | 420 | 0.95 | 0.94 | 0.96 | 0.95 | 0.95 | 963 | 963 | 963 | 963 | 963 | [10 empty] | 0 | 0 | 0 | 0 | 0 | Yes | Yes | Yes | Yes | Yes | 696 | 591 | 667 | 648 | 627 | [15 empty] | 0 | 0 | 0 | 0 | 0 | NA | NA | NA | NA | NA | [5 empty] | NA | NA | NA | NA | NA | 0 | 0 | 0 | 0 | 0 | [10 empty] | NA | NA | NA | NA | NA
0 | 0 | 0 |  | 0 |  | NA | 0.95 | 0.94 | 0.96 | 0.95 | 0.95 | 963 | 963 | 963 | 963 | 963 | 696 | 591 | 667 | 648 | 627 | [10 empty] | 0 | 0 | 0 | 0 | 0 | Yes | Yes | Yes | Yes | Yes | 983 | 983 | 983 | 983 | 983 | [15 empty] | 0 | 0 | 0 | 0 | 0 | NA | NA | NA | NA | NA | [5 empty] | NA | NA | NA | NA | NA | 0 | 0 | 0 | 0 | 0 | [10 empty] | NA | NA | NA | NA | NA
0 | 0 | 0 |  | 0 |  | NA | 963 | 963 | 963 | 963 | 963 | 696 | 591 | 667 | 648 | 627 | 983 | 983 | 983 | 983 | 983 | [10 empty] | 0 | 0 | 0 | 0 | 0 | Yes | Yes | Yes | Yes | Yes | 527 | 506 | 541 | 541 | 541 | [15 empty] | 0 | 0 | 0 | 0 | 0 | NA | NA | NA | NA | NA | [5 empty] | NA | NA | NA | NA | NA | 0 | 0 | 0 | 0 | 0 | [10 empty] | NA | NA | NA | NA | NA
0 | 0 | 0 |  | 0 |  | NA | 696 | 591 | 667 | 648 | 627 | 983 | 983 | 983 | 983 | 983 | 527 | 506 | 541 | 541 | 541 | [10 empty] | 0 | 0 | 0 | 0 | 0 | Yes | Yes | Yes | Yes | Yes | 0.99 | 0.99 | 0.99 | 0.99 | 0.99 | [15 empty] | 0 | 0 | 0 | 0 | 0 | NA | NA | NA | NA | NA | [5 empty] | NA | NA | NA | NA | NA | 0 | 0 | 0 | 0 | 0 | [10 empty] | NA | NA | NA | NA | NA
Woolooga 132 kV | F748/2 | Woolooga |  | Gympie |  | NA | 983 | 983 | 983 | 983 | 983 | 527 | 506 | 541 | 541 | 541 | 0.99 | 0.99 | 0.99 | 0.99 | 0.99 | [10 empty] | Rural | Rural | Rural | Rural | Rural | Yes | Yes | Yes | Yes | Yes | 983 | 983 | 983 | 983 | 983 | [15 empty] | 44 | 44 | 44 | 44 | 44 | NA | NA | NA | NA | NA | [5 empty] | NA | NA | NA | NA | NA | 44 | 44 | 44 | 44 | 44 | [10 empty] | NA | NA | NA | NA | NA
0 | 0 | 0 |  | 0 |  | NA | 527 | 506 | 541 | 541 | 541 | 0.99 | 0.99 | 0.99 | 0.99 | 0.99 | 983 | 983 | 983 | 983 | 983 | [10 empty] | 0 | 0 | 0 | 0 | 0 | Yes | Yes | Yes | Yes | Yes | 802 | 703 | 778 | 758 | 737 | [15 empty] | 0 | 0 | 0 | 0 | 0 | NA | NA | NA | NA | NA | [5 empty] | NA | NA | NA | NA | NA | 0 | 0 | 0 | 0 | 0 | [10 empty] | NA | NA | NA | NA | NA
0 | 0 | 0 |  | 0 |  | NA | 0.99 | 0.99 | 0.99 | 0.99 | 0.99 | 983 | 983 | 983 | 983 | 983 | 802 | 703 | 778 | 758 | 737 | [10 empty] | 0 | 0 | 0 | 0 | 0 | Yes | Yes | Yes | Yes | Yes | 0 | 0 | 0 | 0 | 0 | [15 empty] | 0 | 0 | 0 | 0 | 0 | NA | NA | NA | NA | NA | [5 empty] | NA | NA | NA | NA | NA | 0 | 0 | 0 | 0 | 0 | [10 empty] | NA | NA | NA | NA | NA
0 | 0 | 0 |  | 0 |  | NA | 983 | 983 | 983 | 983 | 983 | 802 | 703 | 778 | 758 | 737 | 0 | 0 | 0 | 0 | 0 | [10 empty] | 0 | 0 | 0 | 0 | 0 | Yes | Yes | Yes | Yes | Yes | 0 | 0 | 0 | 0 | 0 | [15 empty] | 0 | 0 | 0 | 0 | 0 | NA | NA | NA | NA | NA | [5 empty] | NA | NA | NA | NA | NA | 0 | 0 | 0 | 0 | 0 | [10 empty] | NA | NA | NA | NA | NA
0 | 0 | 0 |  | 0 |  | NA | 802 | 703 | 778 | 758 | 737 | 0 | 0 | 0 | 0 | 0 | 0 | 0 | 0 | 0 | 0 | [10 empty] | 0 | 0 | 0 | 0 | 0 | Yes | Yes | Yes | Yes | Yes | 0 | 0 | 0 | 0 | 0 | [15 empty] | 0 | 0 | 0 | 0 | 0 | NA | NA | NA | NA | NA | [5 empty] | NA | NA | NA | NA | NA | 0 | 0 | 0 | 0 | 0 | [10 empty] | NA | NA | NA | NA | NA

## Notes
Transmission Feeders Forecasts (Energex Distribution Annual Planning Report 2023-24 to 2027-28)
This workbook provides 5 year forecast capacity and loading information for sub-transmission feeders in the Energex network.
Company reports, plans & charters ¦ Energex
Energex Distribution Annual Planning Report is prepared and made available solely for information purposes. While care was taken in the preparation of the information in this report, and it is provided in good faith, Energex accepts no responsibility or liability (including without limitation, liability to any person by reason of negligence or negligent mis-statement) for any loss or damage that may be incurred by any person acting in reliance on this information or assumptions drawn from it, except to the extent that liability under any applicable Queensland or Commonwealth of Australia statute cannot be excluded.
It contains assumptions regarding, among other things, economic growth and load forecasts which may or may not prove to be correct. The forecasts included in the document involve subjective judgements and analysis which are subject to significant uncertainties and contingencies, many of which are out of the control of Energex. Furthermore, forecasted data is subject to ongoing variation as new information becomes available. Energex makes no representation or warranty as to the accuracy, reliability, completeness or suitability for any particular purpose of the information in this document. All information should be independently investigated, reviewed, analysed and verified, and must not be relied upon in connection with any investment proposal or decision.
The following sections list the 110kV and 132kV feeders, their forecast loads, power factor, customer category and available load transfers. The feeder loads are calculated from load flow results using forecast substation demands. For the transmission and sub-transmission feeders, load flow studies are conducted for system normal and single contingency situations.
The forecast and capacity cut-off date for the winter season is 1 June of each year, and for the summer season is 1 December of each year. For example, 2024 winter forecast includes all committed projects with a proposed commissioning date up to 1 June 2024, and the 2023/24 summer forecast includes all committed projects with a proposed commissioning date up to 1 December 2023.
Assessment of 110kV & 132kV feeders is performed under four possible risk periods: winter day, winter night, summer day and summer night. For the summer table, the worst case (highest) load between summer day and summer night has been represented in the table.
Peak, reconciled, compensated load forecasts have been used in the 110kV & 132kV feeder analyses, with 50 PoE forecast load used for single contingency studies, and 10 PoE forecast load used for system normal studies.
Feeder capacities are shown for ECC and NCC. These ratings have also been adjusted for known committed projects. All load transfers associated with contingent condition include acceptable feeder voltage profiles.
Although the conductor rating is generally the limiting factor for feeder capacity, there are other significant items of plant, such as the feeder circuit breaker, that can also restrict capacity. Furthermore, other factors such as voltage constraints and load sharing between parallel underground feeders can sometimes de‑rate the capacity of the feeders due to thermal characteristic constraints. Each of these factors has been taken into account in the production of the forecast tables.
Interconnected feeders that supply multiple customers are examined in the following tables. Feeders exclusively supplying a customer owned substation or dedicated to a customer are not included in these tables.
A definition of terms is shown in the table below.
Definition of Terms Feeder Capacity and Forecast Tables
Term | Definition
NCC Rating (A) | Normal Cyclic Capacity - the total capacity with all network components and equipment intact. This is the maximum permissible peak daily loading for a given load cycle that a feeder can supply each day of its life. For overhead feeders, the NCC is the conductor rating with an assumed 1m/s wind, orthogonal to the line. For underground cables, the NCC assumes that there are sufficient temperature and current operating margins from the thermal inertia of the cable and its surroundings.
10 PoE Load (A) | Peak load forecast with 10% probability of being exceeded (one in every 10 years will be exceeded). Based on normal expected growth rates and weather corrected starting loads.
Power Factor (System Normal) | Lowest power factor along the feeder at 10 PoE Peak Load. Where the Power Factor is 0 the feeder is a normally open feeder that does not have load under System Normal conditions.
ECC Rating (A) | Emergency Cyclic Capacity – the long term firm delivery capacity under single contingency conditions. Some underground cables are installed in close proximity to other circuits and are normally de‑rated to allow for the heat generated by the adjacent cables. ECC is the higher capacity available when any adjacent circuits have been unloaded. For overhead conductors which do not benefit from this phenomenon, the ECC is synonymous with the NCC.
50 PoE Load (A) | Peak load forecast with 50% probability of being exceeded (one in every two years will be exceeded). Based on normal expected growth rates & weather corrected starting loads. This is the worst case (highest) load forecast beween summer day and summer night.
Security Standard | For security standard application, the general type of customer a sub-transmission, or transmission feeder is supplying.
Transfers | This is the total amount of load transfers that are available following the worst case network contingency. This includes automatic transfers that are controlled automatically through SCADA and are generally implemented within a minute, load transfers that can be implemented through screen switching by a network controller, manual transfers that are deployed via manually controlled switchgear locally by field staff, and mobile generation which can be deployed by field staff by moving generation to specific sites. It should be noted under the Safety Net in the Distribution Authority, it is generally assumed that 4MVA (21A @ 110kV) of generation is available for Urban feeders to meet this criteria and 10MVA (52A) is available for Rural feeders. These values have been used as a default in the forecast tables where these are sufficient to reduce the 50PoE load below the ECC rating. Where the load is still above the ECC rating, specific load transfers have been calculated for the feeder to determine whether the Safety Net criteria is met.
Hours PA > 95% Peak Load | The forecast number of hours per annum where the load exceeded 95% of the peak 50 PoE demand. This information is not readily available for every feeder without significant analysis being undertaken. As such, this has only been provided where a feeder does not meet the Safety Net criteria or is otherwise in the Limitations and Proposed Solutions table.

## 110kV & 132kV Feeders - Winter
Connection Point | Feeder | From Substation | To Substation | Attributes | 2023 | 2024 | 2025 | 2026 | 2027 | Customer Category | Transfers (Amps) | Hours PA > 95% Peak Load | Voltage (kV)
Abermain | F7259/1 | Abermain | Wulkuraka Tee | NCC Rating (A) | 613 | 613 | 613 | 613 | 613 | Rural | 52 | NA | 110
|  |  |  | 10 POE Load (A) | 293 | 295 | 310 | 310 | 309 |  |  |  | 110
|  |  |  | Power Factor | 0.98 | 0.98 | 0.98 | 0.98 | 0.98 |  |  |  | 110
|  |  |  | ECC Rating (A) | 613 | 613 | 613 | 613 | 613 |  |  |  | 110
|  |  |  | 50 POE Load (A) | 403 | 408 | 423 | 423 | 421 |  |  |  | 110
Abermain | F7259/2 | Wulkuraka Tee | Lockrose | NCC Rating (A) | 613 | 613 | 613 | 613 | 613 | Rural | 52 | NA | 110
|  |  |  | 10 POE Load (A) | 259 | 261 | 276 | 275 | 274 |  |  |  | 110
|  |  |  | Power Factor | 0.98 | 0.98 | 0.98 | 0.98 | 0.98 |  |  |  | 110
|  |  |  | ECC Rating (A) | 613 | 613 | 613 | 613 | 613 |  |  |  | 110
|  |  |  | 50 POE Load (A) | 369 | 374 | 390 | 390 | 388 |  |  |  | 110
Abermain | F7289 | Lockrose | Gatton | NCC Rating (A) | 690 | 690 | 690 | 690 | 690 | Rural | 52 | NA | 110
|  |  |  | 10 POE Load (A) | 0 | 0 | 0 | 0 | 0 |  |  |  | 110
|  |  |  | Power Factor | 0 | 0 | 0 | 0 | 0 |  |  |  | 110
|  |  |  | ECC Rating (A) | 690 | 690 | 690 | 690 | 690 |  |  |  | 110
|  |  |  | 50 POE Load (A) | 255 | 258 | 272 | 272 | 271 |  |  |  | 110
Belmont | F750 | Belmont | Beenleigh | NCC Rating (A) | 800 | 800 | 800 | 800 | 800 | Urban | 21 | NA | 110
|  |  |  | 10 POE Load (A) | 220 | 212 | 231 | 225 | 223 |  |  |  | 110
|  |  |  | Power Factor | 0.95 | 0.94 | 0.96 | 0.95 | 0.96 |  |  |  | 110
|  |  |  | ECC Rating (A) | 800 | 800 | 800 | 800 | 800 |  |  |  | 110
|  |  |  | 50 POE Load (A) | 308 | 302 | 329 | 326 | 328 |  |  |  | 110
Belmont | F766 | Belmont | Cleveland | NCC Rating (A) | 1600 | 1600 | 1600 | 1600 | 1600 | Urban | 21 | NA | 110
|  |  |  | 10 POE Load (A) | 395 | 396 | 398 | 397 | 395 |  |  |  | 110
|  |  |  | Power Factor | 0.98 | 0.98 | 0.97 | 0.97 | 0.98 |  |  |  | 110
|  |  |  | ECC Rating (A) | 1600 | 1600 | 1600 | 1600 | 1600 |  |  |  | 110
|  |  |  | 50 POE Load (A) | 765 | 761 | 763 | 762 | 757 |  |  |  | 110
Belmont | F767 | Belmont | Cleveland | NCC Rating (A) | 1600 | 1600 | 1600 | 1600 | 1600 | Urban | 21 | NA | 110
|  |  |  | 10 POE Load (A) | 395 | 396 | 398 | 397 | 395 |  |  |  | 110
|  |  |  | Power Factor | 0.98 | 0.98 | 0.97 | 0.97 | 0.98 |  |  |  | 110
|  |  |  | ECC Rating (A) | 1600 | 1600 | 1600 | 1600 | 1600 |  |  |  | 110
|  |  |  | 50 POE Load (A) | 765 | 761 | 763 | 762 | 757 |  |  |  | 110
Blackstone | F713 | Blackstone | Raceview | NCC Rating (A) | 1131 | 1131 | 1131 | 1131 | 1131 | Urban | 21 | NA | 110
|  |  |  | 10 POE Load (A) | 213 | 217 | 223 | 226 | 229 |  |  |  | 110
|  |  |  | Power Factor | 0.99 | 0.99 | 0.99 | 0.99 | 0.99 |  |  |  | 110
|  |  |  | ECC Rating (A) | 1131 | 1131 | 1131 | 1131 | 1131 |  |  |  | 110
|  |  |  | 50 POE Load (A) | 416 | 425 | 436 | 442 | 447 |  |  |  | 110
Blackstone | F714 | Blackstone | Raceview | NCC Rating (A) | 1131 | 1131 | 1131 | 1131 | 1131 | Urban | 21 | NA | 110
|  |  |  | 10 POE Load (A) | 213 | 217 | 223 | 226 | 228 |  |  |  | 110
|  |  |  | Power Factor | 0.99 | 0.99 | 0.99 | 0.99 | 0.99 |  |  |  | 110
|  |  |  | ECC Rating (A) | 1131 | 1131 | 1131 | 1131 | 1131 |  |  |  | 110
|  |  |  | 50 POE Load (A) | 416 | 425 | 436 | 442 | 447 |  |  |  | 110
CBD East | F7231 | Wellington Road | Charlotte St | NCC Rating (A) | 1283 | 1283 | 1283 | 1283 | 1283 | CBD | NA | NA | 110
|  |  |  | 10 POE Load (A) | 292 | 332 | 376 | 399 | 406 |  |  |  | 110
|  |  |  | Power Factor | 1 | 1 | 0.99 | 0.99 | 0.99 |  |  |  | 110
|  |  |  | ECC Rating (A) | 1283 | 1283 | 1283 | 1283 | 1283 |  |  |  | 110
|  |  |  | 50 POE Load (A) | 549 | 621 | 703 | 748 | 761 |  |  |  | 110
CBD East | F7232 | Wellington Road | Charlotte St | NCC Rating (A) | 1283 | 1283 | 1283 | 1283 | 1283 | CBD | NA | NA | 110
|  |  |  | 10 POE Load (A) | 292 | 332 | 376 | 399 | 406 |  |  |  | 110
|  |  |  | Power Factor | 1 | 1 | 0.99 | 0.99 | 0.99 |  |  |  | 110
|  |  |  | ECC Rating (A) | 1283 | 1283 | 1283 | 1283 | 1283 |  |  |  | 110
|  |  |  | 50 POE Load (A) | 549 | 621 | 703 | 748 | 761 |  |  |  | 110
CBD East | F7287/3 | Tingalpa Tee | Wellington Road | NCC Rating (A) | 1197 | 1197 | 1197 | 1197 | 1197 | CBD | NA | NA | 110
|  |  |  | 10 POE Load (A) | 541 | 600 | 646 | 674 | 680 |  |  |  | 110
|  |  |  | Power Factor | 1 | 1 | 1 | 1 | 1 |  |  |  | 110
|  |  |  | ECC Rating (A) | 1197 | 1197 | 1197 | 1197 | 1197 |  |  |  | 110
|  |  |  | 50 POE Load (A) | 858 | 957 | 1034 | 1086 | 1097 |  |  |  | 110
CBD East | F7288/3 | Tingalpa Tee | Wellington Road | NCC Rating (A) | 1197 | 1197 | 1197 | 1197 | 1197 | CBD | NA | NA | 110
|  |  |  | 10 POE Load (A) | 544 | 604 | 650 | 678 | 683 |  |  |  | 110
|  |  |  | Power Factor | 1 | 1 | 1 | 1 | 1 |  |  |  | 110
|  |  |  | ECC Rating (A) | 1197 | 1197 | 1197 | 1197 | 1197 |  |  |  | 110
|  |  |  | 50 POE Load (A) | 860 | 960 | 1037 | 1089 | 1100 |  |  |  | 110
CBD East | F7230 | Wellington Road | Coorparoo | NCC Rating (A) | 1300 | 1300 | 1300 | 1300 | 1300 | Urban | 21 | NA | 110
|  |  |  | 10 POE Load (A) | 179 | 180 | 181 | 182 | 182 |  |  |  | 110
|  |  |  | Power Factor | 0.99 | 0.99 | 0.99 | 0.99 | 0.99 |  |  |  | 110
|  |  |  | ECC Rating (A) | 1300 | 1300 | 1300 | 1300 | 1300 |  |  |  | 110
|  |  |  | 50 POE Load (A) | 338 | 339 | 341 | 342 | 342 |  |  |  | 110
CBD East | F7362 | Wellington Road | Coorparoo | NCC Rating (A) | 1300 | 1300 | 1300 | 1300 | 1300 | Urban | 21 | NA | 110
|  |  |  | 10 POE Load (A) | 179 | 180 | 181 | 182 | 182 |  |  |  | 110
|  |  |  | Power Factor | 0.99 | 0.99 | 0.99 | 0.99 | 0.99 |  |  |  | 110
|  |  |  | ECC Rating (A) | 1300 | 1300 | 1300 | 1300 | 1300 |  |  |  | 110
|  |  |  | 50 POE Load (A) | 338 | 339 | 341 | 342 | 342 |  |  |  | 110
CBD East | F752 | Murarrie | Newstead | NCC Rating (A) | 1456 | 1456 | 1456 | 1456 | 1456 | CBD | NA | NA | 110
|  |  |  | 10 POE Load (A) | 278 | 303 | 323 | 326 | 322 |  |  |  | 110
|  |  |  | Power Factor | 1 | 1 | 1 | 1 | 1 |  |  |  | 110
|  |  |  | ECC Rating (A) | 1456 | 1456 | 1456 | 1456 | 1456 |  |  |  | 110
|  |  |  | 50 POE Load (A) | 364 | 410 | 451 | 457 | 456 |  |  |  | 110
CBD East | F753 | Murarrie | Newstead | NCC Rating (A) | 1456 | 1456 | 1456 | 1456 | 1456 | CBD | NA | NA | 110
|  |  |  | 10 POE Load (A) | 278 | 303 | 323 | 326 | 322 |  |  |  | 110
|  |  |  | Power Factor | 1 | 1 | 1 | 1 | 1 |  |  |  | 110
|  |  |  | ECC Rating (A) | 1456 | 1456 | 1456 | 1456 | 1456 |  |  |  | 110
|  |  |  | 50 POE Load (A) | 364 | 410 | 451 | 457 | 456 |  |  |  | 110
CBD East | F809 | Newstead | Victoria Park | NCC Rating (A) | 704 | 704 | 704 | 704 | 704 | CBD | NA | NA | 110
|  |  |  | 10 POE Load (A) | 94 | 106 | 122 | 121 | 120 |  |  |  | 110
|  |  |  | Power Factor | 0.97 | 0.98 | 0.99 | 0.99 | 0.99 |  |  |  | 110
|  |  |  | ECC Rating (A) | 704 | 704 | 704 | 704 | 704 |  |  |  | 110
|  |  |  | 50 POE Load (A) | 187 | 228 | 269 | 268 | 268 |  |  |  | 110
CBD East | F810 | Newstead | Victoria Park | NCC Rating (A) | 704 | 704 | 704 | 704 | 704 | CBD | NA | NA | 110
|  |  |  | 10 POE Load (A) | 94 | 106 | 122 | 121 | 120 |  |  |  | 110
|  |  |  | Power Factor | 0.97 | 0.98 | 0.99 | 0.99 | 0.99 |  |  |  | 110
|  |  |  | ECC Rating (A) | 704 | 704 | 704 | 704 | 704 |  |  |  | 110
|  |  |  | 50 POE Load (A) | 187 | 228 | 269 | 268 | 268 |  |  |  | 110
CBD East | F829 | Charlotte St | Ann St | NCC Rating (A) | 963 | 963 | 963 | 963 | 963 | CBD | NA | NA | 110
|  |  |  | 10 POE Load (A) | 158 | 190 | 218 | 229 | 236 |  |  |  | 110
|  |  |  | Power Factor | 1 | 0.99 | 0.99 | 0.99 | 0.99 |  |  |  | 110
|  |  |  | ECC Rating (A) | 963 | 963 | 963 | 963 | 963 |  |  |  | 110
|  |  |  | 50 POE Load (A) | 310 | 369 | 423 | 444 | 459 |  |  |  | 110
CBD East | F833 | Charlotte St | Ann St | NCC Rating (A) | 963 | 963 | 963 | 963 | 963 | CBD | NA | NA | 110
|  |  |  | 10 POE Load (A) | 158 | 190 | 218 | 229 | 236 |  |  |  | 110
|  |  |  | Power Factor | 1 | 0.99 | 0.99 | 0.99 | 0.99 |  |  |  | 110
|  |  |  | ECC Rating (A) | 963 | 963 | 963 | 963 | 963 |  |  |  | 110
|  |  |  | 50 POE Load (A) | 310 | 369 | 423 | 444 | 459 |  |  |  | 110
CBD East | F834 | McLachlan St | Ann St | NCC Rating (A) | 967 | 967 | 967 | 967 | 967 | CBD | NA | NA | 110
|  |  |  | 10 POE Load (A) | 187 | 249 | 295 | 297 | 306 |  |  |  | 110
|  |  |  | Power Factor | 1 | 0.98 | 0.98 | 0.99 | 0.98 |  |  |  | 110
|  |  |  | ECC Rating (A) | 967 | 967 | 967 | 967 | 967 |  |  |  | 110
|  |  |  | 50 POE Load (A) | 369 | 442 | 499 | 503 | 509 |  |  |  | 110
CBD East | F835 | McLachlan St | Victoria Park | NCC Rating (A) | 967 | 967 | 967 | 967 | 967 | CBD | NA | NA | 110
|  |  |  | 10 POE Load (A) | 202 | 261 | 313 | 313 | 315 |  |  |  | 110
|  |  |  | Power Factor | 1 | 0.99 | 0.98 | 0.99 | 0.98 |  |  |  | 110
|  |  |  | ECC Rating (A) | 967 | 967 | 967 | 967 | 967 |  |  |  | 110
|  |  |  | 50 POE Load (A) | 257 | 324 | 385 | 384 | 385 |  |  |  | 110
CBD East | F914 | Newstead | McLachlan St | NCC Rating (A) | 1305 | 1305 | 1305 | 1305 | 1305 | CBD | NA | NA | 110
|  |  |  | 10 POE Load (A) | 91 | 89 | 93 | 92 | 90 |  |  |  | 110
|  |  |  | Power Factor | 0.99 | 1 | 1 | 1 | 0.99 |  |  |  | 110
|  |  |  | ECC Rating (A) | 1305 | 1305 | 1305 | 1305 | 1305 |  |  |  | 110
|  |  |  | 50 POE Load (A) | 158 | 173 | 194 | 195 | 194 |  |  |  | 110
CBD East | F915 | Newstead | McLachlan St | NCC Rating (A) | 1305 | 1305 | 1305 | 1305 | 1305 | CBD | NA | NA | 110
|  |  |  | 10 POE Load (A) | 91 | 89 | 93 | 92 | 90 |  |  |  | 110
|  |  |  | Power Factor | 0.99 | 1 | 1 | 1 | 0.99 |  |  |  | 110
|  |  |  | ECC Rating (A) | 1305 | 1305 | 1305 | 1305 | 1305 |  |  |  | 110
|  |  |  | 50 POE Load (A) | 158 | 173 | 194 | 195 | 194 |  |  |  | 110
CBD South | F830 | West End | Charlotte St | NCC Rating (A) | 690 | 690 | 690 | 690 | 690 | CBD | NA | NA | 110
|  |  |  | 10 POE Load (A) | 157 | 153 | 149 | 149 | 147 |  |  |  | 110
|  |  |  | Power Factor | 0.33 | 0.28 | 0.21 | 0.19 | 0.22 |  |  |  | 110
|  |  |  | ECC Rating (A) | 690 | 690 | 690 | 690 | 690 |  |  |  | 110
|  |  |  | 50 POE Load (A) | 311 | 307 | 304 | 304 | 307 |  |  |  | 110
CBD South | F905 | Rocklea | West End | NCC Rating (A) | 693 | 693 | 693 | 693 | 693 | CBD | NA | NA | 110
|  |  |  | 10 POE Load (A) | 310 | 302 | 291 | 289 | 291 |  |  |  | 110
|  |  |  | Power Factor | 0.92 | 0.92 | 0.92 | 0.91 | 0.92 |  |  |  | 110
|  |  |  | ECC Rating (A) | 693 | 693 | 693 | 693 | 693 |  |  |  | 110
|  |  |  | 50 POE Load (A) | 499 | 493 | 491 | 491 | 495 |  |  |  | 110
CBD West | F7266 | Milton | Customer | NCC Rating (A) | 966 | 966 | 966 | 966 | 966 | CBD | NA | NA | 110
|  |  |  | 10 POE Load (A) | 127 | 123 | 127 | 126 | 127 |  |  |  | 110
|  |  |  | Power Factor | 0.81 | 0.77 | 0.84 | 0.84 | 0.84 |  |  |  | 110
|  |  |  | ECC Rating (A) | 966 | 966 | 966 | 966 | 966 |  |  |  | 110
|  |  |  | 50 POE Load (A) | 263 | 250 | 261 | 257 | 260 |  |  |  | 110
CBD West | F7267 | Milton | Makerston St | NCC Rating (A) | 966 | 966 | 966 | 966 | 966 | CBD | NA | NA | 110
|  |  |  | 10 POE Load (A) | 147 | 145 | 152 | 150 | 153 |  |  |  | 110
|  |  |  | Power Factor | 0.84 | 0.85 | 0.86 | 0.87 | 0.87 |  |  |  | 110
|  |  |  | ECC Rating (A) | 966 | 966 | 966 | 966 | 966 |  |  |  | 110
|  |  |  | 50 POE Load (A) | 267 | 264 | 266 | 262 | 266 |  |  |  | 110
CBD West | F7321 | Customer | Makerston St | NCC Rating (A) | 966 | 966 | 966 | 966 | 966 | CBD | NA | NA | 110
|  |  |  | 10 POE Load (A) | 77 | 77 | 83 | 82 | 83 |  |  |  | 110
|  |  |  | Power Factor | 0.65 | 0.59 | 0.73 | 0.66 | 0.67 |  |  |  | 110
|  |  |  | ECC Rating (A) | 966 | 966 | 966 | 966 | 966 |  |  |  | 110
|  |  |  | 50 POE Load (A) | 211 | 203 | 217 | 213 | 217 |  |  |  | 110
CBD West | F7365 | Kelvin Grove | Milton | NCC Rating (A) | 973 | 973 | 973 | 973 | 973 | CBD | NA | NA | 110
|  |  |  | 10 POE Load (A) | 152 | 153 | 157 | 156 | 158 |  |  |  | 110
|  |  |  | Power Factor | 0.88 | 0.89 | 0.9 | 0.9 | 0.9 |  |  |  | 110
|  |  |  | ECC Rating (A) | 973 | 973 | 973 | 973 | 973 |  |  |  | 110
|  |  |  | 50 POE Load (A) | 364 | 358 | 371 | 366 | 369 |  |  |  | 110
CBD West | F781 | Ashgrove West | Kelvin Grove | NCC Rating (A) | 913 | 913 | 913 | 913 | 913 | CBD | NA | NA | 110
|  |  |  | 10 POE Load (A) | 212 | 212 | 218 | 217 | 218 |  |  |  | 110
|  |  |  | Power Factor | 0.96 | 0.96 | 0.97 | 0.97 | 0.97 |  |  |  | 110
|  |  |  | ECC Rating (A) | 913 | 913 | 913 | 913 | 913 |  |  |  | 110
|  |  |  | 50 POE Load (A) | 422 | 415 | 430 | 424 | 427 |  |  |  | 110
CBD West | F782 | Ashgrove West | Milton | NCC Rating (A) | 913 | 913 | 913 | 913 | 913 | CBD | NA | NA | 110
|  |  |  | 10 POE Load (A) | 247 | 248 | 255 | 254 | 256 |  |  |  | 110
|  |  |  | Power Factor | 0.95 | 0.95 | 0.95 | 0.95 | 0.96 |  |  |  | 110
|  |  |  | ECC Rating (A) | 913 | 913 | 913 | 913 | 913 |  |  |  | 110
|  |  |  | 50 POE Load (A) | 430 | 423 | 438 | 433 | 435 |  |  |  | 110
CBD West | F807 | Makerston St | Charlotte St | NCC Rating (A) | 629 | 629 | 629 | 629 | 629 | CBD | NA | NA | 110
|  |  |  | 10 POE Load (A) | 69 | 67 | 65 | 65 | 64 |  |  |  | 110
|  |  |  | Power Factor | 0.37 | 0.37 | 0.27 | 0.25 | 0.27 |  |  |  | 110
|  |  |  | ECC Rating (A) | 629 | 629 | 629 | 629 | 629 |  |  |  | 110
|  |  |  | 50 POE Load (A) | 161 | 161 | 164 | 165 | 166 |  |  |  | 110
CBD West | F808 | Makerston St | Charlotte St | NCC Rating (A) | 629 | 629 | 629 | 629 | 629 | CBD | NA | NA | 110
|  |  |  | 10 POE Load (A) | 82 | 80 | 78 | 78 | 77 |  |  |  | 110
|  |  |  | Power Factor | 0.35 | 0.31 | 0.24 | 0.23 | 0.26 |  |  |  | 110
|  |  |  | ECC Rating (A) | 629 | 629 | 629 | 629 | 629 |  |  |  | 110
|  |  |  | 50 POE Load (A) | 169 | 165 | 163 | 165 | 164 |  |  |  | 110
Loganlea | F704 | Beenleigh | Yatala | NCC Rating (A) | 1088 | 1088 | 1088 | 1088 | 1088 | Urban | 21 | NA | 110
|  |  |  | 10 POE Load (A) | 300 | 314 | 285 | 272 | 275 |  |  |  | 110
|  |  |  | Power Factor | 0.99 | 0.94 | 0.97 | 0.97 | 0.95 |  |  |  | 110
|  |  |  | ECC Rating (A) | 1088 | 1088 | 1088 | 1088 | 1088 |  |  |  | 110
|  |  |  | 50 POE Load (A) | 720 | 740 | 747 | 755 | 774 |  |  |  | 110
Loganlea | F7351 | Jimboomba | Beaudesert | NCC Rating (A) | 865 | 865 | 865 | 865 | 865 | Rural | 52 | NA | 110
|  |  |  | 10 POE Load (A) | 190 | 193 | 196 | 198 | 199 |  |  |  | 110
|  |  |  | Power Factor | 0.97 | 0.97 | 0.97 | 0.97 | 0.97 |  |  |  | 110
|  |  |  | ECC Rating (A) | 865 | 865 | 865 | 865 | 865 |  |  |  | 110
|  |  |  | 50 POE Load (A) | 187 | 194 | 196 | 199 | 200 |  |  |  | 110
Loganlea | F7354 | Loganlea | Jimboomba | NCC Rating (A) | 952 | 952 | 952 | 952 | 952 | Rural | 52 | NA | 110
|  |  |  | 10 POE Load (A) | 260 | 374 | 382 | 395 | 412 |  |  |  | 110
|  |  |  | Power Factor | 0.98 | 0.96 | 0.96 | 0.96 | 0.96 |  |  |  | 110
|  |  |  | ECC Rating (A) | 952 | 952 | 952 | 952 | 952 |  |  |  | 110
|  |  |  | 50 POE Load (A) | 420 | 599 | 608 | 630 | 657 |  |  |  | 110
Loganlea | F7377 | Yatala | Coomera | NCC Rating (A) | 1088 | 1088 | 1088 | 1088 | 1088 | Urban | 21 | NA | 110
|  |  |  | 10 POE Load (A) | 90 | 66 | 57 | 53 | 44 |  |  |  | 110
|  |  |  | Power Factor | 0.88 | 0.97 | 0.2 | 0.14 | 0.89 |  |  |  | 110
|  |  |  | ECC Rating (A) | 1088 | 1088 | 1088 | 1088 | 1088 |  |  |  | 110
|  |  |  | 50 POE Load (A) | 492 | 500 | 508 | 517 | 538 |  |  |  | 110
Loganlea | F787 | Loganlea | Beenleigh | NCC Rating (A) | 1200 | 1200 | 1200 | 1200 | 1200 | Rural | 52 | NA | 110
|  |  |  | 10 POE Load (A) | 393 | 402 | 440 | 436 | 435 |  |  |  | 110
|  |  |  | Power Factor | 0.96 | 0.95 | 0.95 | 0.95 | 0.95 |  |  |  | 110
|  |  |  | ECC Rating (A) | 1200 | 1200 | 1200 | 1200 | 1200 |  |  |  | 110
|  |  |  | 50 POE Load (A) | 602 | 603 | 675 | 672 | 670 |  |  |  | 110
Loganlea | F788/1 | Beenleigh | Russell Island Tee | NCC Rating (A) | 325 | 325 | 325 | 325 | 325 | Rural | 52 | NA | 110
|  |  |  | 10 POE Load (A) | 56 | 56 | 57 | 57 | 58 |  |  |  | 110
|  |  |  | Power Factor | 1 | 1 | 1 | 1 | 1 |  |  |  | 110
|  |  |  | ECC Rating (A) | 325 | 325 | 325 | 325 | 325 |  |  |  | 110
|  |  |  | 50 POE Load (A) | 62 | 62 | 63 | 63 | 64 |  |  |  | 110
Loganlea | F788/2 | Russell Island Tee | Stradbroke Island | NCC Rating (A) | 441 | 441 | 441 | 441 | 441 | Rural | 52 | NA | 110
|  |  |  | 10 POE Load (A) | 21 | 21 | 21 | 21 | 21 |  |  |  | 110
|  |  |  | Power Factor | 1 | 1 | 1 | 1 | 1 |  |  |  | 110
|  |  |  | ECC Rating (A) | 441 | 441 | 441 | 441 | 441 |  |  |  | 110
|  |  |  | 50 POE Load (A) | 31 | 31 | 31 | 31 | 31 |  |  |  | 110
Loganlea | F788/3 | Russell Island Tee | Russell Island | NCC Rating (A) | 902 | 902 | 902 | 902 | 902 | Rural | 52 | NA | 110
|  |  |  | 10 POE Load (A) | 35 | 36 | 36 | 37 | 37 |  |  |  | 110
|  |  |  | Power Factor | 0.99 | 0.99 | 0.99 | 0.99 | 0.99 |  |  |  | 110
|  |  |  | ECC Rating (A) | 902 | 902 | 902 | 902 | 902 |  |  |  | 110
|  |  |  | 50 POE Load (A) | 34 | 35 | 35 | 36 | 36 |  |  |  | 110
Loganlea | F793 | Loganlea | North Springwood | NCC Rating (A) | 872 | 872 | 872 | 872 | 872 | Urban | 21 | NA | 110
|  |  |  | 10 POE Load (A) | 51 | 50 | 50 | 50 | 50 |  |  |  | 110
|  |  |  | Power Factor | 0.99 | 0.99 | 0.99 | 0.99 | 0.99 |  |  |  | 110
|  |  |  | ECC Rating (A) | 872 | 872 | 872 | 872 | 872 |  |  |  | 110
|  |  |  | 50 POE Load (A) | 177 | 176 | 175 | 175 | 174 |  |  |  | 110
Loganlea | F799 | Loganlea | North Springwood | NCC Rating (A) | 872 | 872 | 872 | 872 | 872 | Urban | 21 | NA | 110
|  |  |  | 10 POE Load (A) | 134 | 133 | 133 | 133 | 132 |  |  |  | 110
|  |  |  | Power Factor | 1 | 1 | 1 | 1 | 1 |  |  |  | 110
|  |  |  | ECC Rating (A) | 872 | 872 | 872 | 872 | 872 |  |  |  | 110
|  |  |  | 50 POE Load (A) | 171 | 171 | 169 | 169 | 168 |  |  |  | 110
Loganlea | F820 | Loganlea | Jimboomba | NCC Rating (A) | 962 | 962 | 962 | 962 | 962 | Rural | 52 | NA | 110
|  |  |  | 10 POE Load (A) | 178 | 256 | 262 | 270 | 282 |  |  |  | 110
|  |  |  | Power Factor | 0.99 | 0.98 | 0.98 | 0.97 | 0.97 |  |  |  | 110
|  |  |  | ECC Rating (A) | 962 | 962 | 962 | 962 | 962 |  |  |  | 110
|  |  |  | 50 POE Load (A) | 428 | 619 | 628 | 650 | 682 |  |  |  | 110
Loganlea | F837 | Loganlea | Beenleigh | NCC Rating (A) | 1200 | 1200 | 1200 | 1200 | 1200 | Rural | 52 | NA | 110
|  |  |  | 10 POE Load (A) | 393 | 402 | 440 | 436 | 435 |  |  |  | 110
|  |  |  | Power Factor | 0.96 | 0.95 | 0.95 | 0.95 | 0.95 |  |  |  | 110
|  |  |  | ECC Rating (A) | 1200 | 1200 | 1200 | 1200 | 1200 |  |  |  | 110
|  |  |  | 50 POE Load (A) | 602 | 603 | 675 | 672 | 670 |  |  |  | 110
Loganlea | F836 | Loganlea | Browns Plains | NCC Rating (A) | 894 | 894 | 894 | 894 | 894 | Urban | 21 | NA | 110
|  |  |  | 10 POE Load (A) | 287 | 217 | 219 | 218 | 218 |  |  |  | 110
|  |  |  | Power Factor | 0.97 | 0.97 | 0.97 | 0.97 | 0.97 |  |  |  | 110
|  |  |  | ECC Rating (A) | 894 | 894 | 894 | 894 | 894 |  |  |  | 110
|  |  |  | 50 POE Load (A) | 648 | 494 | 494 | 493 | 493 |  |  |  | 110
Loganlea | F843 | Loganlea | Browns Plains | NCC Rating (A) | 949 | 949 | 949 | 949 | 949 | Urban | 21 | NA | 110
|  |  |  | 10 POE Load (A) | 366 | 276 | 279 | 278 | 278 |  |  |  | 110
|  |  |  | Power Factor | 0.97 | 0.97 | 0.97 | 0.97 | 0.97 |  |  |  | 110
|  |  |  | ECC Rating (A) | 949 | 949 | 949 | 949 | 949 |  |  |  | 110
|  |  |  | 50 POE Load (A) | 634 | 485 | 486 | 485 | 484 |  |  |  | 110
Loganlea | F904/1 | Beenleigh | Rocky Point Tee | NCC Rating (A) | 800 | 800 | 800 | 800 | 800 | Rural | 52 | NA | 110
|  |  |  | 10 POE Load (A) | 13 | 13 | 13 | 13 | 13 |  |  |  | 110
|  |  |  | Power Factor | 0.87 | 0.86 | 0.87 | 0.87 | 0.86 |  |  |  | 110
|  |  |  | ECC Rating (A) | 800 | 800 | 800 | 800 | 800 |  |  |  | 110
|  |  |  | 50 POE Load (A) | 51 | 50 | 51 | 51 | 51 |  |  |  | 110
Loganlea | F904/2 | Rocky Point Tee | Rocky Point | NCC Rating (A) | 868 | 868 | 868 | 868 | 868 | Rural | 52 | NA | 110
|  |  |  | 10 POE Load (A) | 0 | 0 | 0 | 0 | 0 |  |  |  | 110
|  |  |  | Power Factor | 0 | 0 | 0 | 0 | 0 |  |  |  | 110
|  |  |  | ECC Rating (A) | 868 | 868 | 868 | 868 | 868 |  |  |  | 110
|  |  |  | 50 POE Load (A) | 0 | 0 | 0 | 0 | 0 |  |  |  | 110
Loganlea | F904/3 | Rocky Point Tee | Ibis | NCC Rating (A) | 325 | 325 | 325 | 325 | 325 | Rural | 52 | NA | 110
|  |  |  | 10 POE Load (A) | 12 | 12 | 12 | 12 | 12 |  |  |  | 110
|  |  |  | Power Factor | 1 | 1 | 1 | 1 | 1 |  |  |  | 110
|  |  |  | ECC Rating (A) | 325 | 325 | 325 | 325 | 325 |  |  |  | 110
|  |  |  | 50 POE Load (A) | 51 | 51 | 51 | 51 | 51 |  |  |  | 110
Middle Ridge | F726 | Postmans Ridge | Gatton | NCC Rating (A) | 690 | 690 | 690 | 690 | 690 | Rural | 52 | NA | 110
|  |  |  | 10 POE Load (A) | 125 | 129 | 129 | 128 | 128 |  |  |  | 110
|  |  |  | Power Factor | 0.98 | 0.98 | 0.98 | 0.99 | 0.98 |  |  |  | 110
|  |  |  | ECC Rating (A) | 690 | 690 | 690 | 690 | 690 |  |  |  | 110
|  |  |  | 50 POE Load (A) | 373 | 381 | 395 | 395 | 393 |  |  |  | 110
Middle Ridge | F727 | Middle Ridge | Postmans Ridge | NCC Rating (A) | 690 | 690 | 690 | 690 | 690 | Rural | 52 | NA | 110
|  |  |  | 10 POE Load (A) | 131 | 133 | 133 | 133 | 133 |  |  |  | 110
|  |  |  | Power Factor | 1 | 1 | 1 | 1 | 1 |  |  |  | 110
|  |  |  | ECC Rating (A) | 690 | 690 | 690 | 690 | 690 |  |  |  | 110
|  |  |  | 50 POE Load (A) | 269 | 273 | 273 | 273 | 272 |  |  |  | 110
Middle Ridge | F7348 | Middle Ridge | Postmans Ridge | NCC Rating (A) | 1280 | 1280 | 1280 | 1280 | 1280 | Rural | 52 | NA | 110
|  |  |  | 10 POE Load (A) | 152 | 154 | 154 | 154 | 154 |  |  |  | 110
|  |  |  | Power Factor | 0.97 | 0.97 | 0.97 | 0.97 | 0.97 |  |  |  | 110
|  |  |  | ECC Rating (A) | 1280 | 1280 | 1280 | 1280 | 1280 |  |  |  | 110
|  |  |  | 50 POE Load (A) | 284 | 288 | 296 | 296 | 295 |  |  |  | 110
Molendinar | F7193 | Molendinar | Cades County | NCC Rating (A) | 1108 | 1108 | 1108 | 1108 | 1108 | Urban | 21 | NA | 110
|  |  |  | 10 POE Load (A) | 354 | 362 | 376 | 384 | 391 |  |  |  | 110
|  |  |  | Power Factor | 0.96 | 0.97 | 0.97 | 0.97 | 0.97 |  |  |  | 110
|  |  |  | ECC Rating (A) | 1108 | 1108 | 1108 | 1108 | 1108 |  |  |  | 110
|  |  |  | 50 POE Load (A) | 592 | 603 | 619 | 635 | 648 |  |  |  | 110
Molendinar | F7229 | Molendinar | Robina | NCC Rating (A) | 1412 | 1412 | 1412 | 1412 | 1412 | Urban | 21 | NA | 110
|  |  |  | 10 POE Load (A) | 67 | 67 | 65 | 62 | 61 |  |  |  | 110
|  |  |  | Power Factor | 0.98 | 0.82 | 0.95 | 0.97 | 0.97 |  |  |  | 110
|  |  |  | ECC Rating (A) | 1412 | 1412 | 1412 | 1412 | 1412 |  |  |  | 110
|  |  |  | 50 POE Load (A) | 229 | 229 | 233 | 233 | 232 |  |  |  | 110
Molendinar | F7283 | Cades County | Coomera | NCC Rating (A) | 1088 | 1088 | 1088 | 1088 | 1088 | Urban | 21 | NA | 110
|  |  |  | 10 POE Load (A) | 439 | 456 | 482 | 501 | 517 |  |  |  | 110
|  |  |  | Power Factor | 0.96 | 0.97 | 0.97 | 0.97 | 0.97 |  |  |  | 110
|  |  |  | ECC Rating (A) | 1088 | 1088 | 1088 | 1088 | 1088 |  |  |  | 110
|  |  |  | 50 POE Load (A) | 696 | 715 | 725 | 730 | 745 |  |  |  | 110
Molendinar | F7297 | Molendinar | Cades County | NCC Rating (A) | 1108 | 1108 | 1108 | 1108 | 1108 | Urban | 21 | NA | 110
|  |  |  | 10 POE Load (A) | 354 | 362 | 376 | 384 | 391 |  |  |  | 110
|  |  |  | Power Factor | 0.96 | 0.97 | 0.97 | 0.97 | 0.97 |  |  |  | 110
|  |  |  | ECC Rating (A) | 1108 | 1108 | 1108 | 1108 | 1108 |  |  |  | 110
|  |  |  | 50 POE Load (A) | 592 | 603 | 619 | 635 | 648 |  |  |  | 110
Molendinar | F798 | Molendinar | Nerang | NCC Rating (A) | 1250 | 1250 | 1250 | 1250 | 1250 | Urban | 21 | NA | 110
|  |  |  | 10 POE Load (A) | 193 | 192 | 191 | 189 | 187 |  |  |  | 110
|  |  |  | Power Factor | 0.99 | 0.99 | 0.98 | 0.99 | 0.99 |  |  |  | 110
|  |  |  | ECC Rating (A) | 1250 | 1250 | 1250 | 1250 | 1250 |  |  |  | 110
|  |  |  | 50 POE Load (A) | 347 | 348 | 352 | 351 | 350 |  |  |  | 110
Molendinar | F907 | Molendinar | Southport | NCC Rating (A) | 834 | 834 | 834 | 834 | 834 | Urban | 21 | NA | 110
|  |  |  | 10 POE Load (A) | 140 | 141 | 143 | 144 | 145 |  |  |  | 110
|  |  |  | Power Factor | 0.99 | 0.99 | 0.99 | 0.99 | 0.99 |  |  |  | 110
|  |  |  | ECC Rating (A) | 834 | 834 | 834 | 834 | 834 |  |  |  | 110
|  |  |  | 50 POE Load (A) | 287 | 290 | 293 | 295 | 297 |  |  |  | 110
Molendinar | F917 | Molendinar | Southport | NCC Rating (A) | 1035 | 1035 | 1035 | 1035 | 1035 | Urban | 21 | NA | 110
|  |  |  | 10 POE Load (A) | 162 | 164 | 166 | 167 | 168 |  |  |  | 110
|  |  |  | Power Factor | 0.98 | 0.98 | 0.98 | 0.98 | 0.98 |  |  |  | 110
|  |  |  | ECC Rating (A) | 1035 | 1035 | 1035 | 1035 | 1035 |  |  |  | 110
|  |  |  | 50 POE Load (A) | 287 | 290 | 293 | 294 | 297 |  |  |  | 110
Molendinar | F916 | Molendinar | Surfers Paradise | NCC Rating (A) | 1100 | 1100 | 1100 | 1100 | 1100 | Urban | 21 | NA | 110
|  |  |  | 10 POE Load (A) | 422 | 420 | 437 | 432 | 430 |  |  |  | 110
|  |  |  | Power Factor | 1 | 1 | 1 | 1 | 1 |  |  |  | 110
|  |  |  | ECC Rating (A) | 1100 | 1100 | 1100 | 1100 | 1100 |  |  |  | 110
|  |  |  | 50 POE Load (A) | 644 | 649 | 670 | 671 | 671 |  |  |  | 110
Mudgeeraba | F706 | Mudgeeraba | Nerang | NCC Rating (A) | 1250 | 1250 | 1250 | 1250 | 1250 | Urban | 21 | NA | 110
|  |  |  | 10 POE Load (A) | 42 | 43 | 38 | 39 | 40 |  |  |  | 110
|  |  |  | Power Factor | 0.85 | 0.82 | 0.99 | 0.99 | 0.98 |  |  |  | 110
|  |  |  | ECC Rating (A) | 1250 | 1250 | 1250 | 1250 | 1250 |  |  |  | 110
|  |  |  | 50 POE Load (A) | 214 | 214 | 215 | 215 | 214 |  |  |  | 110
Mudgeeraba | F754 | Mudgeeraba | Burleigh Heads | NCC Rating (A) | 1267 | 1267 | 1267 | 1267 | 1267 | Urban | 21 | NA | 110
|  |  |  | 10 POE Load (A) | 422 | 425 | 430 | 431 | 433 |  |  |  | 110
|  |  |  | Power Factor | 0.98 | 0.98 | 0.98 | 0.98 | 0.98 |  |  |  | 110
|  |  |  | ECC Rating (A) | 1267 | 1267 | 1267 | 1267 | 1267 |  |  |  | 110
|  |  |  | 50 POE Load (A) | 838 | 841 | 850 | 854 | 855 |  |  |  | 110
Mudgeeraba | F755 | Mudgeeraba | Burleigh Heads | NCC Rating (A) | 1267 | 1267 | 1267 | 1267 | 1267 | Urban | 21 | NA | 110
|  |  |  | 10 POE Load (A) | 423 | 426 | 431 | 432 | 433 |  |  |  | 110
|  |  |  | Power Factor | 0.98 | 0.98 | 0.98 | 0.98 | 0.98 |  |  |  | 110
|  |  |  | ECC Rating (A) | 1267 | 1267 | 1267 | 1267 | 1267 |  |  |  | 110
|  |  |  | 50 POE Load (A) | 838 | 841 | 850 | 854 | 855 |  |  |  | 110
Mudgeeraba | F779 | Mudgeeraba | Merrimac | NCC Rating (A) | 1412 | 1412 | 1412 | 1412 | 1412 | Urban | 21 | NA | 110
|  |  |  | 10 POE Load (A) | 100 | 100 | 105 | 105 | 106 |  |  |  | 110
|  |  |  | Power Factor | 0.94 | 0.94 | 0.99 | 1 | 1 |  |  |  | 110
|  |  |  | ECC Rating (A) | 1412 | 1412 | 1412 | 1412 | 1412 |  |  |  | 110
|  |  |  | 50 POE Load (A) | 291 | 292 | 307 | 307 | 306 |  |  |  | 110
Mudgeeraba | F780 | Mudgeeraba | Merrimac | NCC Rating (A) | 1412 | 1412 | 1412 | 1412 | 1412 | Urban | 21 | NA | 110
|  |  |  | 10 POE Load (A) | 100 | 100 | 105 | 105 | 106 |  |  |  | 110
|  |  |  | Power Factor | 0.94 | 0.94 | 0.99 | 1 | 1 |  |  |  | 110
|  |  |  | ECC Rating (A) | 1412 | 1412 | 1412 | 1412 | 1412 |  |  |  | 110
|  |  |  | 50 POE Load (A) | 291 | 292 | 307 | 307 | 306 |  |  |  | 110
Mudgeeraba | F794 | Mudgeeraba | Robina | NCC Rating (A) | 1412 | 1412 | 1412 | 1412 | 1412 | Urban | 21 | NA | 110
|  |  |  | 10 POE Load (A) | 133 | 133 | 138 | 139 | 140 |  |  |  | 110
|  |  |  | Power Factor | 1 | 0.98 | 0.99 | 0.98 | 0.98 |  |  |  | 110
|  |  |  | ECC Rating (A) | 1412 | 1412 | 1412 | 1412 | 1412 |  |  |  | 110
|  |  |  | 50 POE Load (A) | 232 | 233 | 238 | 239 | 240 |  |  |  | 110
Mudgeeraba | F826 | Broadbeach | Surfers Paradise | NCC Rating (A) | 574 | 574 | 574 | 574 | 574 | Urban | 21 | NA | 110
|  |  |  | 10 POE Load (A) | 81 | 80 | 73 | 69 | 68 |  |  |  | 110
|  |  |  | Power Factor | 0.97 | 0.96 | 0.94 | 0.97 | 0.97 |  |  |  | 110
|  |  |  | ECC Rating (A) | 574 | 574 | 574 | 574 | 574 |  |  |  | 110
|  |  |  | 50 POE Load (A) | 196 | 198 | 193 | 193 | 192 |  |  |  | 110
Mudgeeraba | F827 | Broadbeach | Surfers Paradise | NCC Rating (A) | 574 | 574 | 574 | 574 | 574 | Urban | 21 | NA | 110
|  |  |  | 10 POE Load (A) | 81 | 80 | 73 | 69 | 67 |  |  |  | 110
|  |  |  | Power Factor | 0.97 | 0.96 | 0.94 | 0.97 | 0.97 |  |  |  | 110
|  |  |  | ECC Rating (A) | 574 | 574 | 574 | 574 | 574 |  |  |  | 110
|  |  |  | 50 POE Load (A) | 196 | 198 | 193 | 193 | 192 |  |  |  | 110
Mudgeeraba | F838 | Mudgeeraba | Varsity Lakes | NCC Rating (A) | 1347 | 1347 | 1347 | 1347 | 1347 | Urban | 21 | NA | 110
|  |  |  | 10 POE Load (A) | 65 | 65 | 65 | 65 | 65 |  |  |  | 110
|  |  |  | Power Factor | 1 | 1 | 1 | 1 | 1 |  |  |  | 110
|  |  |  | ECC Rating (A) | 1347 | 1347 | 1347 | 1347 | 1347 |  |  |  | 110
|  |  |  | 50 POE Load (A) | 127 | 127 | 127 | 126 | 126 |  |  |  | 110
Mudgeeraba | F839 | Mudgeeraba | Varsity Lakes | NCC Rating (A) | 1347 | 1347 | 1347 | 1347 | 1347 | Urban | 21 | NA | 110
|  |  |  | 10 POE Load (A) | 65 | 65 | 65 | 65 | 65 |  |  |  | 110
|  |  |  | Power Factor | 1 | 1 | 1 | 1 | 1 |  |  |  | 110
|  |  |  | ECC Rating (A) | 1347 | 1347 | 1347 | 1347 | 1347 |  |  |  | 110
|  |  |  | 50 POE Load (A) | 127 | 127 | 127 | 126 | 126 |  |  |  | 110
Mudgeeraba | F918 | Merrimac | Broadbeach | NCC Rating (A) | 1286 | 1286 | 1286 | 1286 | 1286 | Urban | 21 | NA | 110
|  |  |  | 10 POE Load (A) | 56 | 58 | 54 | 55 | 57 |  |  |  | 110
|  |  |  | Power Factor | 0.75 | 0.73 | 0.93 | 0.93 | 0.91 |  |  |  | 110
|  |  |  | ECC Rating (A) | 1286 | 1286 | 1286 | 1286 | 1286 |  |  |  | 110
|  |  |  | 50 POE Load (A) | 238 | 239 | 253 | 254 | 253 |  |  |  | 110
Mudgeeraba | F919 | Merrimac | Broadbeach | NCC Rating (A) | 1286 | 1286 | 1286 | 1286 | 1286 | Urban | 21 | NA | 110
|  |  |  | 10 POE Load (A) | 56 | 58 | 54 | 55 | 57 |  |  |  | 110
|  |  |  | Power Factor | 0.75 | 0.73 | 0.93 | 0.93 | 0.91 |  |  |  | 110
|  |  |  | ECC Rating (A) | 1286 | 1286 | 1286 | 1286 | 1286 |  |  |  | 110
|  |  |  | 50 POE Load (A) | 238 | 239 | 253 | 254 | 253 |  |  |  | 110
Murarrie | F7270 | Murarrie | Lytton Bulk | NCC Rating (A) | 1364 | 1364 | 1364 | 1364 | 1364 | Urban | 21 | NA | 110
|  |  |  | 10 POE Load (A) | 314 | 348 | 365 | 372 | 373 |  |  |  | 110
|  |  |  | Power Factor | 0.98 | 0.98 | 0.98 | 0.98 | 0.98 |  |  |  | 110
|  |  |  | ECC Rating (A) | 1364 | 1364 | 1364 | 1364 | 1364 |  |  |  | 110
|  |  |  | 50 POE Load (A) | 609 | 675 | 709 | 722 | 724 |  |  |  | 110
Murarrie | F7271 | Murarrie | Lytton Bulk | NCC Rating (A) | 1364 | 1364 | 1364 | 1364 | 1364 | Urban | 21 | NA | 110
|  |  |  | 10 POE Load (A) | 319 | 353 | 370 | 377 | 378 |  |  |  | 110
|  |  |  | Power Factor | 0.98 | 0.98 | 0.98 | 0.98 | 0.98 |  |  |  | 110
|  |  |  | ECC Rating (A) | 1364 | 1364 | 1364 | 1364 | 1364 |  |  |  | 110
|  |  |  | 50 POE Load (A) | 609 | 675 | 708 | 722 | 724 |  |  |  | 110
Murarrie | F7272 | Murarrie | Doboy | NCC Rating (A) | 1220 | 1220 | 1220 | 1220 | 1220 | Urban | 21 | NA | 110
|  |  |  | 10 POE Load (A) | 177 | 181 | 185 | 218 | 242 |  |  |  | 110
|  |  |  | Power Factor | 0.97 | 0.97 | 0.97 | 0.97 | 1 |  |  |  | 110
|  |  |  | ECC Rating (A) | 1220 | 1220 | 1220 | 1220 | 1220 |  |  |  | 110
|  |  |  | 50 POE Load (A) | 258 | 263 | 269 | 319 | 355 |  |  |  | 110
Murarrie | F7273 | Murarrie | Doboy | NCC Rating (A) | 1220 | 1220 | 1220 | 1220 | 1220 | Urban | 21 | NA | 110
|  |  |  | 10 POE Load (A) | 177 | 181 | 185 | 218 | 242 |  |  |  | 110
|  |  |  | Power Factor | 0.97 | 0.97 | 0.97 | 0.97 | 1 |  |  |  | 110
|  |  |  | ECC Rating (A) | 1220 | 1220 | 1220 | 1220 | 1220 |  |  |  | 110
|  |  |  | 50 POE Load (A) | 258 | 263 | 269 | 319 | 355 |  |  |  | 110
Murarrie | F7274 | Murarrie | Doboy | NCC Rating (A) | 1220 | 1220 | 1220 | 1220 | 1220 | Urban | 21 | NA | 110
|  |  |  | 10 POE Load (A) | 177 | 181 | 185 | 218 | 242 |  |  |  | 110
|  |  |  | Power Factor | 0.97 | 0.97 | 0.97 | 0.97 | 1 |  |  |  | 110
|  |  |  | ECC Rating (A) | 1220 | 1220 | 1220 | 1220 | 1220 |  |  |  | 110
|  |  |  | 50 POE Load (A) | 258 | 263 | 269 | 319 | 355 |  |  |  | 110
Palmwoods | F745/2 | Moodlu | Beerwah Tee | NCC Rating (A) | 1064 | 1064 | 1064 | 1064 | 1064 | Urban | 21 | NA | 110
|  |  |  | 10 POE Load (A) | 158 | 140 | 164 | 163 | 168 |  |  |  | 110
|  |  |  | Power Factor | 0.96 | 0.94 | 0.96 | 0.98 | 0.98 |  |  |  | 110
|  |  |  | ECC Rating (A) | 1064 | 1064 | 1064 | 1064 | 1064 |  |  |  | 110
|  |  |  | 50 POE Load (A) | 247 | 218 | 239 | 237 | 236 |  |  |  | 110
Palmwoods | F745/3 | Moodlu | Caboolture | NCC Rating (A) | 800 | 800 | 800 | 800 | 800 | Urban | 21 | NA | 110
|  |  |  | 10 POE Load (A) | 378 | 377 | 376 | 378 | 379 |  |  |  | 110
|  |  |  | Power Factor | 0.98 | 0.98 | 0.98 | 0.98 | 0.98 |  |  |  | 110
|  |  |  | ECC Rating (A) | 800 | 800 | 800 | 800 | 800 |  |  |  | 110
|  |  |  | 50 POE Load (A) | 718 | 718 | 720 | 720 | 723 |  |  |  | 110
Palmwoods | F745/4 | Palmwoods | Beerwah Tee | NCC Rating (A) | 1064 | 1064 | 1064 | 1064 | 1064 | Urban | 21 | NA | 110
|  |  |  | 10 POE Load (A) | 280 | 260 | 284 | 284 | 288 |  |  |  | 110
|  |  |  | Power Factor | 0.97 | 0.97 | 0.97 | 0.98 | 0.98 |  |  |  | 110
|  |  |  | ECC Rating (A) | 1064 | 1064 | 1064 | 1064 | 1064 |  |  |  | 110
|  |  |  | 50 POE Load (A) | 480 | 447 | 471 | 467 | 464 |  |  |  | 110
Palmwoods | F745/5 | Beerwah Tee | Beerwah | NCC Rating (A) | 975 | 975 | 975 | 975 | 975 | Urban | 21 | NA | 110
|  |  |  | 10 POE Load (A) | 125 | 125 | 124 | 124 | 123 |  |  |  | 110
|  |  |  | Power Factor | 0.99 | 0.99 | 0.99 | 0.99 | 0.99 |  |  |  | 110
|  |  |  | ECC Rating (A) | 975 | 975 | 975 | 975 | 975 |  |  |  | 110
|  |  |  | 50 POE Load (A) | 237 | 236 | 235 | 234 | 232 |  |  |  | 110
Palmwoods | F746/2 | Moodlu | Beerwah Tee | NCC Rating (A) | 1064 | 1064 | 1064 | 1064 | 1064 | Urban | 21 | NA | 110
|  |  |  | 10 POE Load (A) | 159 | 140 | 164 | 163 | 168 |  |  |  | 110
|  |  |  | Power Factor | 0.96 | 0.94 | 0.96 | 0.98 | 0.98 |  |  |  | 110
|  |  |  | ECC Rating (A) | 1064 | 1064 | 1064 | 1064 | 1064 |  |  |  | 110
|  |  |  | 50 POE Load (A) | 247 | 218 | 239 | 237 | 236 |  |  |  | 110
Palmwoods | F746/3 | Moodlu | Caboolture | NCC Rating (A) | 800 | 800 | 800 | 800 | 800 | Urban | 21 | NA | 110
|  |  |  | 10 POE Load (A) | 379 | 377 | 377 | 378 | 380 |  |  |  | 110
|  |  |  | Power Factor | 0.98 | 0.98 | 0.98 | 0.98 | 0.98 |  |  |  | 110
|  |  |  | ECC Rating (A) | 800 | 800 | 800 | 800 | 800 |  |  |  | 110
|  |  |  | 50 POE Load (A) | 718 | 718 | 720 | 720 | 723 |  |  |  | 110
Palmwoods | F746/4 | Palmwoods | Beerwah Tee | NCC Rating (A) | 1064 | 1064 | 1064 | 1064 | 1064 | Urban | 21 | NA | 110
|  |  |  | 10 POE Load (A) | 280 | 260 | 284 | 284 | 288 |  |  |  | 110
|  |  |  | Power Factor | 0.97 | 0.97 | 0.97 | 0.98 | 0.98 |  |  |  | 110
|  |  |  | ECC Rating (A) | 1064 | 1064 | 1064 | 1064 | 1064 |  |  |  | 110
|  |  |  | 50 POE Load (A) | 480 | 447 | 471 | 467 | 464 |  |  |  | 110
Palmwoods | F746/5 | Beerwah Tee | Beerwah | NCC Rating (A) | 1033 | 1033 | 1033 | 1033 | 1033 | Urban | 21 | NA | 110
|  |  |  | 10 POE Load (A) | 125 | 125 | 124 | 124 | 123 |  |  |  | 110
|  |  |  | Power Factor | 0.99 | 0.99 | 0.99 | 0.99 | 0.99 |  |  |  | 110
|  |  |  | ECC Rating (A) | 1033 | 1033 | 1033 | 1033 | 1033 |  |  |  | 110
|  |  |  | 50 POE Load (A) | 237 | 236 | 235 | 234 | 232 |  |  |  | 110
Palmwoods 132 kV | F7189/1 | Palmwoods | Image Flat | NCC Rating (A) | 1052 | 1052 | 1052 | 1052 | 1052 | Urban | 17 | NA | 132
|  |  |  | 10 POE Load (A) | 135 | 151 | 133 | 133 | 131 |  |  |  | 132
|  |  |  | Power Factor | 0.75 | 0.84 | 0.73 | 0.72 | 0.71 |  |  |  | 132
|  |  |  | ECC Rating (A) | 1052 | 1052 | 1052 | 1052 | 1052 |  |  |  | 132
|  |  |  | 50 POE Load (A) | 262 | 268 | 237 | 244 | 247 |  |  |  | 132
Palmwoods 132 kV | F7189/2 | Image Flat | Cooroy | NCC Rating (A) | 942 | 942 | 942 | 942 | 942 | Urban | 17 | NA | 132
|  |  |  | 10 POE Load (A) | 106 | 86 | 113 | 115 | 117 |  |  |  | 132
|  |  |  | Power Factor | 0.72 | 0.64 | 0.76 | 0.76 | 0.77 |  |  |  | 132
|  |  |  | ECC Rating (A) | 942 | 942 | 942 | 942 | 942 |  |  |  | 132
|  |  |  | 50 POE Load (A) | 374 | 278 | 347 | 331 | 313 |  |  |  | 132
Palmwoods 132 kV | F7189/3 | Image Flat | Nambour | NCC Rating (A) | 833 | 833 | 833 | 833 | 833 | Urban | 17 | NA | 132
|  |  |  | 10 POE Load (A) | 176 | 180 | 181 | 181 | 180 |  |  |  | 132
|  |  |  | Power Factor | 0.99 | 0.99 | 0.99 | 0.99 | 0.99 |  |  |  | 132
|  |  |  | ECC Rating (A) | 833 | 833 | 833 | 833 | 833 |  |  |  | 132
|  |  |  | 50 POE Load (A) | 332 | 339 | 342 | 341 | 340 |  |  |  | 132
Palmwoods 132 kV | F7298 | Sunrise Hills | Noosaville | NCC Rating (A) | 975 | 975 | 975 | 975 | 975 | Urban | 17 | NA | 132
|  |  |  | 10 POE Load (A) | 76 | 76 | 76 | 75 | 75 |  |  |  | 132
|  |  |  | Power Factor | 1 | 1 | 1 | 1 | 1 |  |  |  | 132
|  |  |  | ECC Rating (A) | 975 | 975 | 975 | 975 | 975 |  |  |  | 132
|  |  |  | 50 POE Load (A) | 143 | 142 | 143 | 142 | 141 |  |  |  | 132
Palmwoods 132 kV | F777 | Palmwoods | Mooloolaba | NCC Rating (A) | 1469 | 1469 | 1469 | 1469 | 1469 | Urban | 17 | NA | 132
|  |  |  | 10 POE Load (A) | 303 | 304 | 312 | 314 | 315 |  |  |  | 132
|  |  |  | Power Factor | 1 | 1 | 1 | 1 | 1 |  |  |  | 132
|  |  |  | ECC Rating (A) | 1469 | 1469 | 1469 | 1469 | 1469 |  |  |  | 132
|  |  |  | 50 POE Load (A) | 421 | 424 | 435 | 436 | 438 |  |  |  | 132
Palmwoods 132 kV | F778 | Palmwoods | Mooloolaba | NCC Rating (A) | 1469 | 1469 | 1469 | 1469 | 1469 | Urban | 17 | NA | 132
|  |  |  | 10 POE Load (A) | 303 | 304 | 312 | 314 | 315 |  |  |  | 132
|  |  |  | Power Factor | 1 | 1 | 1 | 1 | 1 |  |  |  | 132
|  |  |  | ECC Rating (A) | 1469 | 1469 | 1469 | 1469 | 1469 |  |  |  | 132
|  |  |  | 50 POE Load (A) | 481 | 483 | 496 | 498 | 501 |  |  |  | 132
Palmwoods 132 kV | F790 | Sunrise Hills | Noosaville | NCC Rating (A) | 975 | 975 | 975 | 975 | 975 | Urban | 17 | NA | 132
|  |  |  | 10 POE Load (A) | 76 | 76 | 76 | 76 | 76 |  |  |  | 132
|  |  |  | Power Factor | 0.99 | 0.99 | 0.99 | 0.99 | 0.99 |  |  |  | 132
|  |  |  | ECC Rating (A) | 975 | 975 | 975 | 975 | 975 |  |  |  | 132
|  |  |  | 50 POE Load (A) | 147 | 146 | 147 | 146 | 145 |  |  |  | 132
Palmwoods 132 kV | F795/1 | Palmwoods | Image Flat | NCC Rating (A) | 1052 | 1052 | 1052 | 1052 | 1052 | Urban | 17 | NA | 132
|  |  |  | 10 POE Load (A) | 135 | 151 | 133 | 133 | 131 |  |  |  | 132
|  |  |  | Power Factor | 0.75 | 0.84 | 0.73 | 0.72 | 0.71 |  |  |  | 132
|  |  |  | ECC Rating (A) | 1052 | 1052 | 1052 | 1052 | 1052 |  |  |  | 132
|  |  |  | 50 POE Load (A) | 263 | 268 | 237 | 244 | 247 |  |  |  | 132
Palmwoods 132 kV | F795/2 | Image Flat | Cooroy | NCC Rating (A) | 942 | 942 | 942 | 942 | 942 | Urban | 17 | NA | 132
|  |  |  | 10 POE Load (A) | 106 | 87 | 113 | 115 | 117 |  |  |  | 132
|  |  |  | Power Factor | 0.72 | 0.64 | 0.76 | 0.76 | 0.77 |  |  |  | 132
|  |  |  | ECC Rating (A) | 942 | 942 | 942 | 942 | 942 |  |  |  | 132
|  |  |  | 50 POE Load (A) | 374 | 279 | 348 | 331 | 314 |  |  |  | 132
Palmwoods 132 kV | F795/3 | Image Flat | Nambour | NCC Rating (A) | 833 | 833 | 833 | 833 | 833 | Urban | 17 | NA | 132
|  |  |  | 10 POE Load (A) | 176 | 180 | 181 | 181 | 180 |  |  |  | 132
|  |  |  | Power Factor | 0.99 | 0.99 | 0.99 | 0.99 | 0.99 |  |  |  | 132
|  |  |  | ECC Rating (A) | 833 | 833 | 833 | 833 | 833 |  |  |  | 132
|  |  |  | 50 POE Load (A) | 332 | 339 | 342 | 341 | 340 |  |  |  | 132
Palmwoods 132 kV | F796 | Cooroy | Sunrise Hills | NCC Rating (A) | 949 | 949 | 949 | 949 | 949 | Urban | 17 | NA | 132
|  |  |  | 10 POE Load (A) | 250 | 249 | 250 | 249 | 247 |  |  |  | 132
|  |  |  | Power Factor | 0.98 | 0.98 | 0.98 | 0.98 | 0.98 |  |  |  | 132
|  |  |  | ECC Rating (A) | 949 | 949 | 949 | 949 | 949 |  |  |  | 132
|  |  |  | 50 POE Load (A) | 473 | 471 | 473 | 470 | 465 |  |  |  | 132
Palmwoods 132 kV | F797 | Cooroy | Sunrise Hills | NCC Rating (A) | 975 | 975 | 975 | 975 | 975 | Urban | 17 | NA | 132
|  |  |  | 10 POE Load (A) | 250 | 249 | 250 | 249 | 247 |  |  |  | 132
|  |  |  | Power Factor | 0.98 | 0.98 | 0.98 | 0.98 | 0.98 |  |  |  | 132
|  |  |  | ECC Rating (A) | 975 | 975 | 975 | 975 | 975 |  |  |  | 132
|  |  |  | 50 POE Load (A) | 473 | 471 | 473 | 470 | 465 |  |  |  | 132
Palmwoods 132 kV | F803 | Mooloolaba | Caloundra | NCC Rating (A) | 975 | 975 | 975 | 975 | 975 | Urban | 17 | NA | 132
|  |  |  | 10 POE Load (A) | 205 | 207 | 218 | 220 | 222 |  |  |  | 132
|  |  |  | Power Factor | 0.98 | 0.98 | 0.98 | 0.98 | 0.98 |  |  |  | 132
|  |  |  | ECC Rating (A) | 975 | 975 | 975 | 975 | 975 |  |  |  | 132
|  |  |  | 50 POE Load (A) | 467 | 470 | 491 | 494 | 498 |  |  |  | 132
Palmwoods 132 kV | F804 | Caloundra | Currimundi | NCC Rating (A) | 975 | 975 | 975 | 975 | 975 | Urban | 17 | NA | 132
|  |  |  | 10 POE Load (A) | 30 | 29 | 35 | 34 | 33 |  |  |  | 132
|  |  |  | Power Factor | 0.99 | 0.99 | 0.99 | 0.99 | 0.99 |  |  |  | 132
|  |  |  | ECC Rating (A) | 975 | 975 | 975 | 975 | 975 |  |  |  | 132
|  |  |  | 50 POE Load (A) | 247 | 250 | 254 | 256 | 260 |  |  |  | 132
Palmwoods 132 kV | F815 | Mooloolaba | Alexandra Headlands | NCC Rating (A) | 975 | 975 | 975 | 975 | 975 | Urban | 17 | NA | 132
|  |  |  | 10 POE Load (A) | 72 | 71 | 69 | 70 | 68 |  |  |  | 132
|  |  |  | Power Factor | 0.74 | 0.74 | 0.72 | 0.72 | 0.72 |  |  |  | 132
|  |  |  | ECC Rating (A) | 975 | 975 | 975 | 975 | 975 |  |  |  | 132
|  |  |  | 50 POE Load (A) | 160 | 161 | 167 | 168 | 170 |  |  |  | 132
Palmwoods 132 kV | F816 | Mooloolaba | West Maroochydore | NCC Rating (A) | 975 | 975 | 975 | 975 | 975 | Urban | 17 | NA | 132
|  |  |  | 10 POE Load (A) | 98 | 99 | 103 | 104 | 106 |  |  |  | 132
|  |  |  | Power Factor | 0.92 | 0.93 | 0.94 | 0.94 | 0.94 |  |  |  | 132
|  |  |  | ECC Rating (A) | 975 | 975 | 975 | 975 | 975 |  |  |  | 132
|  |  |  | 50 POE Load (A) | 183 | 184 | 190 | 192 | 193 |  |  |  | 132
Palmwoods 132 kV | F819 | Mooloolaba | Kawana | NCC Rating (A) | 894 | 894 | 894 | 894 | 894 | Urban | 17 | NA | 132
|  |  |  | 10 POE Load (A) | 286 | 288 | 299 | 301 | 304 |  |  |  | 132
|  |  |  | Power Factor | 1 | 1 | 0.99 | 0.99 | 0.99 |  |  |  | 132
|  |  |  | ECC Rating (A) | 894 | 894 | 894 | 894 | 894 |  |  |  | 132
|  |  |  | 50 POE Load (A) | 464 | 467 | 489 | 491 | 495 |  |  |  | 132
Palmwoods 132 kV | F821 | West Maroochydore | Alexandra Headlands | NCC Rating (A) | 506 | 506 | 506 | 506 | 506 | Urban | 17 | NA | 132
|  |  |  | 10 POE Load (A) | 212 | 213 | 218 | 220 | 221 |  |  |  | 132
|  |  |  | Power Factor | 1 | 1 | 1 | 1 | 1 |  |  |  | 132
|  |  |  | ECC Rating (A) | 506 | 506 | 506 | 506 | 506 |  |  |  | 132
|  |  |  | 50 POE Load (A) | 380 | 383 | 393 | 396 | 398 |  |  |  | 132
Palmwoods 132 kV | F844 | Kawana | Birtinya | NCC Rating (A) | 975 | 975 | 975 | 975 | 975 | Urban | 17 | NA | 132
|  |  |  | 10 POE Load (A) | 192 | 195 | 206 | 209 | 212 |  |  |  | 132
|  |  |  | Power Factor | 1 | 1 | 1 | 1 | 1 |  |  |  | 132
|  |  |  | ECC Rating (A) | 975 | 975 | 975 | 975 | 975 |  |  |  | 132
|  |  |  | 50 POE Load (A) | 373 | 378 | 400 | 403 | 408 |  |  |  | 132
Palmwoods 132 kV | F851 | Birtinya | Currimundi | NCC Rating (A) | 975 | 975 | 975 | 975 | 975 | Urban | 17 | NA | 132
|  |  |  | 10 POE Load (A) | 110 | 113 | 123 | 125 | 129 |  |  |  | 132
|  |  |  | Power Factor | 1 | 1 | 1 | 1 | 1 |  |  |  | 132
|  |  |  | ECC Rating (A) | 975 | 975 | 975 | 975 | 975 |  |  |  | 132
|  |  |  | 50 POE Load (A) | 296 | 300 | 321 | 324 | 329 |  |  |  | 132
Palmwoods 132 kV | F845 | Palmwoods | West Maroochydore | NCC Rating (A) | 1376 | 1376 | 1376 | 1376 | 1376 | Urban | 17 | NA | 132
|  |  |  | 10 POE Load (A) | 221 | 222 | 226 | 228 | 228 |  |  |  | 132
|  |  |  | Power Factor | 1 | 1 | 1 | 1 | 1 |  |  |  | 132
|  |  |  | ECC Rating (A) | 1376 | 1376 | 1376 | 1376 | 1376 |  |  |  | 132
|  |  |  | 50 POE Load (A) | 295 | 296 | 302 | 303 | 304 |  |  |  | 132
Palmwoods 132 kV | F846 | Palmwoods | West Maroochydore | NCC Rating (A) | 1376 | 1376 | 1376 | 1376 | 1376 | Urban | 17 | NA | 132
|  |  |  | 10 POE Load (A) | 221 | 222 | 226 | 228 | 228 |  |  |  | 132
|  |  |  | Power Factor | 1 | 1 | 1 | 1 | 1 |  |  |  | 132
|  |  |  | ECC Rating (A) | 1376 | 1376 | 1376 | 1376 | 1376 |  |  |  | 132
|  |  |  | 50 POE Load (A) | 295 | 296 | 302 | 303 | 304 |  |  |  | 132
Rocklea | F817 | Rocklea | Archerfield | NCC Rating (A) | 1220 | 1220 | 1220 | 1220 | 1220 | Urban | 21 | NA | 110
|  |  |  | 10 POE Load (A) | 147 | 146 | 146 | 145 | 144 |  |  |  | 110
|  |  |  | Power Factor | 0.95 | 0.95 | 0.95 | 0.95 | 0.95 |  |  |  | 110
|  |  |  | ECC Rating (A) | 1220 | 1220 | 1220 | 1220 | 1220 |  |  |  | 110
|  |  |  | 50 POE Load (A) | 280 | 277 | 278 | 275 | 273 |  |  |  | 110
Rocklea | F818 | Rocklea | Archerfield | NCC Rating (A) | 1220 | 1220 | 1220 | 1220 | 1220 | Urban | 21 | NA | 110
|  |  |  | 10 POE Load (A) | 147 | 146 | 146 | 145 | 144 |  |  |  | 110
|  |  |  | Power Factor | 0.95 | 0.95 | 0.95 | 0.95 | 0.95 |  |  |  | 110
|  |  |  | ECC Rating (A) | 1220 | 1220 | 1220 | 1220 | 1220 |  |  |  | 110
|  |  |  | 50 POE Load (A) | 280 | 277 | 278 | 275 | 273 |  |  |  | 110
South Pine | F7337 | Nudgee | Myrtletown | NCC Rating (A) | 1171 | 1171 | 1171 | 1171 | 1171 | High Sec | NA | NA | 110
|  |  |  | 10 POE Load (A) | 110 | 109 | 109 | 147 | 185 |  |  |  | 110
|  |  |  | Power Factor | 1 | 1 | 1 | 1 | 1 |  |  |  | 110
|  |  |  | ECC Rating (A) | 1171 | 1171 | 1171 | 1171 | 1171 |  |  |  | 110
|  |  |  | 50 POE Load (A) | 218 | 218 | 219 | 297 | 371 |  |  |  | 110
South Pine | F7338 | Nudgee | Myrtletown | NCC Rating (A) | 1171 | 1171 | 1171 | 1171 | 1171 | High Sec | NA | NA | 110
|  |  |  | 10 POE Load (A) | 110 | 109 | 109 | 147 | 185 |  |  |  | 110
|  |  |  | Power Factor | 1 | 1 | 1 | 1 | 1 |  |  |  | 110
|  |  |  | ECC Rating (A) | 1171 | 1171 | 1171 | 1171 | 1171 |  |  |  | 110
|  |  |  | 50 POE Load (A) | 218 | 218 | 219 | 297 | 371 |  |  |  | 110
South Pine | F7341 | South Pine | Nudgee | NCC Rating (A) | 1663 | 1663 | 1663 | 1663 | 1663 | Urban | 21 | NA | 110
|  |  |  | 10 POE Load (A) | 548 | 569 | 580 | 622 | 660 |  |  |  | 110
|  |  |  | Power Factor | 1 | 1 | 1 | 1 | 0.99 |  |  |  | 110
|  |  |  | ECC Rating (A) | 1663 | 1663 | 1663 | 1663 | 1663 |  |  |  | 110
|  |  |  | 50 POE Load (A) | 1068 | 1120 | 1142 | 1226 | 1306 |  |  |  | 110
South Pine | F7342 | South Pine | Nudgee | NCC Rating (A) | 1663 | 1663 | 1663 | 1663 | 1663 | Urban | 21 | NA | 110
|  |  |  | 10 POE Load (A) | 549 | 570 | 581 | 623 | 661 |  |  |  | 110
|  |  |  | Power Factor | 1 | 1 | 1 | 1 | 0.99 |  |  |  | 110
|  |  |  | ECC Rating (A) | 1663 | 1663 | 1663 | 1663 | 1663 |  |  |  | 110
|  |  |  | 50 POE Load (A) | 1068 | 1120 | 1142 | 1226 | 1305 |  |  |  | 110
South Pine | F7344 | South Pine | Griffin | NCC Rating (A) | 1293 | 1293 | 1293 | 1293 | 1293 | Urban | 21 | NA | 110
|  |  |  | 10 POE Load (A) | 250 | 253 | 257 | 259 | 266 |  |  |  | 110
|  |  |  | Power Factor | 1 | 0.99 | 0.99 | 1 | 0.99 |  |  |  | 110
|  |  |  | ECC Rating (A) | 1293 | 1293 | 1293 | 1293 | 1293 |  |  |  | 110
|  |  |  | 50 POE Load (A) | 462 | 466 | 464 | 476 | 479 |  |  |  | 110
South Pine | F7345 | South Pine | Griffin | NCC Rating (A) | 1293 | 1293 | 1293 | 1293 | 1293 | Urban | 21 | NA | 110
|  |  |  | 10 POE Load (A) | 250 | 253 | 257 | 259 | 266 |  |  |  | 110
|  |  |  | Power Factor | 1 | 0.99 | 0.99 | 1 | 0.99 |  |  |  | 110
|  |  |  | ECC Rating (A) | 1293 | 1293 | 1293 | 1293 | 1293 |  |  |  | 110
|  |  |  | 50 POE Load (A) | 462 | 466 | 464 | 476 | 479 |  |  |  | 110
South Pine | F7358 | Griffin | Hays Inlet | NCC Rating (A) | 1600 | 1600 | 1600 | 1600 | 1600 | Urban | 21 | NA | 110
|  |  |  | 10 POE Load (A) | 221 | 226 | 228 | 225 | 234 |  |  |  | 110
|  |  |  | Power Factor | 1 | 0.99 | 0.99 | 0.97 | 0.99 |  |  |  | 110
|  |  |  | ECC Rating (A) | 1600 | 1600 | 1600 | 1600 | 1600 |  |  |  | 110
|  |  |  | 50 POE Load (A) | 340 | 342 | 335 | 342 | 344 |  |  |  | 110
South Pine | F737/1 | South Pine | Bunyaville | NCC Rating (A) | 1164 | 1164 | 1164 | 1164 | 1164 | Urban | 21 | NA | 110
|  |  |  | 10 POE Load (A) | 356 | 356 | 356 | 356 | 354 |  |  |  | 110
|  |  |  | Power Factor | 0.99 | 0.99 | 0.99 | 0.99 | 0.99 |  |  |  | 110
|  |  |  | ECC Rating (A) | 1164 | 1164 | 1164 | 1164 | 1164 |  |  |  | 110
|  |  |  | 50 POE Load (A) | 690 | 690 | 691 | 690 | 687 |  |  |  | 110
South Pine | F737/2 | Bunyaville | Stafford | NCC Rating (A) | 1370 | 1370 | 1370 | 1370 | 1370 | Urban | 21 | NA | 110
|  |  |  | 10 POE Load (A) | 359 | 359 | 360 | 359 | 358 |  |  |  | 110
|  |  |  | Power Factor | 1 | 1 | 1 | 1 | 1 |  |  |  | 110
|  |  |  | ECC Rating (A) | 1370 | 1370 | 1370 | 1370 | 1370 |  |  |  | 110
|  |  |  | 50 POE Load (A) | 695 | 695 | 696 | 694 | 692 |  |  |  | 110
South Pine | F738/1 | South Pine | Bunyaville | NCC Rating (A) | 1164 | 1164 | 1164 | 1164 | 1164 | Urban | 21 | NA | 110
|  |  |  | 10 POE Load (A) | 356 | 356 | 356 | 356 | 354 |  |  |  | 110
|  |  |  | Power Factor | 0.99 | 0.99 | 0.99 | 0.99 | 0.99 |  |  |  | 110
|  |  |  | ECC Rating (A) | 1164 | 1164 | 1164 | 1164 | 1164 |  |  |  | 110
|  |  |  | 50 POE Load (A) | 690 | 690 | 691 | 690 | 687 |  |  |  | 110
South Pine | F738/2 | Bunyaville B | Stafford | NCC Rating (A) | 1370 | 1370 | 1370 | 1370 | 1370 | Urban | 21 | NA | 110
|  |  |  | 10 POE Load (A) | 359 | 359 | 360 | 359 | 358 |  |  |  | 110
|  |  |  | Power Factor | 1 | 1 | 1 | 1 | 1 |  |  |  | 110
|  |  |  | ECC Rating (A) | 1370 | 1370 | 1370 | 1370 | 1370 |  |  |  | 110
|  |  |  | 50 POE Load (A) | 695 | 694 | 696 | 694 | 692 |  |  |  | 110
South Pine | F739 | South Pine | Bald Hills | NCC Rating (A) | 1600 | 1600 | 1600 | 1600 | 1600 | Urban | 21 | NA | 110
|  |  |  | 10 POE Load (A) | 212 | 211 | 212 | 212 | 211 |  |  |  | 110
|  |  |  | Power Factor | 0.99 | 0.99 | 0.99 | 0.99 | 0.99 |  |  |  | 110
|  |  |  | ECC Rating (A) | 1600 | 1600 | 1600 | 1600 | 1600 |  |  |  | 110
|  |  |  | 50 POE Load (A) | 396 | 397 | 398 | 392 | 391 |  |  |  | 110
South Pine | F740 | South Pine | Sandgate | NCC Rating (A) | 1600 | 1600 | 1600 | 1600 | 1600 | Urban | 21 | NA | 110
|  |  |  | 10 POE Load (A) | 203 | 202 | 203 | 202 | 202 |  |  |  | 110
|  |  |  | Power Factor | 0.99 | 0.99 | 0.99 | 0.99 | 0.99 |  |  |  | 110
|  |  |  | ECC Rating (A) | 1600 | 1600 | 1600 | 1600 | 1600 |  |  |  | 110
|  |  |  | 50 POE Load (A) | 396 | 397 | 398 | 392 | 391 |  |  |  | 110
South Pine | F741 | South Pine | Hays Inlet | NCC Rating (A) | 904 | 904 | 904 | 904 | 904 | Urban | 21 | NA | 110
|  |  |  | 10 POE Load (A) | 260 | 257 | 259 | 264 | 266 |  |  |  | 110
|  |  |  | Power Factor | 0.97 | 0.98 | 0.98 | 0.97 | 0.98 |  |  |  | 110
|  |  |  | ECC Rating (A) | 904 | 904 | 904 | 904 | 904 |  |  |  | 110
|  |  |  | 50 POE Load (A) | 360 | 363 | 367 | 364 | 377 |  |  |  | 110
South Pine | F742 | South Pine | Hays Inlet | NCC Rating (A) | 904 | 904 | 904 | 904 | 904 | Urban | 21 | NA | 110
|  |  |  | 10 POE Load (A) | 259 | 256 | 258 | 263 | 265 |  |  |  | 110
|  |  |  | Power Factor | 0.97 | 0.98 | 0.98 | 0.97 | 0.98 |  |  |  | 110
|  |  |  | ECC Rating (A) | 904 | 904 | 904 | 904 | 904 |  |  |  | 110
|  |  |  | 50 POE Load (A) | 359 | 362 | 367 | 363 | 377 |  |  |  | 110
South Pine | F7299 | South Pine | Brendale | NCC Rating (A) | 1336 | 1336 | 1336 | 1336 | 1336 | Urban | 21 | NA | 110
|  |  |  | 10 POE Load (A) | 262 | 262 | 264 | 264 | 264 |  |  |  | 110
|  |  |  | Power Factor | 0.99 | 1 | 0.99 | 0.99 | 0.99 |  |  |  | 110
|  |  |  | ECC Rating (A) | 1336 | 1336 | 1336 | 1336 | 1336 |  |  |  | 110
|  |  |  | 50 POE Load (A) | 368 | 371 | 368 | 369 | 369 |  |  |  | 110
South Pine | F743 | South Pine | Brendale | NCC Rating (A) | 785 | 785 | 785 | 785 | 785 | Urban | 21 | NA | 110
|  |  |  | 10 POE Load (A) | 262 | 262 | 264 | 264 | 264 |  |  |  | 110
|  |  |  | Power Factor | 0.99 | 1 | 0.99 | 0.99 | 0.99 |  |  |  | 110
|  |  |  | ECC Rating (A) | 785 | 785 | 785 | 785 | 785 |  |  |  | 110
|  |  |  | 50 POE Load (A) | 368 | 371 | 368 | 369 | 369 |  |  |  | 110
South Pine | F744 | South Pine | Brendale | NCC Rating (A) | 785 | 785 | 785 | 785 | 785 | Urban | 21 | NA | 110
|  |  |  | 10 POE Load (A) | 262 | 262 | 264 | 264 | 264 |  |  |  | 110
|  |  |  | Power Factor | 0.99 | 1 | 0.99 | 0.99 | 0.99 |  |  |  | 110
|  |  |  | ECC Rating (A) | 785 | 785 | 785 | 785 | 785 |  |  |  | 110
|  |  |  | 50 POE Load (A) | 368 | 371 | 368 | 369 | 369 |  |  |  | 110
South Pine | F745/1 | South Pine | Moodlu | NCC Rating (A) | 1064 | 1064 | 1064 | 1064 | 1064 | Urban | 21 | NA | 110
|  |  |  | 10 POE Load (A) | 221 | 238 | 213 | 214 | 211 |  |  |  | 110
|  |  |  | Power Factor | 0.99 | 0.99 | 0.99 | 0.98 | 0.98 |  |  |  | 110
|  |  |  | ECC Rating (A) | 1064 | 1064 | 1064 | 1064 | 1064 |  |  |  | 110
|  |  |  | 50 POE Load (A) | 471 | 504 | 481 | 484 | 489 |  |  |  | 110
South Pine | F746/1 | South Pine | Moodlu | NCC Rating (A) | 1064 | 1064 | 1064 | 1064 | 1064 | Urban | 21 | NA | 110
|  |  |  | 10 POE Load (A) | 221 | 239 | 214 | 215 | 212 |  |  |  | 110
|  |  |  | Power Factor | 0.99 | 0.99 | 0.99 | 0.98 | 0.98 |  |  |  | 110
|  |  |  | ECC Rating (A) | 1064 | 1064 | 1064 | 1064 | 1064 |  |  |  | 110
|  |  |  | 50 POE Load (A) | 471 | 504 | 481 | 484 | 488 |  |  |  | 110
South Pine | F831 | Bald Hills | Sandgate | NCC Rating (A) | 1600 | 1600 | 1600 | 1600 | 1600 | Urban | 21 | NA | 110
|  |  |  | 10 POE Load (A) | 188 | 188 | 188 | 188 | 187 |  |  |  | 110
|  |  |  | Power Factor | 0.99 | 0.99 | 0.99 | 0.99 | 0.99 |  |  |  | 110
|  |  |  | ECC Rating (A) | 1600 | 1600 | 1600 | 1600 | 1600 |  |  |  | 110
|  |  |  | 50 POE Load (A) | 373 | 373 | 375 | 369 | 368 |  |  |  | 110
South Pine | F912 | Nudgee | Meeandah | NCC Rating (A) | 491 | 491 | 491 | 491 | 491 | Urban | 21 | NA | 110
|  |  |  | 10 POE Load (A) | 98 | 108 | 110 | 111 | 112 |  |  |  | 110
|  |  |  | Power Factor | 1 | 1 | 1 | 1 | 1 |  |  |  | 110
|  |  |  | ECC Rating (A) | 491 | 491 | 491 | 491 | 491 |  |  |  | 110
|  |  |  | 50 POE Load (A) | 192 | 217 | 220 | 219 | 221 |  |  |  | 110
South Pine | F913 | Nudgee | Meeandah | NCC Rating (A) | 491 | 491 | 491 | 491 | 491 | Urban | 21 | NA | 110
|  |  |  | 10 POE Load (A) | 98 | 108 | 110 | 111 | 112 |  |  |  | 110
|  |  |  | Power Factor | 1 | 1 | 1 | 1 | 1 |  |  |  | 110
|  |  |  | ECC Rating (A) | 491 | 491 | 491 | 491 | 491 |  |  |  | 110
|  |  |  | 50 POE Load (A) | 192 | 217 | 220 | 219 | 221 |  |  |  | 110
Woolooga 132 kV | F7186 | Cooran | Cooroy | NCC Rating (A) | 963 | 963 | 963 | 963 | 963 | Rural | 44 | NA | 132
|  |  |  | 10 POE Load (A) | 295 | 273 | 302 | 303 | 304 |  |  |  | 132
|  |  |  | Power Factor | 0.9 | 0.9 | 0.9 | 0.9 | 0.9 |  |  |  | 132
|  |  |  | ECC Rating (A) | 963 | 963 | 963 | 963 | 963 |  |  |  | 132
|  |  |  | 50 POE Load (A) | 531 | 444 | 507 | 491 | 474 |  |  |  | 132
Woolooga 132 kV | F7343 | Traveston | Cooran | NCC Rating (A) | 963 | 963 | 963 | 963 | 963 | Rural | 44 | NA | 132
|  |  |  | 10 POE Load (A) | 322 | 300 | 329 | 330 | 331 |  |  |  | 132
|  |  |  | Power Factor | 0.92 | 0.92 | 0.93 | 0.93 | 0.93 |  |  |  | 132
|  |  |  | ECC Rating (A) | 963 | 963 | 963 | 963 | 963 |  |  |  | 132
|  |  |  | 50 POE Load (A) | 557 | 470 | 533 | 517 | 500 |  |  |  | 132
Woolooga 132 kV | F747/1 | Gympie | Traveston | NCC Rating (A) | 963 | 963 | 963 | 963 | 963 | Rural | 44 | NA | 132
|  |  |  | 10 POE Load (A) | 335 | 313 | 343 | 344 | 344 |  |  |  | 132
|  |  |  | Power Factor | 0.94 | 0.94 | 0.95 | 0.95 | 0.95 |  |  |  | 132
|  |  |  | ECC Rating (A) | 963 | 963 | 963 | 963 | 963 |  |  |  | 132
|  |  |  | 50 POE Load (A) | 571 | 484 | 547 | 531 | 514 |  |  |  | 132
Woolooga 132 kV | F747/2 | Woolooga | Gympie | NCC Rating (A) | 983 | 983 | 983 | 983 | 983 | Rural | 44 | NA | 132
|  |  |  | 10 POE Load (A) | 508 | 491 | 522 | 522 | 521 |  |  |  | 132
|  |  |  | Power Factor | 1 | 1 | 1 | 1 | 1 |  |  |  | 132
|  |  |  | ECC Rating (A) | 983 | 983 | 983 | 983 | 983 |  |  |  | 132
|  |  |  | 50 POE Load (A) | 745 | 663 | 726 | 708 | 690 |  |  |  | 132
Woolooga 132 kV | F748/1 | Gympie | Cooroy | NCC Rating (A) | 963 | 963 | 963 | 963 | 963 | Rural | 44 | NA | 132
|  |  |  | 10 POE Load (A) | 409 | 385 | 419 | 420 | 420 |  |  |  | 132
|  |  |  | Power Factor | 0.95 | 0.94 | 0.96 | 0.95 | 0.95 |  |  |  | 132
|  |  |  | ECC Rating (A) | 963 | 963 | 963 | 963 | 963 |  |  |  | 132
|  |  |  | 50 POE Load (A) | 696 | 591 | 667 | 648 | 627 |  |  |  | 132
Woolooga 132 kV | F748/2 | Woolooga | Gympie | NCC Rating (A) | 983 | 983 | 983 | 983 | 983 | Rural | 44 | NA | 132
|  |  |  | 10 POE Load (A) | 527 | 506 | 541 | 541 | 541 |  |  |  | 132
|  |  |  | Power Factor | 0.99 | 0.99 | 0.99 | 0.99 | 0.99 |  |  |  | 132
|  |  |  | ECC Rating (A) | 983 | 983 | 983 | 983 | 983 |  |  |  | 132
|  |  |  | 50 POE Load (A) | 802 | 703 | 778 | 758 | 737 |  |  |  | 132

## Winter Map For Publishing (hidden)
[7 empty] | NCC Rating (A) |  |  |  |  | 10 PoE Load (A) |  |  |  |  | Power factor |  |  |  |  | LAR (Amps) |  |  |  |  | LAR (MVA) |  |  |  |  | Safety Net Classification |  |  |  |  | Meets Safety Net |  |  |  |  | ECC Rating (A) |  |  |  |  | 50 PoE Load (A) |  |  |  |  | RAW Lar |  |  |  |  | 2HR Rating |  |  |  |  | Transfers Available |  |  |  |  | Remote Transfers Available |  |  |  |  | Manual Transfers Available |  |  |  |  | POPS Available |  |  |  |  | Mobile Generation Available |  |  |  |  | LARc (A) |  |  |  |  | LARc (MVA) |  |  |  |  | Hours above 95%
Connection Point | Feeder_Name | From | From_B | To | To_B | Fdr OOS | WIN1_1 | WIN1_2 | WIN1_3 | WIN1_4 | WIN1_5 | WIN2_1 | WIN2_2 | WIN2_3 | WIN2_4 | WIN2_5 | WIN3_1 | WIN3_2 | WIN3_3 | WIN3_4 | WIN3_5 | WIN4_1 | WIN4_2 | WIN4_3 | WIN4_4 | WIN4_5 | WIN5_1 | WIN5_2 | WIN5_3 | WIN5_4 | WIN5_5 | WIN6_1 | WIN6_2 | WIN6_3 | WIN6_4 | WIN6_5 | WIN7_1 | WIN7_2 | WIN7_3 | WIN7_4 | WIN7_5 | WIN8_1 | WIN8_2 | WIN8_3 | WIN8_4 | WIN8_5 | WIN9_1 | WIN9_2 | WIN9_3 | WIN9_4 | WIN9_5 | WIN10_1 | WIN10_2 | WIN10_3 | WIN10_4 | WIN10_5 | WIN11_1 | WIN11_2 | WIN11_3 | WIN11_4 | WIN11_5 | WIN12_1 | WIN12_2 | WIN12_3 | WIN12_4 | WIN12_5 | WIN13_1 | WIN13_2 | WIN13_3 | WIN13_4 | WIN13_5 | WIN14_1 | WIN14_2 | WIN14_3 | WIN14_4 | WIN14_5 | WIN15_1 | WIN15_2 | WIN15_3 | WIN15_4 | WIN15_5 | WIN16_1 | WIN16_2 | WIN16_3 | WIN16_4 | WIN16_5 | WIN17_1 | WIN17_2 | WIN17_3 | WIN17_4 | WIN17_5 | WIN18_1 | WIN18_2 | WIN18_3 | WIN18_4 | WIN18_5 | WIN19_1 | WIN19_2 | WIN19_3 | WIN19_4 | WIN19_5
Abermain | F7259/1 | Abermain |  | Wulkuraka Tee |  | NA | 613 | 613 | 613 | 613 | 613 | 293 | 295 | 310 | 310 | 309 | 0.98 | 0.98 | 0.98 | 0.98 | 0.98 | [10 empty] | Rural | Rural | Rural | Rural | Rural | Yes | Yes | Yes | Yes | Yes | 613 | 613 | 613 | 613 | 613 | [15 empty] | 52 | 52 | 52 | 52 | 52 | NA | NA | NA | NA | NA | [5 empty] | NA | NA | NA | NA | NA | 52 | 52 | 52 | 52 | 52 | [10 empty] | NA | NA | NA | NA | NA
Abermain | F7259/2 | Wulkuraka Tee |  | Lockrose |  | NA | 613 | 613 | 613 | 613 | 613 | 259 | 261 | 276 | 275 | 274 | 0.98 | 0.98 | 0.98 | 0.98 | 0.98 | [10 empty] | Rural | Rural | Rural | Rural | Rural | Yes | Yes | Yes | Yes | Yes | 613 | 613 | 613 | 613 | 613 | [15 empty] | 52 | 52 | 52 | 52 | 52 | NA | NA | NA | NA | NA | [5 empty] | NA | NA | NA | NA | NA | 52 | 52 | 52 | 52 | 52 | [10 empty] | NA | NA | NA | NA | NA
Abermain | F7289 | Lockrose |  | Gatton |  | NA | 690 | 690 | 690 | 690 | 690 | 0 | 0 | 0 | 0 | 0 | 0 | 0 | 0 | 0 | 0 | [10 empty] | Rural | Rural | Rural | Rural | Rural | Yes | Yes | Yes | Yes | Yes | 690 | 690 | 690 | 690 | 690 | [15 empty] | 52 | 52 | 52 | 52 | 52 | NA | NA | NA | NA | NA | [5 empty] | NA | NA | NA | NA | NA | 52 | 52 | 52 | 52 | 52 | [10 empty] | NA | NA | NA | NA | NA
Belmont | F750 | Belmont |  | Beenleigh |  | NA | 800 | 800 | 800 | 800 | 800 | 220 | 212 | 231 | 225 | 223 | 0.95 | 0.94 | 0.96 | 0.95 | 0.96 | [10 empty] | Urban | Urban | Urban | Urban | Urban | Yes | Yes | Yes | Yes | Yes | 800 | 800 | 800 | 800 | 800 | [15 empty] | 21 | 21 | 21 | 21 | 21 | NA | NA | NA | NA | NA | [5 empty] | NA | NA | NA | NA | NA | 21 | 21 | 21 | 21 | 21 | [10 empty] | NA | NA | NA | NA | NA
Belmont | F766 | Belmont |  | Cleveland |  | NA | 1600 | 1600 | 1600 | 1600 | 1600 | 395 | 396 | 398 | 397 | 395 | 0.98 | 0.98 | 0.97 | 0.97 | 0.98 | [10 empty] | Urban | Urban | Urban | Urban | Urban | Yes | Yes | Yes | Yes | Yes | 1600 | 1600 | 1600 | 1600 | 1600 | [15 empty] | 21 | 21 | 21 | 21 | 21 | NA | NA | NA | NA | NA | [5 empty] | NA | NA | NA | NA | NA | 21 | 21 | 21 | 21 | 21 | [10 empty] | NA | NA | NA | NA | NA
Belmont | F767 | Belmont |  | Cleveland |  | NA | 1600 | 1600 | 1600 | 1600 | 1600 | 395 | 396 | 398 | 397 | 395 | 0.98 | 0.98 | 0.97 | 0.97 | 0.98 | [10 empty] | Urban | Urban | Urban | Urban | Urban | Yes | Yes | Yes | Yes | Yes | 1600 | 1600 | 1600 | 1600 | 1600 | [15 empty] | 21 | 21 | 21 | 21 | 21 | NA | NA | NA | NA | NA | [5 empty] | NA | NA | NA | NA | NA | 21 | 21 | 21 | 21 | 21 | [10 empty] | NA | NA | NA | NA | NA
Blackstone | F713 | Blackstone |  | Raceview |  | NA | 1131 | 1131 | 1131 | 1131 | 1131 | 213 | 217 | 223 | 226 | 229 | 0.99 | 0.99 | 0.99 | 0.99 | 0.99 | [10 empty] | Urban | Urban | Urban | Urban | Urban | Yes | Yes | Yes | Yes | Yes | 1131 | 1131 | 1131 | 1131 | 1131 | [15 empty] | 21 | 21 | 21 | 21 | 21 | NA | NA | NA | NA | NA | [5 empty] | NA | NA | NA | NA | NA | 21 | 21 | 21 | 21 | 21 | [10 empty] | NA | NA | NA | NA | NA
Blackstone | F714 | Blackstone |  | Raceview |  | NA | 1131 | 1131 | 1131 | 1131 | 1131 | 213 | 217 | 223 | 226 | 228 | 0.99 | 0.99 | 0.99 | 0.99 | 0.99 | [10 empty] | Urban | Urban | Urban | Urban | Urban | Yes | Yes | Yes | Yes | Yes | 1131 | 1131 | 1131 | 1131 | 1131 | [15 empty] | 21 | 21 | 21 | 21 | 21 | NA | NA | NA | NA | NA | [5 empty] | NA | NA | NA | NA | NA | 21 | 21 | 21 | 21 | 21 | [10 empty] | NA | NA | NA | NA | NA
CBD East | F7231 | Wellington Road |  | Charlotte St |  | NA | 1283 | 1283 | 1283 | 1283 | 1283 | 292 | 332 | 376 | 399 | 406 | 1 | 1 | 0.99 | 0.99 | 0.99 | [10 empty] | CBD | CBD | CBD | CBD | CBD | Yes | Yes | Yes | Yes | Yes | 1283 | 1283 | 1283 | 1283 | 1283 | [15 empty] | NA | NA | NA | NA | NA | NA | NA | NA | NA | NA | [5 empty] | NA | NA | NA | NA | NA | NA | NA | NA | NA | NA | [10 empty] | NA | NA | NA | NA | NA
CBD East | F7232 | Wellington Road |  | Charlotte St |  | NA | 1283 | 1283 | 1283 | 1283 | 1283 | 292 | 332 | 376 | 399 | 406 | 1 | 1 | 0.99 | 0.99 | 0.99 | [10 empty] | CBD | CBD | CBD | CBD | CBD | Yes | Yes | Yes | Yes | Yes | 1283 | 1283 | 1283 | 1283 | 1283 | [15 empty] | NA | NA | NA | NA | NA | NA | NA | NA | NA | NA | [5 empty] | NA | NA | NA | NA | NA | NA | NA | NA | NA | NA | [10 empty] | NA | NA | NA | NA | NA
CBD East | F7287/3 | Tingalpa Tee |  | Wellington Road |  | NA | 1197 | 1197 | 1197 | 1197 | 1197 | 541 | 600 | 646 | 674 | 680 | 1 | 1 | 1 | 1 | 1 | [10 empty] | CBD | CBD | CBD | CBD | CBD | Yes | Yes | Yes | Yes | Yes | 1197 | 1197 | 1197 | 1197 | 1197 | [15 empty] | NA | NA | NA | NA | NA | NA | NA | NA | NA | NA | [5 empty] | NA | NA | NA | NA | NA | NA | NA | NA | NA | NA | [10 empty] | NA | NA | NA | NA | NA
CBD East | F7288/3 | Tingalpa Tee |  | Wellington Road |  | NA | 1197 | 1197 | 1197 | 1197 | 1197 | 544 | 604 | 650 | 678 | 683 | 1 | 1 | 1 | 1 | 1 | [10 empty] | CBD | CBD | CBD | CBD | CBD | Yes | Yes | Yes | Yes | Yes | 1197 | 1197 | 1197 | 1197 | 1197 | [15 empty] | NA | NA | NA | NA | NA | NA | NA | NA | NA | NA | [5 empty] | NA | NA | NA | NA | NA | NA | NA | NA | NA | NA | [10 empty] | NA | NA | NA | NA | NA
CBD East | F7230 | Wellington Road |  | Coorparoo |  | NA | 1300 | 1300 | 1300 | 1300 | 1300 | 179 | 180 | 181 | 182 | 182 | 0.99 | 0.99 | 0.99 | 0.99 | 0.99 | [10 empty] | Urban | Urban | Urban | Urban | Urban | Yes | Yes | Yes | Yes | Yes | 1300 | 1300 | 1300 | 1300 | 1300 | [15 empty] | 21 | 21 | 21 | 21 | 21 | NA | NA | NA | NA | NA | [5 empty] | NA | NA | NA | NA | NA | 21 | 21 | 21 | 21 | 21 | [10 empty] | NA | NA | NA | NA | NA
CBD East | F7362 | Wellington Road |  | Coorparoo |  | NA | 1300 | 1300 | 1300 | 1300 | 1300 | 179 | 180 | 181 | 182 | 182 | 0.99 | 0.99 | 0.99 | 0.99 | 0.99 | [10 empty] | Urban | Urban | Urban | Urban | Urban | Yes | Yes | Yes | Yes | Yes | 1300 | 1300 | 1300 | 1300 | 1300 | [15 empty] | 21 | 21 | 21 | 21 | 21 | NA | NA | NA | NA | NA | [5 empty] | NA | NA | NA | NA | NA | 21 | 21 | 21 | 21 | 21 | [10 empty] | NA | NA | NA | NA | NA
CBD East | F752 | Murarrie |  | Newstead |  | NA | 1456 | 1456 | 1456 | 1456 | 1456 | 278 | 303 | 323 | 326 | 322 | 1 | 1 | 1 | 1 | 1 | [10 empty] | CBD | CBD | CBD | CBD | CBD | Yes | Yes | Yes | Yes | Yes | 1456 | 1456 | 1456 | 1456 | 1456 | [15 empty] | NA | NA | NA | NA | NA | NA | NA | NA | NA | NA | [5 empty] | NA | NA | NA | NA | NA | NA | NA | NA | NA | NA | [10 empty] | NA | NA | NA | NA | NA
CBD East | F753 | Murarrie |  | Newstead |  | NA | 1456 | 1456 | 1456 | 1456 | 1456 | 278 | 303 | 323 | 326 | 322 | 1 | 1 | 1 | 1 | 1 | [10 empty] | CBD | CBD | CBD | CBD | CBD | Yes | Yes | Yes | Yes | Yes | 1456 | 1456 | 1456 | 1456 | 1456 | [15 empty] | NA | NA | NA | NA | NA | NA | NA | NA | NA | NA | [5 empty] | NA | NA | NA | NA | NA | NA | NA | NA | NA | NA | [10 empty] | NA | NA | NA | NA | NA
CBD East | F809 | Newstead |  | Victoria Park |  | NA | 704 | 704 | 704 | 704 | 704 | 94 | 106 | 122 | 121 | 120 | 0.97 | 0.98 | 0.99 | 0.99 | 0.99 | [10 empty] | CBD | CBD | CBD | CBD | CBD | Yes | Yes | Yes | Yes | Yes | 704 | 704 | 704 | 704 | 704 | [15 empty] | NA | NA | NA | NA | NA | NA | NA | NA | NA | NA | [5 empty] | NA | NA | NA | NA | NA | NA | NA | NA | NA | NA | [10 empty] | NA | NA | NA | NA | NA
CBD East | F810 | Newstead |  | Victoria Park |  | NA | 704 | 704 | 704 | 704 | 704 | 94 | 106 | 122 | 121 | 120 | 0.97 | 0.98 | 0.99 | 0.99 | 0.99 | [10 empty] | CBD | CBD | CBD | CBD | CBD | Yes | Yes | Yes | Yes | Yes | 704 | 704 | 704 | 704 | 704 | [15 empty] | NA | NA | NA | NA | NA | NA | NA | NA | NA | NA | [5 empty] | NA | NA | NA | NA | NA | NA | NA | NA | NA | NA | [10 empty] | NA | NA | NA | NA | NA
CBD East | F829 | Charlotte St |  | Ann St |  | NA | 963 | 963 | 963 | 963 | 963 | 158 | 190 | 218 | 229 | 236 | 1 | 0.99 | 0.99 | 0.99 | 0.99 | [10 empty] | CBD | CBD | CBD | CBD | CBD | Yes | Yes | Yes | Yes | Yes | 963 | 963 | 963 | 963 | 963 | [15 empty] | NA | NA | NA | NA | NA | NA | NA | NA | NA | NA | [5 empty] | NA | NA | NA | NA | NA | NA | NA | NA | NA | NA | [10 empty] | NA | NA | NA | NA | NA
CBD East | F833 | Charlotte St |  | Ann St |  | NA | 963 | 963 | 963 | 963 | 963 | 158 | 190 | 218 | 229 | 236 | 1 | 0.99 | 0.99 | 0.99 | 0.99 | [10 empty] | CBD | CBD | CBD | CBD | CBD | Yes | Yes | Yes | Yes | Yes | 963 | 963 | 963 | 963 | 963 | [15 empty] | NA | NA | NA | NA | NA | NA | NA | NA | NA | NA | [5 empty] | NA | NA | NA | NA | NA | NA | NA | NA | NA | NA | [10 empty] | NA | NA | NA | NA | NA
CBD East | F834 | McLachlan St |  | Ann St |  | NA | 967 | 967 | 967 | 967 | 967 | 187 | 249 | 295 | 297 | 306 | 1 | 0.98 | 0.98 | 0.99 | 0.98 | [10 empty] | CBD | CBD | CBD | CBD | CBD | Yes | Yes | Yes | Yes | Yes | 967 | 967 | 967 | 967 | 967 | [15 empty] | NA | NA | NA | NA | NA | NA | NA | NA | NA | NA | [5 empty] | NA | NA | NA | NA | NA | NA | NA | NA | NA | NA | [10 empty] | NA | NA | NA | NA | NA
CBD East | F835 | McLachlan St |  | Victoria Park |  | NA | 967 | 967 | 967 | 967 | 967 | 202 | 261 | 313 | 313 | 315 | 1 | 0.99 | 0.98 | 0.99 | 0.98 | [10 empty] | CBD | CBD | CBD | CBD | CBD | Yes | Yes | Yes | Yes | Yes | 967 | 967 | 967 | 967 | 967 | [15 empty] | NA | NA | NA | NA | NA | NA | NA | NA | NA | NA | [5 empty] | NA | NA | NA | NA | NA | NA | NA | NA | NA | NA | [10 empty] | NA | NA | NA | NA | NA
CBD East | F914 | Newstead |  | McLachlan St |  | NA | 1305 | 1305 | 1305 | 1305 | 1305 | 91 | 89 | 93 | 92 | 90 | 0.99 | 1 | 1 | 1 | 0.99 | [10 empty] | CBD | CBD | CBD | CBD | CBD | Yes | Yes | Yes | Yes | Yes | 1305 | 1305 | 1305 | 1305 | 1305 | [15 empty] | NA | NA | NA | NA | NA | NA | NA | NA | NA | NA | [5 empty] | NA | NA | NA | NA | NA | NA | NA | NA | NA | NA | [10 empty] | NA | NA | NA | NA | NA
CBD East | F915 | Newstead |  | McLachlan St |  | NA | 1305 | 1305 | 1305 | 1305 | 1305 | 91 | 89 | 93 | 92 | 90 | 0.99 | 1 | 1 | 1 | 0.99 | [10 empty] | CBD | CBD | CBD | CBD | CBD | Yes | Yes | Yes | Yes | Yes | 1305 | 1305 | 1305 | 1305 | 1305 | [15 empty] | NA | NA | NA | NA | NA | NA | NA | NA | NA | NA | [5 empty] | NA | NA | NA | NA | NA | NA | NA | NA | NA | NA | [10 empty] | NA | NA | NA | NA | NA
CBD South | F830 | West End |  | Charlotte St |  | NA | 690 | 690 | 690 | 690 | 690 | 157 | 153 | 149 | 149 | 147 | 0.33 | 0.28 | 0.21 | 0.19 | 0.22 | [10 empty] | CBD | CBD | CBD | CBD | CBD | Yes | Yes | Yes | Yes | Yes | 690 | 690 | 690 | 690 | 690 | [15 empty] | NA | NA | NA | NA | NA | NA | NA | NA | NA | NA | [5 empty] | NA | NA | NA | NA | NA | NA | NA | NA | NA | NA | [10 empty] | NA | NA | NA | NA | NA
CBD South | F905 | Rocklea |  | West End |  | NA | 693 | 693 | 693 | 693 | 693 | 310 | 302 | 291 | 289 | 291 | 0.92 | 0.92 | 0.92 | 0.91 | 0.92 | [10 empty] | CBD | CBD | CBD | CBD | CBD | Yes | Yes | Yes | Yes | Yes | 693 | 693 | 693 | 693 | 693 | [15 empty] | NA | NA | NA | NA | NA | NA | NA | NA | NA | NA | [5 empty] | NA | NA | NA | NA | NA | NA | NA | NA | NA | NA | [10 empty] | NA | NA | NA | NA | NA
CBD West | F7266 | Milton |  | Customer |  | NA | 966 | 966 | 966 | 966 | 966 | 127 | 123 | 127 | 126 | 127 | 0.81 | 0.77 | 0.84 | 0.84 | 0.84 | [10 empty] | CBD | CBD | CBD | CBD | CBD | Yes | Yes | Yes | Yes | Yes | 966 | 966 | 966 | 966 | 966 | [15 empty] | NA | NA | NA | NA | NA | NA | NA | NA | NA | NA | [5 empty] | NA | NA | NA | NA | NA | NA | NA | NA | NA | NA | [10 empty] | NA | NA | NA | NA | NA
CBD West | F7267 | Milton |  | Makerston St |  | NA | 966 | 966 | 966 | 966 | 966 | 147 | 145 | 152 | 150 | 153 | 0.84 | 0.85 | 0.86 | 0.87 | 0.87 | [10 empty] | CBD | CBD | CBD | CBD | CBD | Yes | Yes | Yes | Yes | Yes | 966 | 966 | 966 | 966 | 966 | [15 empty] | NA | NA | NA | NA | NA | NA | NA | NA | NA | NA | [5 empty] | NA | NA | NA | NA | NA | NA | NA | NA | NA | NA | [10 empty] | NA | NA | NA | NA | NA
CBD West | F7321 | Customer |  | Makerston St |  | NA | 966 | 966 | 966 | 966 | 966 | 77 | 77 | 83 | 82 | 83 | 0.65 | 0.59 | 0.73 | 0.66 | 0.67 | [10 empty] | CBD | CBD | CBD | CBD | CBD | Yes | Yes | Yes | Yes | Yes | 966 | 966 | 966 | 966 | 966 | [15 empty] | NA | NA | NA | NA | NA | NA | NA | NA | NA | NA | [5 empty] | NA | NA | NA | NA | NA | NA | NA | NA | NA | NA | [10 empty] | NA | NA | NA | NA | NA
CBD West | F7365 | Kelvin Grove |  | Milton |  | NA | 973 | 973 | 973 | 973 | 973 | 152 | 153 | 157 | 156 | 158 | 0.88 | 0.89 | 0.9 | 0.9 | 0.9 | [10 empty] | CBD | CBD | CBD | CBD | CBD | Yes | Yes | Yes | Yes | Yes | 973 | 973 | 973 | 973 | 973 | [15 empty] | NA | NA | NA | NA | NA | NA | NA | NA | NA | NA | [5 empty] | NA | NA | NA | NA | NA | NA | NA | NA | NA | NA | [10 empty] | NA | NA | NA | NA | NA
CBD West | F781 | Ashgrove West |  | Kelvin Grove |  | NA | 913 | 913 | 913 | 913 | 913 | 212 | 212 | 218 | 217 | 218 | 0.96 | 0.96 | 0.97 | 0.97 | 0.97 | [10 empty] | CBD | CBD | CBD | CBD | CBD | Yes | Yes | Yes | Yes | Yes | 913 | 913 | 913 | 913 | 913 | [15 empty] | NA | NA | NA | NA | NA | NA | NA | NA | NA | NA | [5 empty] | NA | NA | NA | NA | NA | NA | NA | NA | NA | NA | [10 empty] | NA | NA | NA | NA | NA
CBD West | F782 | Ashgrove West |  | Milton |  | NA | 913 | 913 | 913 | 913 | 913 | 247 | 248 | 255 | 254 | 256 | 0.95 | 0.95 | 0.95 | 0.95 | 0.96 | [10 empty] | CBD | CBD | CBD | CBD | CBD | Yes | Yes | Yes | Yes | Yes | 913 | 913 | 913 | 913 | 913 | [15 empty] | NA | NA | NA | NA | NA | NA | NA | NA | NA | NA | [5 empty] | NA | NA | NA | NA | NA | NA | NA | NA | NA | NA | [10 empty] | NA | NA | NA | NA | NA
CBD West | F807 | Makerston St |  | Charlotte St |  | NA | 629 | 629 | 629 | 629 | 629 | 69 | 67 | 65 | 65 | 64 | 0.37 | 0.37 | 0.27 | 0.25 | 0.27 | [10 empty] | CBD | CBD | CBD | CBD | CBD | Yes | Yes | Yes | Yes | Yes | 629 | 629 | 629 | 629 | 629 | [15 empty] | NA | NA | NA | NA | NA | NA | NA | NA | NA | NA | [5 empty] | NA | NA | NA | NA | NA | NA | NA | NA | NA | NA | [10 empty] | NA | NA | NA | NA | NA
CBD West | F808 | Makerston St |  | Charlotte St |  | NA | 629 | 629 | 629 | 629 | 629 | 82 | 80 | 78 | 78 | 77 | 0.35 | 0.31 | 0.24 | 0.23 | 0.26 | [10 empty] | CBD | CBD | CBD | CBD | CBD | Yes | Yes | Yes | Yes | Yes | 629 | 629 | 629 | 629 | 629 | [15 empty] | NA | NA | NA | NA | NA | NA | NA | NA | NA | NA | [5 empty] | NA | NA | NA | NA | NA | NA | NA | NA | NA | NA | [10 empty] | NA | NA | NA | NA | NA
Loganlea | F704 | Beenleigh |  | Yatala |  | NA | 1088 | 1088 | 1088 | 1088 | 1088 | 300 | 314 | 285 | 272 | 275 | 0.99 | 0.94 | 0.97 | 0.97 | 0.95 | [10 empty] | Urban | Urban | Urban | Urban | Urban | Yes | Yes | Yes | Yes | Yes | 1088 | 1088 | 1088 | 1088 | 1088 | [15 empty] | 21 | 21 | 21 | 21 | 21 | NA | NA | NA | NA | NA | [5 empty] | NA | NA | NA | NA | NA | 21 | 21 | 21 | 21 | 21 | [10 empty] | NA | NA | NA | NA | NA
Loganlea | F7351 | Jimboomba |  | Beaudesert |  | NA | 865 | 865 | 865 | 865 | 865 | 190 | 193 | 196 | 198 | 199 | 0.97 | 0.97 | 0.97 | 0.97 | 0.97 | [10 empty] | Rural | Rural | Rural | Rural | Rural | Yes | Yes | Yes | Yes | Yes | 865 | 865 | 865 | 865 | 865 | [15 empty] | 52 | 52 | 52 | 52 | 52 | NA | NA | NA | NA | NA | [5 empty] | NA | NA | NA | NA | NA | 52 | 52 | 52 | 52 | 52 | [10 empty] | NA | NA | NA | NA | NA
Loganlea | F7354 | Loganlea |  | Jimboomba |  | NA | 952 | 952 | 952 | 952 | 952 | 260 | 374 | 382 | 395 | 412 | 0.98 | 0.96 | 0.96 | 0.96 | 0.96 | [10 empty] | Rural | Rural | Rural | Rural | Rural | Yes | Yes | Yes | Yes | Yes | 952 | 952 | 952 | 952 | 952 | [15 empty] | 52 | 52 | 52 | 52 | 52 | NA | NA | NA | NA | NA | [5 empty] | NA | NA | NA | NA | NA | 52 | 52 | 52 | 52 | 52 | [10 empty] | NA | NA | NA | NA | NA
Loganlea | F7377 | Yatala |  | Coomera |  | NA | 1088 | 1088 | 1088 | 1088 | 1088 | 90 | 66 | 57 | 53 | 44 | 0.88 | 0.97 | 0.2 | 0.14 | 0.89 | [10 empty] | Urban | Urban | Urban | Urban | Urban | Yes | Yes | Yes | Yes | Yes | 1088 | 1088 | 1088 | 1088 | 1088 | [15 empty] | 21 | 21 | 21 | 21 | 21 | NA | NA | NA | NA | NA | [5 empty] | NA | NA | NA | NA | NA | 21 | 21 | 21 | 21 | 21 | [10 empty] | NA | NA | NA | NA | NA
Loganlea | F787 | Loganlea |  | Beenleigh |  | NA | 1200 | 1200 | 1200 | 1200 | 1200 | 393 | 402 | 440 | 436 | 435 | 0.96 | 0.95 | 0.95 | 0.95 | 0.95 | [10 empty] | Rural | Rural | Rural | Rural | Rural | Yes | Yes | Yes | Yes | Yes | 1200 | 1200 | 1200 | 1200 | 1200 | [15 empty] | 52 | 52 | 52 | 52 | 52 | NA | NA | NA | NA | NA | [5 empty] | NA | NA | NA | NA | NA | 52 | 52 | 52 | 52 | 52 | [10 empty] | NA | NA | NA | NA | NA
Loganlea | F788/1 | Beenleigh |  | Russell Island Tee |  | NA | 325 | 325 | 325 | 325 | 325 | 56 | 56 | 57 | 57 | 58 | 1 | 1 | 1 | 1 | 1 | [10 empty] | Rural | Rural | Rural | Rural | Rural | Yes | Yes | Yes | Yes | Yes | 325 | 325 | 325 | 325 | 325 | [15 empty] | 52 | 52 | 52 | 52 | 52 | NA | NA | NA | NA | NA | [5 empty] | NA | NA | NA | NA | NA | 52 | 52 | 52 | 52 | 52 | [10 empty] | NA | NA | NA | NA | NA
Loganlea | F788/2 | Russell Island Tee |  | Stradbroke Island |  | NA | 441 | 441 | 441 | 441 | 441 | 21 | 21 | 21 | 21 | 21 | 1 | 1 | 1 | 1 | 1 | [10 empty] | Rural | Rural | Rural | Rural | Rural | Yes | Yes | Yes | Yes | Yes | 441 | 441 | 441 | 441 | 441 | [15 empty] | 52 | 52 | 52 | 52 | 52 | NA | NA | NA | NA | NA | [5 empty] | NA | NA | NA | NA | NA | 52 | 52 | 52 | 52 | 52 | [10 empty] | NA | NA | NA | NA | NA
Loganlea | F788/3 | Russell Island Tee |  | Russell Island |  | NA | 902 | 902 | 902 | 902 | 902 | 35 | 36 | 36 | 37 | 37 | 0.99 | 0.99 | 0.99 | 0.99 | 0.99 | [10 empty] | Rural | Rural | Rural | Rural | Rural | Yes | Yes | Yes | Yes | Yes | 902 | 902 | 902 | 902 | 902 | [15 empty] | 52 | 52 | 52 | 52 | 52 | NA | NA | NA | NA | NA | [5 empty] | NA | NA | NA | NA | NA | 52 | 52 | 52 | 52 | 52 | [10 empty] | NA | NA | NA | NA | NA
Loganlea | F793 | Loganlea |  | North Springwood |  | NA | 872 | 872 | 872 | 872 | 872 | 51 | 50 | 50 | 50 | 50 | 0.99 | 0.99 | 0.99 | 0.99 | 0.99 | [10 empty] | Urban | Urban | Urban | Urban | Urban | Yes | Yes | Yes | Yes | Yes | 872 | 872 | 872 | 872 | 872 | [15 empty] | 21 | 21 | 21 | 21 | 21 | NA | NA | NA | NA | NA | [5 empty] | NA | NA | NA | NA | NA | 21 | 21 | 21 | 21 | 21 | [10 empty] | NA | NA | NA | NA | NA
Loganlea | F799 | Loganlea |  | North Springwood |  | NA | 872 | 872 | 872 | 872 | 872 | 134 | 133 | 133 | 133 | 132 | 1 | 1 | 1 | 1 | 1 | [10 empty] | Urban | Urban | Urban | Urban | Urban | Yes | Yes | Yes | Yes | Yes | 872 | 872 | 872 | 872 | 872 | [15 empty] | 21 | 21 | 21 | 21 | 21 | NA | NA | NA | NA | NA | [5 empty] | NA | NA | NA | NA | NA | 21 | 21 | 21 | 21 | 21 | [10 empty] | NA | NA | NA | NA | NA
Loganlea | F820 | Loganlea |  | Jimboomba |  | NA | 962 | 962 | 962 | 962 | 962 | 178 | 256 | 262 | 270 | 282 | 0.99 | 0.98 | 0.98 | 0.97 | 0.97 | [10 empty] | Rural | Rural | Rural | Rural | Rural | Yes | Yes | Yes | Yes | Yes | 962 | 962 | 962 | 962 | 962 | [15 empty] | 52 | 52 | 52 | 52 | 52 | NA | NA | NA | NA | NA | [5 empty] | NA | NA | NA | NA | NA | 52 | 52 | 52 | 52 | 52 | [10 empty] | NA | NA | NA | NA | NA
Loganlea | F837 | Loganlea |  | Beenleigh |  | NA | 1200 | 1200 | 1200 | 1200 | 1200 | 393 | 402 | 440 | 436 | 435 | 0.96 | 0.95 | 0.95 | 0.95 | 0.95 | [10 empty] | Rural | Rural | Rural | Rural | Rural | Yes | Yes | Yes | Yes | Yes | 1200 | 1200 | 1200 | 1200 | 1200 | [15 empty] | 52 | 52 | 52 | 52 | 52 | NA | NA | NA | NA | NA | [5 empty] | NA | NA | NA | NA | NA | 52 | 52 | 52 | 52 | 52 | [10 empty] | NA | NA | NA | NA | NA
Loganlea | F836 | Loganlea |  | Browns Plains |  | NA | 894 | 894 | 894 | 894 | 894 | 287 | 217 | 219 | 218 | 218 | 0.97 | 0.97 | 0.97 | 0.97 | 0.97 | [10 empty] | Urban | Urban | Urban | Urban | Urban | Yes | Yes | Yes | Yes | Yes | 894 | 894 | 894 | 894 | 894 | [15 empty] | 21 | 21 | 21 | 21 | 21 | NA | NA | NA | NA | NA | [5 empty] | NA | NA | NA | NA | NA | 21 | 21 | 21 | 21 | 21 | [10 empty] | NA | NA | NA | NA | NA
Loganlea | F843 | Loganlea |  | Browns Plains |  | NA | 949 | 949 | 949 | 949 | 949 | 366 | 276 | 279 | 278 | 278 | 0.97 | 0.97 | 0.97 | 0.97 | 0.97 | [10 empty] | Urban | Urban | Urban | Urban | Urban | Yes | Yes | Yes | Yes | Yes | 949 | 949 | 949 | 949 | 949 | [15 empty] | 21 | 21 | 21 | 21 | 21 | NA | NA | NA | NA | NA | [5 empty] | NA | NA | NA | NA | NA | 21 | 21 | 21 | 21 | 21 | [10 empty] | NA | NA | NA | NA | NA
Loganlea | F904/1 | Beenleigh |  | Rocky Point Tee |  | NA | 800 | 800 | 800 | 800 | 800 | 13 | 13 | 13 | 13 | 13 | 0.87 | 0.86 | 0.87 | 0.87 | 0.86 | [10 empty] | Rural | Rural | Rural | Rural | Rural | Yes | Yes | Yes | Yes | Yes | 800 | 800 | 800 | 800 | 800 | [15 empty] | 52 | 52 | 52 | 52 | 52 | NA | NA | NA | NA | NA | [5 empty] | NA | NA | NA | NA | NA | 52 | 52 | 52 | 52 | 52 | [10 empty] | NA | NA | NA | NA | NA
Loganlea | F904/2 | Rocky Point Tee |  | Rocky Point |  | NA | 868 | 868 | 868 | 868 | 868 | 0 | 0 | 0 | 0 | 0 | 0 | 0 | 0 | 0 | 0 | [10 empty] | Rural | Rural | Rural | Rural | Rural | Yes | Yes | Yes | Yes | Yes | 868 | 868 | 868 | 868 | 868 | [15 empty] | 52 | 52 | 52 | 52 | 52 | NA | NA | NA | NA | NA | [5 empty] | NA | NA | NA | NA | NA | 52 | 52 | 52 | 52 | 52 | [10 empty] | NA | NA | NA | NA | NA
Loganlea | F904/3 | Rocky Point Tee |  | Ibis |  | NA | 325 | 325 | 325 | 325 | 325 | 12 | 12 | 12 | 12 | 12 | 1 | 1 | 1 | 1 | 1 | [10 empty] | Rural | Rural | Rural | Rural | Rural | Yes | Yes | Yes | Yes | Yes | 325 | 325 | 325 | 325 | 325 | [15 empty] | 52 | 52 | 52 | 52 | 52 | NA | NA | NA | NA | NA | [5 empty] | NA | NA | NA | NA | NA | 52 | 52 | 52 | 52 | 52 | [10 empty] | NA | NA | NA | NA | NA
Middle Ridge | F726 | Postmans Ridge |  | Gatton |  | NA | 690 | 690 | 690 | 690 | 690 | 125 | 129 | 129 | 128 | 128 | 0.98 | 0.98 | 0.98 | 0.99 | 0.98 | [10 empty] | Rural | Rural | Rural | Rural | Rural | Yes | Yes | Yes | Yes | Yes | 690 | 690 | 690 | 690 | 690 | [15 empty] | 52 | 52 | 52 | 52 | 52 | NA | NA | NA | NA | NA | [5 empty] | NA | NA | NA | NA | NA | 52 | 52 | 52 | 52 | 52 | [10 empty] | NA | NA | NA | NA | NA
Middle Ridge | F727 | Middle Ridge |  | Postmans Ridge |  | NA | 690 | 690 | 690 | 690 | 690 | 131 | 133 | 133 | 133 | 133 | 1 | 1 | 1 | 1 | 1 | [10 empty] | Rural | Rural | Rural | Rural | Rural | Yes | Yes | Yes | Yes | Yes | 690 | 690 | 690 | 690 | 690 | [15 empty] | 52 | 52 | 52 | 52 | 52 | NA | NA | NA | NA | NA | [5 empty] | NA | NA | NA | NA | NA | 52 | 52 | 52 | 52 | 52 | [10 empty] | NA | NA | NA | NA | NA
Middle Ridge | F7348 | Middle Ridge |  | Postmans Ridge |  | NA | 1280 | 1280 | 1280 | 1280 | 1280 | 152 | 154 | 154 | 154 | 154 | 0.97 | 0.97 | 0.97 | 0.97 | 0.97 | [10 empty] | Rural | Rural | Rural | Rural | Rural | Yes | Yes | Yes | Yes | Yes | 1280 | 1280 | 1280 | 1280 | 1280 | [15 empty] | 52 | 52 | 52 | 52 | 52 | NA | NA | NA | NA | NA | [5 empty] | NA | NA | NA | NA | NA | 52 | 52 | 52 | 52 | 52 | [10 empty] | NA | NA | NA | NA | NA
Molendinar | F7193 | Molendinar |  | Cades County |  | NA | 1108 | 1108 | 1108 | 1108 | 1108 | 354 | 362 | 376 | 384 | 391 | 0.96 | 0.97 | 0.97 | 0.97 | 0.97 | [10 empty] | Urban | Urban | Urban | Urban | Urban | Yes | Yes | Yes | Yes | Yes | 1108 | 1108 | 1108 | 1108 | 1108 | [15 empty] | 21 | 21 | 21 | 21 | 21 | NA | NA | NA | NA | NA | [5 empty] | NA | NA | NA | NA | NA | 21 | 21 | 21 | 21 | 21 | [10 empty] | NA | NA | NA | NA | NA
Molendinar | F7229 | Molendinar |  | Robina |  | NA | 1412 | 1412 | 1412 | 1412 | 1412 | 67 | 67 | 65 | 62 | 61 | 0.98 | 0.82 | 0.95 | 0.97 | 0.97 | [10 empty] | Urban | Urban | Urban | Urban | Urban | Yes | Yes | Yes | Yes | Yes | 1412 | 1412 | 1412 | 1412 | 1412 | [15 empty] | 21 | 21 | 21 | 21 | 21 | NA | NA | NA | NA | NA | [5 empty] | NA | NA | NA | NA | NA | 21 | 21 | 21 | 21 | 21 | [10 empty] | NA | NA | NA | NA | NA
Molendinar | F7283 | Cades County |  | Coomera |  | NA | 1088 | 1088 | 1088 | 1088 | 1088 | 439 | 456 | 482 | 501 | 517 | 0.96 | 0.97 | 0.97 | 0.97 | 0.97 | [10 empty] | Urban | Urban | Urban | Urban | Urban | Yes | Yes | Yes | Yes | Yes | 1088 | 1088 | 1088 | 1088 | 1088 | [15 empty] | 21 | 21 | 21 | 21 | 21 | NA | NA | NA | NA | NA | [5 empty] | NA | NA | NA | NA | NA | 21 | 21 | 21 | 21 | 21 | [10 empty] | NA | NA | NA | NA | NA
Molendinar | F7297 | Molendinar |  | Cades County |  | NA | 1108 | 1108 | 1108 | 1108 | 1108 | 354 | 362 | 376 | 384 | 391 | 0.96 | 0.97 | 0.97 | 0.97 | 0.97 | [10 empty] | Urban | Urban | Urban | Urban | Urban | Yes | Yes | Yes | Yes | Yes | 1108 | 1108 | 1108 | 1108 | 1108 | [15 empty] | 21 | 21 | 21 | 21 | 21 | NA | NA | NA | NA | NA | [5 empty] | NA | NA | NA | NA | NA | 21 | 21 | 21 | 21 | 21 | [10 empty] | NA | NA | NA | NA | NA
Molendinar | F798 | Molendinar |  | Nerang |  | NA | 1250 | 1250 | 1250 | 1250 | 1250 | 193 | 192 | 191 | 189 | 187 | 0.99 | 0.99 | 0.98 | 0.99 | 0.99 | [10 empty] | Urban | Urban | Urban | Urban | Urban | Yes | Yes | Yes | Yes | Yes | 1250 | 1250 | 1250 | 1250 | 1250 | [15 empty] | 21 | 21 | 21 | 21 | 21 | NA | NA | NA | NA | NA | [5 empty] | NA | NA | NA | NA | NA | 21 | 21 | 21 | 21 | 21 | [10 empty] | NA | NA | NA | NA | NA
Molendinar | F907 | Molendinar |  | Southport |  | NA | 834 | 834 | 834 | 834 | 834 | 140 | 141 | 143 | 144 | 145 | 0.99 | 0.99 | 0.99 | 0.99 | 0.99 | [10 empty] | Urban | Urban | Urban | Urban | Urban | Yes | Yes | Yes | Yes | Yes | 834 | 834 | 834 | 834 | 834 | [15 empty] | 21 | 21 | 21 | 21 | 21 | NA | NA | NA | NA | NA | [5 empty] | NA | NA | NA | NA | NA | 21 | 21 | 21 | 21 | 21 | [10 empty] | NA | NA | NA | NA | NA
Molendinar | F917 | Molendinar |  | Southport |  | NA | 1035 | 1035 | 1035 | 1035 | 1035 | 162 | 164 | 166 | 167 | 168 | 0.98 | 0.98 | 0.98 | 0.98 | 0.98 | [10 empty] | Urban | Urban | Urban | Urban | Urban | Yes | Yes | Yes | Yes | Yes | 1035 | 1035 | 1035 | 1035 | 1035 | [15 empty] | 21 | 21 | 21 | 21 | 21 | NA | NA | NA | NA | NA | [5 empty] | NA | NA | NA | NA | NA | 21 | 21 | 21 | 21 | 21 | [10 empty] | NA | NA | NA | NA | NA
Molendinar | F916 | Molendinar |  | Surfers Paradise |  | NA | 1100 | 1100 | 1100 | 1100 | 1100 | 422 | 420 | 437 | 432 | 430 | 1 | 1 | 1 | 1 | 1 | [10 empty] | Urban | Urban | Urban | Urban | Urban | Yes | Yes | Yes | Yes | Yes | 1100 | 1100 | 1100 | 1100 | 1100 | [15 empty] | 21 | 21 | 21 | 21 | 21 | NA | NA | NA | NA | NA | [5 empty] | NA | NA | NA | NA | NA | 21 | 21 | 21 | 21 | 21 | [10 empty] | NA | NA | NA | NA | NA
Mudgeeraba | F706 | Mudgeeraba |  | Nerang |  | NA | 1250 | 1250 | 1250 | 1250 | 1250 | 42 | 43 | 38 | 39 | 40 | 0.85 | 0.82 | 0.99 | 0.99 | 0.98 | [10 empty] | Urban | Urban | Urban | Urban | Urban | Yes | Yes | Yes | Yes | Yes | 1250 | 1250 | 1250 | 1250 | 1250 | [15 empty] | 21 | 21 | 21 | 21 | 21 | NA | NA | NA | NA | NA | [5 empty] | NA | NA | NA | NA | NA | 21 | 21 | 21 | 21 | 21 | [10 empty] | NA | NA | NA | NA | NA
Mudgeeraba | F754 | Mudgeeraba |  | Burleigh Heads |  | NA | 1267 | 1267 | 1267 | 1267 | 1267 | 422 | 425 | 430 | 431 | 433 | 0.98 | 0.98 | 0.98 | 0.98 | 0.98 | [10 empty] | Urban | Urban | Urban | Urban | Urban | Yes | Yes | Yes | Yes | Yes | 1267 | 1267 | 1267 | 1267 | 1267 | [15 empty] | 21 | 21 | 21 | 21 | 21 | NA | NA | NA | NA | NA | [5 empty] | NA | NA | NA | NA | NA | 21 | 21 | 21 | 21 | 21 | [10 empty] | NA | NA | NA | NA | NA
Mudgeeraba | F755 | Mudgeeraba |  | Burleigh Heads |  | NA | 1267 | 1267 | 1267 | 1267 | 1267 | 423 | 426 | 431 | 432 | 433 | 0.98 | 0.98 | 0.98 | 0.98 | 0.98 | [10 empty] | Urban | Urban | Urban | Urban | Urban | Yes | Yes | Yes | Yes | Yes | 1267 | 1267 | 1267 | 1267 | 1267 | [15 empty] | 21 | 21 | 21 | 21 | 21 | NA | NA | NA | NA | NA | [5 empty] | NA | NA | NA | NA | NA | 21 | 21 | 21 | 21 | 21 | [10 empty] | NA | NA | NA | NA | NA
Mudgeeraba | F779 | Mudgeeraba |  | Merrimac |  | NA | 1412 | 1412 | 1412 | 1412 | 1412 | 100 | 100 | 105 | 105 | 106 | 0.94 | 0.94 | 0.99 | 1 | 1 | [10 empty] | Urban | Urban | Urban | Urban | Urban | Yes | Yes | Yes | Yes | Yes | 1412 | 1412 | 1412 | 1412 | 1412 | [15 empty] | 21 | 21 | 21 | 21 | 21 | NA | NA | NA | NA | NA | [5 empty] | NA | NA | NA | NA | NA | 21 | 21 | 21 | 21 | 21 | [10 empty] | NA | NA | NA | NA | NA
Mudgeeraba | F780 | Mudgeeraba |  | Merrimac |  | NA | 1412 | 1412 | 1412 | 1412 | 1412 | 100 | 100 | 105 | 105 | 106 | 0.94 | 0.94 | 0.99 | 1 | 1 | [10 empty] | Urban | Urban | Urban | Urban | Urban | Yes | Yes | Yes | Yes | Yes | 1412 | 1412 | 1412 | 1412 | 1412 | [15 empty] | 21 | 21 | 21 | 21 | 21 | NA | NA | NA | NA | NA | [5 empty] | NA | NA | NA | NA | NA | 21 | 21 | 21 | 21 | 21 | [10 empty] | NA | NA | NA | NA | NA
Mudgeeraba | F794 | Mudgeeraba |  | Robina |  | NA | 1412 | 1412 | 1412 | 1412 | 1412 | 133 | 133 | 138 | 139 | 140 | 1 | 0.98 | 0.99 | 0.98 | 0.98 | [10 empty] | Urban | Urban | Urban | Urban | Urban | Yes | Yes | Yes | Yes | Yes | 1412 | 1412 | 1412 | 1412 | 1412 | [15 empty] | 21 | 21 | 21 | 21 | 21 | NA | NA | NA | NA | NA | [5 empty] | NA | NA | NA | NA | NA | 21 | 21 | 21 | 21 | 21 | [10 empty] | NA | NA | NA | NA | NA
Mudgeeraba | F826 | Broadbeach |  | Surfers Paradise |  | NA | 574 | 574 | 574 | 574 | 574 | 81 | 80 | 73 | 69 | 68 | 0.97 | 0.96 | 0.94 | 0.97 | 0.97 | [10 empty] | Urban | Urban | Urban | Urban | Urban | Yes | Yes | Yes | Yes | Yes | 574 | 574 | 574 | 574 | 574 | [15 empty] | 21 | 21 | 21 | 21 | 21 | NA | NA | NA | NA | NA | [5 empty] | NA | NA | NA | NA | NA | 21 | 21 | 21 | 21 | 21 | [10 empty] | NA | NA | NA | NA | NA
Mudgeeraba | F827 | Broadbeach |  | Surfers Paradise |  | NA | 574 | 574 | 574 | 574 | 574 | 81 | 80 | 73 | 69 | 67 | 0.97 | 0.96 | 0.94 | 0.97 | 0.97 | [10 empty] | Urban | Urban | Urban | Urban | Urban | Yes | Yes | Yes | Yes | Yes | 574 | 574 | 574 | 574 | 574 | [15 empty] | 21 | 21 | 21 | 21 | 21 | NA | NA | NA | NA | NA | [5 empty] | NA | NA | NA | NA | NA | 21 | 21 | 21 | 21 | 21 | [10 empty] | NA | NA | NA | NA | NA
Mudgeeraba | F838 | Mudgeeraba |  | Varsity Lakes |  | NA | 1347 | 1347 | 1347 | 1347 | 1347 | 65 | 65 | 65 | 65 | 65 | 1 | 1 | 1 | 1 | 1 | [10 empty] | Urban | Urban | Urban | Urban | Urban | Yes | Yes | Yes | Yes | Yes | 1347 | 1347 | 1347 | 1347 | 1347 | [15 empty] | 21 | 21 | 21 | 21 | 21 | NA | NA | NA | NA | NA | [5 empty] | NA | NA | NA | NA | NA | 21 | 21 | 21 | 21 | 21 | [10 empty] | NA | NA | NA | NA | NA
Mudgeeraba | F839 | Mudgeeraba |  | Varsity Lakes |  | NA | 1347 | 1347 | 1347 | 1347 | 1347 | 65 | 65 | 65 | 65 | 65 | 1 | 1 | 1 | 1 | 1 | [10 empty] | Urban | Urban | Urban | Urban | Urban | Yes | Yes | Yes | Yes | Yes | 1347 | 1347 | 1347 | 1347 | 1347 | [15 empty] | 21 | 21 | 21 | 21 | 21 | NA | NA | NA | NA | NA | [5 empty] | NA | NA | NA | NA | NA | 21 | 21 | 21 | 21 | 21 | [10 empty] | NA | NA | NA | NA | NA
Mudgeeraba | F918 | Merrimac |  | Broadbeach |  | NA | 1286 | 1286 | 1286 | 1286 | 1286 | 56 | 58 | 54 | 55 | 57 | 0.75 | 0.73 | 0.93 | 0.93 | 0.91 | [10 empty] | Urban | Urban | Urban | Urban | Urban | Yes | Yes | Yes | Yes | Yes | 1286 | 1286 | 1286 | 1286 | 1286 | [15 empty] | 21 | 21 | 21 | 21 | 21 | NA | NA | NA | NA | NA | [5 empty] | NA | NA | NA | NA | NA | 21 | 21 | 21 | 21 | 21 | [10 empty] | NA | NA | NA | NA | NA
Mudgeeraba | F919 | Merrimac |  | Broadbeach |  | NA | 1286 | 1286 | 1286 | 1286 | 1286 | 56 | 58 | 54 | 55 | 57 | 0.75 | 0.73 | 0.93 | 0.93 | 0.91 | [10 empty] | Urban | Urban | Urban | Urban | Urban | Yes | Yes | Yes | Yes | Yes | 1286 | 1286 | 1286 | 1286 | 1286 | [15 empty] | 21 | 21 | 21 | 21 | 21 | NA | NA | NA | NA | NA | [5 empty] | NA | NA | NA | NA | NA | 21 | 21 | 21 | 21 | 21 | [10 empty] | NA | NA | NA | NA | NA
Murarrie | F7270 | Murarrie |  | Lytton Bulk |  | NA | 1364 | 1364 | 1364 | 1364 | 1364 | 314 | 348 | 365 | 372 | 373 | 0.98 | 0.98 | 0.98 | 0.98 | 0.98 | [10 empty] | Urban | Urban | Urban | Urban | Urban | Yes | Yes | Yes | Yes | Yes | 1364 | 1364 | 1364 | 1364 | 1364 | [15 empty] | 21 | 21 | 21 | 21 | 21 | NA | NA | NA | NA | NA | [5 empty] | NA | NA | NA | NA | NA | 21 | 21 | 21 | 21 | 21 | [10 empty] | NA | NA | NA | NA | NA
Murarrie | F7271 | Murarrie |  | Lytton Bulk |  | NA | 1364 | 1364 | 1364 | 1364 | 1364 | 319 | 353 | 370 | 377 | 378 | 0.98 | 0.98 | 0.98 | 0.98 | 0.98 | [10 empty] | Urban | Urban | Urban | Urban | Urban | Yes | Yes | Yes | Yes | Yes | 1364 | 1364 | 1364 | 1364 | 1364 | [15 empty] | 21 | 21 | 21 | 21 | 21 | NA | NA | NA | NA | NA | [5 empty] | NA | NA | NA | NA | NA | 21 | 21 | 21 | 21 | 21 | [10 empty] | NA | NA | NA | NA | NA
Murarrie | F7272 | Murarrie |  | Doboy |  | NA | 1220 | 1220 | 1220 | 1220 | 1220 | 177 | 181 | 185 | 218 | 242 | 0.97 | 0.97 | 0.97 | 0.97 | 1 | [10 empty] | Urban | Urban | Urban | Urban | Urban | Yes | Yes | Yes | Yes | Yes | 1220 | 1220 | 1220 | 1220 | 1220 | [15 empty] | 21 | 21 | 21 | 21 | 21 | NA | NA | NA | NA | NA | [5 empty] | NA | NA | NA | NA | NA | 21 | 21 | 21 | 21 | 21 | [10 empty] | NA | NA | NA | NA | NA
Murarrie | F7273 | Murarrie |  | Doboy |  | NA | 1220 | 1220 | 1220 | 1220 | 1220 | 177 | 181 | 185 | 218 | 242 | 0.97 | 0.97 | 0.97 | 0.97 | 1 | [10 empty] | Urban | Urban | Urban | Urban | Urban | Yes | Yes | Yes | Yes | Yes | 1220 | 1220 | 1220 | 1220 | 1220 | [15 empty] | 21 | 21 | 21 | 21 | 21 | NA | NA | NA | NA | NA | [5 empty] | NA | NA | NA | NA | NA | 21 | 21 | 21 | 21 | 21 | [10 empty] | NA | NA | NA | NA | NA
Murarrie | F7274 | Murarrie |  | Doboy |  | NA | 1220 | 1220 | 1220 | 1220 | 1220 | 177 | 181 | 185 | 218 | 242 | 0.97 | 0.97 | 0.97 | 0.97 | 1 | [10 empty] | Urban | Urban | Urban | Urban | Urban | Yes | Yes | Yes | Yes | Yes | 1220 | 1220 | 1220 | 1220 | 1220 | [15 empty] | 21 | 21 | 21 | 21 | 21 | NA | NA | NA | NA | NA | [5 empty] | NA | NA | NA | NA | NA | 21 | 21 | 21 | 21 | 21 | [10 empty] | NA | NA | NA | NA | NA
Palmwoods | F745/2 | Moodlu |  | Beerwah Tee |  | NA | 1064 | 1064 | 1064 | 1064 | 1064 | 158 | 140 | 164 | 163 | 168 | 0.96 | 0.94 | 0.96 | 0.98 | 0.98 | [10 empty] | Urban | Urban | Urban | Urban | Urban | Yes | Yes | Yes | Yes | Yes | 1064 | 1064 | 1064 | 1064 | 1064 | [15 empty] | 21 | 21 | 21 | 21 | 21 | NA | NA | NA | NA | NA | [5 empty] | NA | NA | NA | NA | NA | 21 | 21 | 21 | 21 | 21 | [10 empty] | NA | NA | NA | NA | NA
Palmwoods | F745/3 | Moodlu |  | Caboolture |  | NA | 800 | 800 | 800 | 800 | 800 | 378 | 377 | 376 | 378 | 379 | 0.98 | 0.98 | 0.98 | 0.98 | 0.98 | [10 empty] | Urban | Urban | Urban | Urban | Urban | Yes | Yes | Yes | Yes | Yes | 800 | 800 | 800 | 800 | 800 | [15 empty] | 21 | 21 | 21 | 21 | 21 | NA | NA | NA | NA | NA | [5 empty] | NA | NA | NA | NA | NA | 21 | 21 | 21 | 21 | 21 | [10 empty] | NA | NA | NA | NA | NA
Palmwoods | F745/4 | Palmwoods |  | Beerwah Tee |  | NA | 1064 | 1064 | 1064 | 1064 | 1064 | 280 | 260 | 284 | 284 | 288 | 0.97 | 0.97 | 0.97 | 0.98 | 0.98 | [10 empty] | Urban | Urban | Urban | Urban | Urban | Yes | Yes | Yes | Yes | Yes | 1064 | 1064 | 1064 | 1064 | 1064 | [15 empty] | 21 | 21 | 21 | 21 | 21 | NA | NA | NA | NA | NA | [5 empty] | NA | NA | NA | NA | NA | 21 | 21 | 21 | 21 | 21 | [10 empty] | NA | NA | NA | NA | NA
Palmwoods | F745/5 | Beerwah Tee |  | Beerwah |  | NA | 975 | 975 | 975 | 975 | 975 | 125 | 125 | 124 | 124 | 123 | 0.99 | 0.99 | 0.99 | 0.99 | 0.99 | [10 empty] | Urban | Urban | Urban | Urban | Urban | Yes | Yes | Yes | Yes | Yes | 975 | 975 | 975 | 975 | 975 | [15 empty] | 21 | 21 | 21 | 21 | 21 | NA | NA | NA | NA | NA | [5 empty] | NA | NA | NA | NA | NA | 21 | 21 | 21 | 21 | 21 | [10 empty] | NA | NA | NA | NA | NA
Palmwoods | F746/2 | Moodlu |  | Beerwah Tee |  | NA | 1064 | 1064 | 1064 | 1064 | 1064 | 159 | 140 | 164 | 163 | 168 | 0.96 | 0.94 | 0.96 | 0.98 | 0.98 | [10 empty] | Urban | Urban | Urban | Urban | Urban | Yes | Yes | Yes | Yes | Yes | 1064 | 1064 | 1064 | 1064 | 1064 | [15 empty] | 21 | 21 | 21 | 21 | 21 | NA | NA | NA | NA | NA | [5 empty] | NA | NA | NA | NA | NA | 21 | 21 | 21 | 21 | 21 | [10 empty] | NA | NA | NA | NA | NA
Palmwoods | F746/3 | Moodlu |  | Caboolture |  | NA | 800 | 800 | 800 | 800 | 800 | 379 | 377 | 377 | 378 | 380 | 0.98 | 0.98 | 0.98 | 0.98 | 0.98 | [10 empty] | Urban | Urban | Urban | Urban | Urban | Yes | Yes | Yes | Yes | Yes | 800 | 800 | 800 | 800 | 800 | [15 empty] | 21 | 21 | 21 | 21 | 21 | NA | NA | NA | NA | NA | [5 empty] | NA | NA | NA | NA | NA | 21 | 21 | 21 | 21 | 21 | [10 empty] | NA | NA | NA | NA | NA
Palmwoods | F746/4 | Palmwoods |  | Beerwah Tee |  | NA | 1064 | 1064 | 1064 | 1064 | 1064 | 280 | 260 | 284 | 284 | 288 | 0.97 | 0.97 | 0.97 | 0.98 | 0.98 | [10 empty] | Urban | Urban | Urban | Urban | Urban | Yes | Yes | Yes | Yes | Yes | 1064 | 1064 | 1064 | 1064 | 1064 | [15 empty] | 21 | 21 | 21 | 21 | 21 | NA | NA | NA | NA | NA | [5 empty] | NA | NA | NA | NA | NA | 21 | 21 | 21 | 21 | 21 | [10 empty] | NA | NA | NA | NA | NA
Palmwoods | F746/5 | Beerwah Tee |  | Beerwah |  | NA | 1033 | 1033 | 1033 | 1033 | 1033 | 125 | 125 | 124 | 124 | 123 | 0.99 | 0.99 | 0.99 | 0.99 | 0.99 | [10 empty] | Urban | Urban | Urban | Urban | Urban | Yes | Yes | Yes | Yes | Yes | 1033 | 1033 | 1033 | 1033 | 1033 | [15 empty] | 21 | 21 | 21 | 21 | 21 | NA | NA | NA | NA | NA | [5 empty] | NA | NA | NA | NA | NA | 21 | 21 | 21 | 21 | 21 | [10 empty] | NA | NA | NA | NA | NA
Palmwoods 132 kV | F7189/1 | Palmwoods |  | Image Flat |  | NA | 1052 | 1052 | 1052 | 1052 | 1052 | 135 | 151 | 133 | 133 | 131 | 0.75 | 0.84 | 0.73 | 0.72 | 0.71 | [10 empty] | Urban | Urban | Urban | Urban | Urban | Yes | Yes | Yes | Yes | Yes | 1052 | 1052 | 1052 | 1052 | 1052 | [15 empty] | 17 | 17 | 17 | 17 | 17 | NA | NA | NA | NA | NA | [5 empty] | NA | NA | NA | NA | NA | 17 | 17 | 17 | 17 | 17 | [10 empty] | NA | NA | NA | NA | NA
Palmwoods 132 kV | F7189/2 | Image Flat |  | Cooroy |  | NA | 942 | 942 | 942 | 942 | 942 | 106 | 86 | 113 | 115 | 117 | 0.72 | 0.64 | 0.76 | 0.76 | 0.77 | [10 empty] | Urban | Urban | Urban | Urban | Urban | Yes | Yes | Yes | Yes | Yes | 942 | 942 | 942 | 942 | 942 | [15 empty] | 17 | 17 | 17 | 17 | 17 | NA | NA | NA | NA | NA | [5 empty] | NA | NA | NA | NA | NA | 17 | 17 | 17 | 17 | 17 | [10 empty] | NA | NA | NA | NA | NA
Palmwoods 132 kV | F7189/3 | Image Flat |  | Nambour |  | NA | 833 | 833 | 833 | 833 | 833 | 176 | 180 | 181 | 181 | 180 | 0.99 | 0.99 | 0.99 | 0.99 | 0.99 | [10 empty] | Urban | Urban | Urban | Urban | Urban | Yes | Yes | Yes | Yes | Yes | 833 | 833 | 833 | 833 | 833 | [15 empty] | 17 | 17 | 17 | 17 | 17 | NA | NA | NA | NA | NA | [5 empty] | NA | NA | NA | NA | NA | 17 | 17 | 17 | 17 | 17 | [10 empty] | NA | NA | NA | NA | NA
Palmwoods 132 kV | F7298 | Sunrise Hills |  | Noosaville |  | NA | 975 | 975 | 975 | 975 | 975 | 76 | 76 | 76 | 75 | 75 | 1 | 1 | 1 | 1 | 1 | [10 empty] | Urban | Urban | Urban | Urban | Urban | Yes | Yes | Yes | Yes | Yes | 975 | 975 | 975 | 975 | 975 | [15 empty] | 17 | 17 | 17 | 17 | 17 | NA | NA | NA | NA | NA | [5 empty] | NA | NA | NA | NA | NA | 17 | 17 | 17 | 17 | 17 | [10 empty] | NA | NA | NA | NA | NA
Palmwoods 132 kV | F777 | Palmwoods |  | Mooloolaba |  | NA | 1469 | 1469 | 1469 | 1469 | 1469 | 303 | 304 | 312 | 314 | 315 | 1 | 1 | 1 | 1 | 1 | [10 empty] | Urban | Urban | Urban | Urban | Urban | Yes | Yes | Yes | Yes | Yes | 1469 | 1469 | 1469 | 1469 | 1469 | [15 empty] | 17 | 17 | 17 | 17 | 17 | NA | NA | NA | NA | NA | [5 empty] | NA | NA | NA | NA | NA | 17 | 17 | 17 | 17 | 17 | [10 empty] | NA | NA | NA | NA | NA
Palmwoods 132 kV | F778 | Palmwoods |  | Mooloolaba |  | NA | 1469 | 1469 | 1469 | 1469 | 1469 | 303 | 304 | 312 | 314 | 315 | 1 | 1 | 1 | 1 | 1 | [10 empty] | Urban | Urban | Urban | Urban | Urban | Yes | Yes | Yes | Yes | Yes | 1469 | 1469 | 1469 | 1469 | 1469 | [15 empty] | 17 | 17 | 17 | 17 | 17 | NA | NA | NA | NA | NA | [5 empty] | NA | NA | NA | NA | NA | 17 | 17 | 17 | 17 | 17 | [10 empty] | NA | NA | NA | NA | NA
Palmwoods 132 kV | F790 | Sunrise Hills |  | Noosaville |  | NA | 975 | 975 | 975 | 975 | 975 | 76 | 76 | 76 | 76 | 76 | 0.99 | 0.99 | 0.99 | 0.99 | 0.99 | [10 empty] | Urban | Urban | Urban | Urban | Urban | Yes | Yes | Yes | Yes | Yes | 975 | 975 | 975 | 975 | 975 | [15 empty] | 17 | 17 | 17 | 17 | 17 | NA | NA | NA | NA | NA | [5 empty] | NA | NA | NA | NA | NA | 17 | 17 | 17 | 17 | 17 | [10 empty] | NA | NA | NA | NA | NA
Palmwoods 132 kV | F795/1 | Palmwoods |  | Image Flat |  | NA | 1052 | 1052 | 1052 | 1052 | 1052 | 135 | 151 | 133 | 133 | 131 | 0.75 | 0.84 | 0.73 | 0.72 | 0.71 | [10 empty] | Urban | Urban | Urban | Urban | Urban | Yes | Yes | Yes | Yes | Yes | 1052 | 1052 | 1052 | 1052 | 1052 | [15 empty] | 17 | 17 | 17 | 17 | 17 | NA | NA | NA | NA | NA | [5 empty] | NA | NA | NA | NA | NA | 17 | 17 | 17 | 17 | 17 | [10 empty] | NA | NA | NA | NA | NA
Palmwoods 132 kV | F795/2 | Image Flat |  | Cooroy |  | NA | 942 | 942 | 942 | 942 | 942 | 106 | 87 | 113 | 115 | 117 | 0.72 | 0.64 | 0.76 | 0.76 | 0.77 | [10 empty] | Urban | Urban | Urban | Urban | Urban | Yes | Yes | Yes | Yes | Yes | 942 | 942 | 942 | 942 | 942 | [15 empty] | 17 | 17 | 17 | 17 | 17 | NA | NA | NA | NA | NA | [5 empty] | NA | NA | NA | NA | NA | 17 | 17 | 17 | 17 | 17 | [10 empty] | NA | NA | NA | NA | NA
Palmwoods 132 kV | F795/3 | Image Flat |  | Nambour |  | NA | 833 | 833 | 833 | 833 | 833 | 176 | 180 | 181 | 181 | 180 | 0.99 | 0.99 | 0.99 | 0.99 | 0.99 | [10 empty] | Urban | Urban | Urban | Urban | Urban | Yes | Yes | Yes | Yes | Yes | 833 | 833 | 833 | 833 | 833 | [15 empty] | 17 | 17 | 17 | 17 | 17 | NA | NA | NA | NA | NA | [5 empty] | NA | NA | NA | NA | NA | 17 | 17 | 17 | 17 | 17 | [10 empty] | NA | NA | NA | NA | NA
Palmwoods 132 kV | F796 | Cooroy |  | Sunrise Hills |  | NA | 949 | 949 | 949 | 949 | 949 | 250 | 249 | 250 | 249 | 247 | 0.98 | 0.98 | 0.98 | 0.98 | 0.98 | [10 empty] | Urban | Urban | Urban | Urban | Urban | Yes | Yes | Yes | Yes | Yes | 949 | 949 | 949 | 949 | 949 | [15 empty] | 17 | 17 | 17 | 17 | 17 | NA | NA | NA | NA | NA | [5 empty] | NA | NA | NA | NA | NA | 17 | 17 | 17 | 17 | 17 | [10 empty] | NA | NA | NA | NA | NA
Palmwoods 132 kV | F797 | Cooroy |  | Sunrise Hills |  | NA | 975 | 975 | 975 | 975 | 975 | 250 | 249 | 250 | 249 | 247 | 0.98 | 0.98 | 0.98 | 0.98 | 0.98 | [10 empty] | Urban | Urban | Urban | Urban | Urban | Yes | Yes | Yes | Yes | Yes | 975 | 975 | 975 | 975 | 975 | [15 empty] | 17 | 17 | 17 | 17 | 17 | NA | NA | NA | NA | NA | [5 empty] | NA | NA | NA | NA | NA | 17 | 17 | 17 | 17 | 17 | [10 empty] | NA | NA | NA | NA | NA
Palmwoods 132 kV | F803 | Mooloolaba |  | Caloundra |  | NA | 975 | 975 | 975 | 975 | 975 | 205 | 207 | 218 | 220 | 222 | 0.98 | 0.98 | 0.98 | 0.98 | 0.98 | [10 empty] | Urban | Urban | Urban | Urban | Urban | Yes | Yes | Yes | Yes | Yes | 975 | 975 | 975 | 975 | 975 | [15 empty] | 17 | 17 | 17 | 17 | 17 | NA | NA | NA | NA | NA | [5 empty] | NA | NA | NA | NA | NA | 17 | 17 | 17 | 17 | 17 | [10 empty] | NA | NA | NA | NA | NA
Palmwoods 132 kV | F804 | Caloundra |  | Currimundi |  | NA | 975 | 975 | 975 | 975 | 975 | 30 | 29 | 35 | 34 | 33 | 0.99 | 0.99 | 0.99 | 0.99 | 0.99 | [10 empty] | Urban | Urban | Urban | Urban | Urban | Yes | Yes | Yes | Yes | Yes | 975 | 975 | 975 | 975 | 975 | [15 empty] | 17 | 17 | 17 | 17 | 17 | NA | NA | NA | NA | NA | [5 empty] | NA | NA | NA | NA | NA | 17 | 17 | 17 | 17 | 17 | [10 empty] | NA | NA | NA | NA | NA
Palmwoods 132 kV | F815 | Mooloolaba |  | Alexandra Headlands |  | NA | 975 | 975 | 975 | 975 | 975 | 72 | 71 | 69 | 70 | 68 | 0.74 | 0.74 | 0.72 | 0.72 | 0.72 | [10 empty] | Urban | Urban | Urban | Urban | Urban | Yes | Yes | Yes | Yes | Yes | 975 | 975 | 975 | 975 | 975 | [15 empty] | 17 | 17 | 17 | 17 | 17 | NA | NA | NA | NA | NA | [5 empty] | NA | NA | NA | NA | NA | 17 | 17 | 17 | 17 | 17 | [10 empty] | NA | NA | NA | NA | NA
Palmwoods 132 kV | F816 | Mooloolaba |  | West Maroochydore |  | NA | 975 | 975 | 975 | 975 | 975 | 98 | 99 | 103 | 104 | 106 | 0.92 | 0.93 | 0.94 | 0.94 | 0.94 | [10 empty] | Urban | Urban | Urban | Urban | Urban | Yes | Yes | Yes | Yes | Yes | 975 | 975 | 975 | 975 | 975 | [15 empty] | 17 | 17 | 17 | 17 | 17 | NA | NA | NA | NA | NA | [5 empty] | NA | NA | NA | NA | NA | 17 | 17 | 17 | 17 | 17 | [10 empty] | NA | NA | NA | NA | NA
Palmwoods 132 kV | F819 | Mooloolaba |  | Kawana |  | NA | 894 | 894 | 894 | 894 | 894 | 286 | 288 | 299 | 301 | 304 | 1 | 1 | 0.99 | 0.99 | 0.99 | [10 empty] | Urban | Urban | Urban | Urban | Urban | Yes | Yes | Yes | Yes | Yes | 894 | 894 | 894 | 894 | 894 | [15 empty] | 17 | 17 | 17 | 17 | 17 | NA | NA | NA | NA | NA | [5 empty] | NA | NA | NA | NA | NA | 17 | 17 | 17 | 17 | 17 | [10 empty] | NA | NA | NA | NA | NA
Palmwoods 132 kV | F821 | West Maroochydore |  | Alexandra Headlands |  | NA | 506 | 506 | 506 | 506 | 506 | 212 | 213 | 218 | 220 | 221 | 1 | 1 | 1 | 1 | 1 | [10 empty] | Urban | Urban | Urban | Urban | Urban | Yes | Yes | Yes | Yes | Yes | 506 | 506 | 506 | 506 | 506 | [15 empty] | 17 | 17 | 17 | 17 | 17 | NA | NA | NA | NA | NA | [5 empty] | NA | NA | NA | NA | NA | 17 | 17 | 17 | 17 | 17 | [10 empty] | NA | NA | NA | NA | NA
Palmwoods 132 kV | F844 | Kawana |  | Birtinya |  | NA | 975 | 975 | 975 | 975 | 975 | 192 | 195 | 206 | 209 | 212 | 1 | 1 | 1 | 1 | 1 | [10 empty] | Urban | Urban | Urban | Urban | Urban | Yes | Yes | Yes | Yes | Yes | 975 | 975 | 975 | 975 | 975 | [15 empty] | 17 | 17 | 17 | 17 | 17 | NA | NA | NA | NA | NA | [5 empty] | NA | NA | NA | NA | NA | 17 | 17 | 17 | 17 | 17 | [10 empty] | NA | NA | NA | NA | NA
Palmwoods 132 kV | F851 | Birtinya |  | Currimundi |  | NA | 975 | 975 | 975 | 975 | 975 | 110 | 113 | 123 | 125 | 129 | 1 | 1 | 1 | 1 | 1 | [10 empty] | Urban | Urban | Urban | Urban | Urban | Yes | Yes | Yes | Yes | Yes | 975 | 975 | 975 | 975 | 975 | [15 empty] | 17 | 17 | 17 | 17 | 17 | NA | NA | NA | NA | NA | [5 empty] | NA | NA | NA | NA | NA | 17 | 17 | 17 | 17 | 17 | [10 empty] | NA | NA | NA | NA | NA
Palmwoods 132 kV | F845 | Palmwoods |  | West Maroochydore |  | NA | 1376 | 1376 | 1376 | 1376 | 1376 | 221 | 222 | 226 | 228 | 228 | 1 | 1 | 1 | 1 | 1 | [10 empty] | Urban | Urban | Urban | Urban | Urban | Yes | Yes | Yes | Yes | Yes | 1376 | 1376 | 1376 | 1376 | 1376 | [15 empty] | 17 | 17 | 17 | 17 | 17 | NA | NA | NA | NA | NA | [5 empty] | NA | NA | NA | NA | NA | 17 | 17 | 17 | 17 | 17 | [10 empty] | NA | NA | NA | NA | NA
Palmwoods 132 kV | F846 | Palmwoods |  | West Maroochydore |  | NA | 1376 | 1376 | 1376 | 1376 | 1376 | 221 | 222 | 226 | 228 | 228 | 1 | 1 | 1 | 1 | 1 | [10 empty] | Urban | Urban | Urban | Urban | Urban | Yes | Yes | Yes | Yes | Yes | 1376 | 1376 | 1376 | 1376 | 1376 | [15 empty] | 17 | 17 | 17 | 17 | 17 | NA | NA | NA | NA | NA | [5 empty] | NA | NA | NA | NA | NA | 17 | 17 | 17 | 17 | 17 | [10 empty] | NA | NA | NA | NA | NA
Rocklea | F817 | Rocklea |  | Archerfield |  | NA | 1220 | 1220 | 1220 | 1220 | 1220 | 147 | 146 | 146 | 145 | 144 | 0.95 | 0.95 | 0.95 | 0.95 | 0.95 | [10 empty] | Urban | Urban | Urban | Urban | Urban | Yes | Yes | Yes | Yes | Yes | 1220 | 1220 | 1220 | 1220 | 1220 | [15 empty] | 21 | 21 | 21 | 21 | 21 | NA | NA | NA | NA | NA | [5 empty] | NA | NA | NA | NA | NA | 21 | 21 | 21 | 21 | 21 | [10 empty] | NA | NA | NA | NA | NA
Rocklea | F818 | Rocklea |  | Archerfield |  | NA | 1220 | 1220 | 1220 | 1220 | 1220 | 147 | 146 | 146 | 145 | 144 | 0.95 | 0.95 | 0.95 | 0.95 | 0.95 | [10 empty] | Urban | Urban | Urban | Urban | Urban | Yes | Yes | Yes | Yes | Yes | 1220 | 1220 | 1220 | 1220 | 1220 | [15 empty] | 21 | 21 | 21 | 21 | 21 | NA | NA | NA | NA | NA | [5 empty] | NA | NA | NA | NA | NA | 21 | 21 | 21 | 21 | 21 | [10 empty] | NA | NA | NA | NA | NA
South Pine | F7337 | Nudgee |  | Myrtletown |  | NA | 1171 | 1171 | 1171 | 1171 | 1171 | 110 | 109 | 109 | 147 | 185 | 1 | 1 | 1 | 1 | 1 | [10 empty] | High Sec | High Sec | High Sec | High Sec | High Sec | Yes | Yes | Yes | Yes | Yes | 1171 | 1171 | 1171 | 1171 | 1171 | [15 empty] | NA | NA | NA | NA | NA | NA | NA | NA | NA | NA | [5 empty] | NA | NA | NA | NA | NA | NA | NA | NA | NA | NA | [10 empty] | NA | NA | NA | NA | NA
South Pine | F7338 | Nudgee |  | Myrtletown |  | NA | 1171 | 1171 | 1171 | 1171 | 1171 | 110 | 109 | 109 | 147 | 185 | 1 | 1 | 1 | 1 | 1 | [10 empty] | High Sec | High Sec | High Sec | High Sec | High Sec | Yes | Yes | Yes | Yes | Yes | 1171 | 1171 | 1171 | 1171 | 1171 | [15 empty] | NA | NA | NA | NA | NA | NA | NA | NA | NA | NA | [5 empty] | NA | NA | NA | NA | NA | NA | NA | NA | NA | NA | [10 empty] | NA | NA | NA | NA | NA
South Pine | F7341 | South Pine |  | Nudgee |  | NA | 1663 | 1663 | 1663 | 1663 | 1663 | 548 | 569 | 580 | 622 | 660 | 1 | 1 | 1 | 1 | 0.99 | [10 empty] | Urban | Urban | Urban | Urban | Urban | Yes | Yes | Yes | Yes | Yes | 1663 | 1663 | 1663 | 1663 | 1663 | [15 empty] | 21 | 21 | 21 | 21 | 21 | NA | NA | NA | NA | NA | [5 empty] | NA | NA | NA | NA | NA | 21 | 21 | 21 | 21 | 21 | [10 empty] | NA | NA | NA | NA | NA
South Pine | F7342 | South Pine |  | Nudgee |  | NA | 1663 | 1663 | 1663 | 1663 | 1663 | 549 | 570 | 581 | 623 | 661 | 1 | 1 | 1 | 1 | 0.99 | [10 empty] | Urban | Urban | Urban | Urban | Urban | Yes | Yes | Yes | Yes | Yes | 1663 | 1663 | 1663 | 1663 | 1663 | [15 empty] | 21 | 21 | 21 | 21 | 21 | NA | NA | NA | NA | NA | [5 empty] | NA | NA | NA | NA | NA | 21 | 21 | 21 | 21 | 21 | [10 empty] | NA | NA | NA | NA | NA
South Pine | F7344 | South Pine |  | Griffin |  | NA | 1293 | 1293 | 1293 | 1293 | 1293 | 250 | 253 | 257 | 259 | 266 | 1 | 0.99 | 0.99 | 1 | 0.99 | [10 empty] | Urban | Urban | Urban | Urban | Urban | Yes | Yes | Yes | Yes | Yes | 1293 | 1293 | 1293 | 1293 | 1293 | [15 empty] | 21 | 21 | 21 | 21 | 21 | NA | NA | NA | NA | NA | [5 empty] | NA | NA | NA | NA | NA | 21 | 21 | 21 | 21 | 21 | [10 empty] | NA | NA | NA | NA | NA
South Pine | F7345 | South Pine |  | Griffin |  | NA | 1293 | 1293 | 1293 | 1293 | 1293 | 250 | 253 | 257 | 259 | 266 | 1 | 0.99 | 0.99 | 1 | 0.99 | [10 empty] | Urban | Urban | Urban | Urban | Urban | Yes | Yes | Yes | Yes | Yes | 1293 | 1293 | 1293 | 1293 | 1293 | [15 empty] | 21 | 21 | 21 | 21 | 21 | NA | NA | NA | NA | NA | [5 empty] | NA | NA | NA | NA | NA | 21 | 21 | 21 | 21 | 21 | [10 empty] | NA | NA | NA | NA | NA
South Pine | F7358 | Griffin |  | Hays Inlet |  | NA | 1600 | 1600 | 1600 | 1600 | 1600 | 221 | 226 | 228 | 225 | 234 | 1 | 0.99 | 0.99 | 0.97 | 0.99 | [10 empty] | Urban | Urban | Urban | Urban | Urban | Yes | Yes | Yes | Yes | Yes | 1600 | 1600 | 1600 | 1600 | 1600 | [15 empty] | 21 | 21 | 21 | 21 | 21 | NA | NA | NA | NA | NA | [5 empty] | NA | NA | NA | NA | NA | 21 | 21 | 21 | 21 | 21 | [10 empty] | NA | NA | NA | NA | NA
South Pine | F737/1 | South Pine |  | Bunyaville |  | NA | 1164 | 1164 | 1164 | 1164 | 1164 | 356 | 356 | 356 | 356 | 354 | 0.99 | 0.99 | 0.99 | 0.99 | 0.99 | [10 empty] | Urban | Urban | Urban | Urban | Urban | Yes | Yes | Yes | Yes | Yes | 1164 | 1164 | 1164 | 1164 | 1164 | [15 empty] | 21 | 21 | 21 | 21 | 21 | NA | NA | NA | NA | NA | [5 empty] | NA | NA | NA | NA | NA | 21 | 21 | 21 | 21 | 21 | [10 empty] | NA | NA | NA | NA | NA
South Pine | F737/2 | Bunyaville |  | Stafford |  | NA | 1370 | 1370 | 1370 | 1370 | 1370 | 359 | 359 | 360 | 359 | 358 | 1 | 1 | 1 | 1 | 1 | [10 empty] | Urban | Urban | Urban | Urban | Urban | Yes | Yes | Yes | Yes | Yes | 1370 | 1370 | 1370 | 1370 | 1370 | [15 empty] | 21 | 21 | 21 | 21 | 21 | NA | NA | NA | NA | NA | [5 empty] | NA | NA | NA | NA | NA | 21 | 21 | 21 | 21 | 21 | [10 empty] | NA | NA | NA | NA | NA
South Pine | F738/1 | South Pine |  | Bunyaville |  | NA | 1164 | 1164 | 1164 | 1164 | 1164 | 356 | 356 | 356 | 356 | 354 | 0.99 | 0.99 | 0.99 | 0.99 | 0.99 | [10 empty] | Urban | Urban | Urban | Urban | Urban | Yes | Yes | Yes | Yes | Yes | 1164 | 1164 | 1164 | 1164 | 1164 | [15 empty] | 21 | 21 | 21 | 21 | 21 | NA | NA | NA | NA | NA | [5 empty] | NA | NA | NA | NA | NA | 21 | 21 | 21 | 21 | 21 | [10 empty] | NA | NA | NA | NA | NA
South Pine | F738/2 | Bunyaville B |  | Stafford |  | NA | 1370 | 1370 | 1370 | 1370 | 1370 | 359 | 359 | 360 | 359 | 358 | 1 | 1 | 1 | 1 | 1 | [10 empty] | Urban | Urban | Urban | Urban | Urban | Yes | Yes | Yes | Yes | Yes | 1370 | 1370 | 1370 | 1370 | 1370 | [15 empty] | 21 | 21 | 21 | 21 | 21 | NA | NA | NA | NA | NA | [5 empty] | NA | NA | NA | NA | NA | 21 | 21 | 21 | 21 | 21 | [10 empty] | NA | NA | NA | NA | NA
South Pine | F739 | South Pine |  | Bald Hills |  | NA | 1600 | 1600 | 1600 | 1600 | 1600 | 212 | 211 | 212 | 212 | 211 | 0.99 | 0.99 | 0.99 | 0.99 | 0.99 | [10 empty] | Urban | Urban | Urban | Urban | Urban | Yes | Yes | Yes | Yes | Yes | 1600 | 1600 | 1600 | 1600 | 1600 | [15 empty] | 21 | 21 | 21 | 21 | 21 | NA | NA | NA | NA | NA | [5 empty] | NA | NA | NA | NA | NA | 21 | 21 | 21 | 21 | 21 | [10 empty] | NA | NA | NA | NA | NA
South Pine | F740 | South Pine |  | Sandgate |  | NA | 1600 | 1600 | 1600 | 1600 | 1600 | 203 | 202 | 203 | 202 | 202 | 0.99 | 0.99 | 0.99 | 0.99 | 0.99 | [10 empty] | Urban | Urban | Urban | Urban | Urban | Yes | Yes | Yes | Yes | Yes | 1600 | 1600 | 1600 | 1600 | 1600 | [15 empty] | 21 | 21 | 21 | 21 | 21 | NA | NA | NA | NA | NA | [5 empty] | NA | NA | NA | NA | NA | 21 | 21 | 21 | 21 | 21 | [10 empty] | NA | NA | NA | NA | NA
South Pine | F741 | South Pine |  | Hays Inlet |  | NA | 904 | 904 | 904 | 904 | 904 | 260 | 257 | 259 | 264 | 266 | 0.97 | 0.98 | 0.98 | 0.97 | 0.98 | [10 empty] | Urban | Urban | Urban | Urban | Urban | Yes | Yes | Yes | Yes | Yes | 904 | 904 | 904 | 904 | 904 | [15 empty] | 21 | 21 | 21 | 21 | 21 | NA | NA | NA | NA | NA | [5 empty] | NA | NA | NA | NA | NA | 21 | 21 | 21 | 21 | 21 | [10 empty] | NA | NA | NA | NA | NA
South Pine | F742 | South Pine |  | Hays Inlet |  | NA | 904 | 904 | 904 | 904 | 904 | 259 | 256 | 258 | 263 | 265 | 0.97 | 0.98 | 0.98 | 0.97 | 0.98 | [10 empty] | Urban | Urban | Urban | Urban | Urban | Yes | Yes | Yes | Yes | Yes | 904 | 904 | 904 | 904 | 904 | [15 empty] | 21 | 21 | 21 | 21 | 21 | NA | NA | NA | NA | NA | [5 empty] | NA | NA | NA | NA | NA | 21 | 21 | 21 | 21 | 21 | [10 empty] | NA | NA | NA | NA | NA
South Pine | F7299 | South Pine |  | Brendale |  | NA | 1336 | 1336 | 1336 | 1336 | 1336 | 262 | 262 | 264 | 264 | 264 | 0.99 | 1 | 0.99 | 0.99 | 0.99 | [10 empty] | Urban | Urban | Urban | Urban | Urban | Yes | Yes | Yes | Yes | Yes | 1336 | 1336 | 1336 | 1336 | 1336 | [15 empty] | 21 | 21 | 21 | 21 | 21 | NA | NA | NA | NA | NA | [5 empty] | NA | NA | NA | NA | NA | 21 | 21 | 21 | 21 | 21 | [10 empty] | NA | NA | NA | NA | NA
South Pine | F743 | South Pine |  | Brendale |  | NA | 785 | 785 | 785 | 785 | 785 | 262 | 262 | 264 | 264 | 264 | 0.99 | 1 | 0.99 | 0.99 | 0.99 | [10 empty] | Urban | Urban | Urban | Urban | Urban | Yes | Yes | Yes | Yes | Yes | 785 | 785 | 785 | 785 | 785 | [15 empty] | 21 | 21 | 21 | 21 | 21 | NA | NA | NA | NA | NA | [5 empty] | NA | NA | NA | NA | NA | 21 | 21 | 21 | 21 | 21 | [10 empty] | NA | NA | NA | NA | NA
South Pine | F744 | South Pine |  | Brendale |  | NA | 785 | 785 | 785 | 785 | 785 | 262 | 262 | 264 | 264 | 264 | 0.99 | 1 | 0.99 | 0.99 | 0.99 | [10 empty] | Urban | Urban | Urban | Urban | Urban | Yes | Yes | Yes | Yes | Yes | 785 | 785 | 785 | 785 | 785 | [15 empty] | 21 | 21 | 21 | 21 | 21 | NA | NA | NA | NA | NA | [5 empty] | NA | NA | NA | NA | NA | 21 | 21 | 21 | 21 | 21 | [10 empty] | NA | NA | NA | NA | NA
South Pine | F745/1 | South Pine |  | Moodlu |  | NA | 1064 | 1064 | 1064 | 1064 | 1064 | 221 | 238 | 213 | 214 | 211 | 0.99 | 0.99 | 0.99 | 0.98 | 0.98 | [10 empty] | Urban | Urban | Urban | Urban | Urban | Yes | Yes | Yes | Yes | Yes | 1064 | 1064 | 1064 | 1064 | 1064 | [15 empty] | 21 | 21 | 21 | 21 | 21 | NA | NA | NA | NA | NA | [5 empty] | NA | NA | NA | NA | NA | 21 | 21 | 21 | 21 | 21 | [10 empty] | NA | NA | NA | NA | NA
South Pine | F746/1 | South Pine |  | Moodlu |  | NA | 1064 | 1064 | 1064 | 1064 | 1064 | 221 | 239 | 214 | 215 | 212 | 0.99 | 0.99 | 0.99 | 0.98 | 0.98 | [10 empty] | Urban | Urban | Urban | Urban | Urban | Yes | Yes | Yes | Yes | Yes | 1064 | 1064 | 1064 | 1064 | 1064 | [15 empty] | 21 | 21 | 21 | 21 | 21 | NA | NA | NA | NA | NA | [5 empty] | NA | NA | NA | NA | NA | 21 | 21 | 21 | 21 | 21 | [10 empty] | NA | NA | NA | NA | NA
South Pine | F831 | Bald Hills |  | Sandgate |  | NA | 1600 | 1600 | 1600 | 1600 | 1600 | 188 | 188 | 188 | 188 | 187 | 0.99 | 0.99 | 0.99 | 0.99 | 0.99 | [10 empty] | Urban | Urban | Urban | Urban | Urban | Yes | Yes | Yes | Yes | Yes | 1600 | 1600 | 1600 | 1600 | 1600 | [15 empty] | 21 | 21 | 21 | 21 | 21 | NA | NA | NA | NA | NA | [5 empty] | NA | NA | NA | NA | NA | 21 | 21 | 21 | 21 | 21 | [10 empty] | NA | NA | NA | NA | NA
South Pine | F912 | Nudgee |  | Meeandah |  | NA | 491 | 491 | 491 | 491 | 491 | 98 | 108 | 110 | 111 | 112 | 1 | 1 | 1 | 1 | 1 | [10 empty] | Urban | Urban | Urban | Urban | Urban | Yes | Yes | Yes | Yes | Yes | 491 | 491 | 491 | 491 | 491 | [15 empty] | 21 | 21 | 21 | 21 | 21 | NA | NA | NA | NA | NA | [5 empty] | NA | NA | NA | NA | NA | 21 | 21 | 21 | 21 | 21 | [10 empty] | NA | NA | NA | NA | NA
South Pine | F913 | Nudgee |  | Meeandah |  | NA | 491 | 491 | 491 | 491 | 491 | 98 | 108 | 110 | 111 | 112 | 1 | 1 | 1 | 1 | 1 | [10 empty] | Urban | Urban | Urban | Urban | Urban | Yes | Yes | Yes | Yes | Yes | 491 | 491 | 491 | 491 | 491 | [15 empty] | 21 | 21 | 21 | 21 | 21 | NA | NA | NA | NA | NA | [5 empty] | NA | NA | NA | NA | NA | 21 | 21 | 21 | 21 | 21 | [10 empty] | NA | NA | NA | NA | NA
Woolooga 132 kV | F7186 | Cooran |  | Cooroy |  | NA | 963 | 963 | 963 | 963 | 963 | 295 | 273 | 302 | 303 | 304 | 0.9 | 0.9 | 0.9 | 0.9 | 0.9 | [10 empty] | Rural | Rural | Rural | Rural | Rural | Yes | Yes | Yes | Yes | Yes | 963 | 963 | 963 | 963 | 963 | [15 empty] | 44 | 44 | 44 | 44 | 44 | NA | NA | NA | NA | NA | [5 empty] | NA | NA | NA | NA | NA | 44 | 44 | 44 | 44 | 44 | [10 empty] | NA | NA | NA | NA | NA
Woolooga 132 kV | F7343 | Traveston |  | Cooran |  | NA | 963 | 963 | 963 | 963 | 963 | 322 | 300 | 329 | 330 | 331 | 0.92 | 0.92 | 0.93 | 0.93 | 0.93 | [10 empty] | Rural | Rural | Rural | Rural | Rural | Yes | Yes | Yes | Yes | Yes | 963 | 963 | 963 | 963 | 963 | [15 empty] | 44 | 44 | 44 | 44 | 44 | NA | NA | NA | NA | NA | [5 empty] | NA | NA | NA | NA | NA | 44 | 44 | 44 | 44 | 44 | [10 empty] | NA | NA | NA | NA | NA
Woolooga 132 kV | F747/1 | Gympie |  | Traveston |  | NA | 963 | 963 | 963 | 963 | 963 | 335 | 313 | 343 | 344 | 344 | 0.94 | 0.94 | 0.95 | 0.95 | 0.95 | [10 empty] | Rural | Rural | Rural | Rural | Rural | Yes | Yes | Yes | Yes | Yes | 963 | 963 | 963 | 963 | 963 | [15 empty] | 44 | 44 | 44 | 44 | 44 | NA | NA | NA | NA | NA | [5 empty] | NA | NA | NA | NA | NA | 44 | 44 | 44 | 44 | 44 | [10 empty] | NA | NA | NA | NA | NA
Woolooga 132 kV | F747/2 | Woolooga |  | Gympie |  | NA | 983 | 983 | 983 | 983 | 983 | 508 | 491 | 522 | 522 | 521 | 1 | 1 | 1 | 1 | 1 | [10 empty] | Rural | Rural | Rural | Rural | Rural | Yes | Yes | Yes | Yes | Yes | 983 | 983 | 983 | 983 | 983 | [15 empty] | 44 | 44 | 44 | 44 | 44 | NA | NA | NA | NA | NA | [5 empty] | NA | NA | NA | NA | NA | 44 | 44 | 44 | 44 | 44 | [10 empty] | NA | NA | NA | NA | NA
Woolooga 132 kV | F748/1 | Gympie |  | Cooroy |  | NA | 963 | 963 | 963 | 963 | 963 | 409 | 385 | 419 | 420 | 420 | 0.95 | 0.94 | 0.96 | 0.95 | 0.95 | [10 empty] | Rural | Rural | Rural | Rural | Rural | Yes | Yes | Yes | Yes | Yes | 963 | 963 | 963 | 963 | 963 | [15 empty] | 44 | 44 | 44 | 44 | 44 | NA | NA | NA | NA | NA | [5 empty] | NA | NA | NA | NA | NA | 44 | 44 | 44 | 44 | 44 | [10 empty] | NA | NA | NA | NA | NA
Woolooga 132 kV | F748/2 | Woolooga |  | Gympie |  | NA | 983 | 983 | 983 | 983 | 983 | 527 | 506 | 541 | 541 | 541 | 0.99 | 0.99 | 0.99 | 0.99 | 0.99 | [10 empty] | Rural | Rural | Rural | Rural | Rural | Yes | Yes | Yes | Yes | Yes | 983 | 983 | 983 | 983 | 983 | [15 empty] | 44 | 44 | 44 | 44 | 44 | NA | NA | NA | NA | NA | [5 empty] | NA | NA | NA | NA | NA | 44 | 44 | 44 | 44 | 44 | [10 empty] | NA | NA | NA | NA | NA